## 4-15-2017 Avoided Costs
Relevant
Rule(s)
Avoided Energy Cost (All but Solar PV) |  | 34.1266 | MWh | Puc 903.02 (i)(2) & (i)(6) a. | (See "AC calc" tab)
Avoided Energy Cost (Solar PV) |  | 33.3059 | MWh | Puc 903.02 (i)(2) & (i)(7) a. | (See "AC calc" tab)
Avoided Capacity Costs |  | 2.5834 | kW-month | Puc 903.02 (i)(3) | (See "Capacity" tab)
Portion of Surplus Generation During Peak Hour |  | 0.01142% |  | Puc 903.02 (i)(6) b. | (See "Capacity" tab)
(All but Solar PV)
Portion of Surplus Generation During Peak Hour |  | 0.04075% |  | Puc 903.02 (i)(7) c. | (See "Capacity" tab)
(Solar PV)

## AC calc
Calculation of Avoided Energy Costs for Surplus Net Metered Generation Pursuant to Puc 903.02 | [9 empty] | Data Sources:
Generation Other than Solar Average Costs for LMP & Regulation = I17 | [8 empty] | 31.9941 |  | 2016 and 2017 houly RTLMP, Ancillary svcs cost data:
Average Distribution System Line Loss Multiplier = | [8 empty] | 1.0667 |  | https://www.iso-ne.com/isoexpress/web/reports/load-and-demand/-/tree/whlsecost-hourly-newhampshire
Avg. Hourly Avoided Costs Grossed up for Dist. Line Losses | [8 empty] | 34.1266
Solar Weighted Average Costs for LMP & Regulation = (J17/D17) | [8 empty] | 31.2247
Average Distribution System Line Loss Multiplier = | [8 empty] | 1.0667
Solar Wtd. Avg. Cost Grossed up for Dist. Line Losses | [8 empty] | 33.3059
Average Distribution System Line Loss Multiplier = | [8 empty] | 1.0667 | See "Losses" tab
In $/MWH (megawatt hours)
[6 empty] | NH LZ | Gen. rel.** | G+H***
"Month" | "Day" | "Hour" | "AC Power (W)" | Date | Hour | RTLMP* | Anc. Svcs. | Total Cost | Weighted Cost
|  | SUM or Average: | 25428685 |  |  | 30.4042 | 1.5899 | 31.9941 | 794002740.6
4 | 1 | 01:00 | 0 | 2016-04-01 | 1 | 14.02 | 1.71 | 15.73 | 0
4 | 1 | 02:00 | 0 | 2016-04-01 | 2 | 7.2 | 1.79 | 8.99 | 0 | * NH LZ RTLMP = New Hampshire Load Zone Real Time Locational Marginal Price
4 | 1 | 03:00 | 0 | 2016-04-01 | 3 | 11.41 | 1.7 | 13.11 | 0 | ** Generation Related Ancillary Services includes ancillary market charges - regulation market,
4 | 1 | 04:00 | 0 | 2016-04-01 | 4 | 3.82 | 1.74 | 5.56 | 0 | forward reserve market, real-time reserve market, transitional demand response program and
4 | 1 | 05:00 | 0 | 2016-04-01 | 5 | 6.24 | 1.73 | 7.97 | 0 | net commitment period compensation (NCPC) - first and second contigency
4 | 1 | 06:00 | 52 | 2016-04-01 | 6 | 7.27 | 1.77 | 9.04 | 470.08 | ***Puc 903.02 (i)(6) b. uses 8760 hours
4 | 1 | 07:00 | 1324 | 2016-04-01 | 7 | 9.28 | 1.95 | 11.23 | 14868.52
4 | 1 | 08:00 | 3396 | 2016-04-01 | 8 | 17.03 | 3.74 | 20.77 | 70534.92 | AC Power is actual average hourly generation data for NH systems with a total capacity of 181.5 kW DC (166.4 kW AC).
4 | 1 | 09:00 | 5117 | 2016-04-01 | 9 | 22.21 | 2.85 | 25.06 | 128232.02
4 | 1 | 10:00 | 3120 | 2016-04-01 | 10 | 31.94 | 2.72 | 34.66 | 108139.2
4 | 1 | 11:00 | 3693 | 2016-04-01 | 11 | 21.5 | 2.69 | 24.19 | 89333.67
4 | 1 | 12:00 | 5255 | 2016-04-01 | 12 | 20.16 | 2.59 | 22.75 | 119551.25
4 | 1 | 13:00 | 6194 | 2016-04-01 | 13 | 20.24 | 2.67 | 22.91 | 141904.54
4 | 1 | 14:00 | 8998 | 2016-04-01 | 14 | 17.44 | 2.58 | 20.02 | 180139.96
4 | 1 | 15:00 | 8980 | 2016-04-01 | 15 | 15.66 | 2.58 | 18.24 | 163795.2
4 | 1 | 16:00 | 6205 | 2016-04-01 | 16 | 13.75 | 2.6 | 16.35 | 101451.75
4 | 1 | 17:00 | 1352 | 2016-04-01 | 17 | 14.61 | 2.6 | 17.21 | 23267.92
4 | 1 | 18:00 | 273 | 2016-04-01 | 18 | 14.66 | 2.61 | 17.27 | 4714.71
4 | 1 | 19:00 | 4 | 2016-04-01 | 19 | 15.09 | 2.62 | 17.71 | 70.84
4 | 1 | 20:00 | 0 | 2016-04-01 | 20 | 17.96 | 2.69 | 20.65 | 0
4 | 1 | 21:00 | 0 | 2016-04-01 | 21 | 14.51 | 2.59 | 17.1 | 0
4 | 1 | 22:00 | 0 | 2016-04-01 | 22 | 17.24 | 2.85 | 20.09 | 0
4 | 1 | 23:00 | 0 | 2016-04-01 | 23 | 15.77 | 3 | 18.77 | 0
4 | 1 | 24:00 | 0 | 2016-04-01 | 24 | 12.82 | 1.77 | 14.59 | 0
4 | 2 | 01:00 | 0 | 2016-04-02 | 1 | 12.51 | 2.43 | 14.94 | 0
4 | 2 | 02:00 | 0 | 2016-04-02 | 2 | 10.97 | 2.41 | 13.38 | 0
4 | 2 | 03:00 | 0 | 2016-04-02 | 3 | 4.94 | 2.45 | 7.39 | 0
4 | 2 | 04:00 | 0 | 2016-04-02 | 4 | 9.88 | 2.43 | 12.31 | 0
4 | 2 | 05:00 | 0 | 2016-04-02 | 5 | 11.62 | 2.42 | 14.04 | 0
4 | 2 | 06:00 | 1 | 2016-04-02 | 6 | 4.24 | 2.48 | 6.72 | 6.72
4 | 2 | 07:00 | 283 | 2016-04-02 | 7 | 11.7 | 2.68 | 14.38 | 4069.54
4 | 2 | 08:00 | 836 | 2016-04-02 | 8 | 15.65 | 2.65 | 18.3 | 15298.8
4 | 2 | 09:00 | 1398 | 2016-04-02 | 9 | 17.75 | 2.58 | 20.33 | 28421.34
4 | 2 | 10:00 | 1568 | 2016-04-02 | 10 | 23.22 | 2.46 | 25.68 | 40266.24
4 | 2 | 11:00 | 2151 | 2016-04-02 | 11 | 26.24 | 2.55 | 28.79 | 61927.29
4 | 2 | 12:00 | 2750 | 2016-04-02 | 12 | 34.75 | 2.51 | 37.26 | 102465
4 | 2 | 13:00 | 3681 | 2016-04-02 | 13 | 33.66 | 2.53 | 36.19 | 133215.39
4 | 2 | 14:00 | 4433 | 2016-04-02 | 14 | 31.82 | 2.52 | 34.34 | 152229.22
4 | 2 | 15:00 | 5902 | 2016-04-02 | 15 | 26.28 | 2.57 | 28.85 | 170272.7
4 | 2 | 16:00 | 2890 | 2016-04-02 | 16 | 23.62 | 2.53 | 26.15 | 75573.5
4 | 2 | 17:00 | 3310 | 2016-04-02 | 17 | 22.52 | 2.44 | 24.96 | 82617.6
4 | 2 | 18:00 | 859 | 2016-04-02 | 18 | 23.39 | 2.44 | 25.83 | 22187.97
4 | 2 | 19:00 | 20 | 2016-04-02 | 19 | 22.66 | 2.46 | 25.12 | 502.4
4 | 2 | 20:00 | 0 | 2016-04-02 | 20 | 29.71 | 2.74 | 32.45 | 0
4 | 2 | 21:00 | 0 | 2016-04-02 | 21 | 28.89 | 2.84 | 31.73 | 0
4 | 2 | 22:00 | 0 | 2016-04-02 | 22 | 28.53 | 2.6 | 31.13 | 0
4 | 2 | 23:00 | 0 | 2016-04-02 | 23 | 23.86 | 2.74 | 26.6 | 0
4 | 2 | 24:00 | 0 | 2016-04-02 | 24 | 19.42 | 2.51 | 21.93 | 0
4 | 3 | 01:00 | 0 | 2016-04-03 | 1 | 22.61 | 1.02 | 23.63 | 0
4 | 3 | 02:00 | 0 | 2016-04-03 | 2 | 20.04 | 1.05 | 21.09 | 0
4 | 3 | 03:00 | 0 | 2016-04-03 | 3 | 18.53 | 1.05 | 19.58 | 0
4 | 3 | 04:00 | 0 | 2016-04-03 | 4 | 19.05 | 1.03 | 20.08 | 0
4 | 3 | 05:00 | 0 | 2016-04-03 | 5 | 18.92 | 1 | 19.92 | 0
4 | 3 | 06:00 | 0 | 2016-04-03 | 6 | 19.81 | 1.01 | 20.82 | 0
4 | 3 | 07:00 | 14 | 2016-04-03 | 7 | 19.39 | 1.08 | 20.47 | 286.58
4 | 3 | 08:00 | 196 | 2016-04-03 | 8 | 17.3 | 1.07 | 18.37 | 3600.52
4 | 3 | 09:00 | 1332 | 2016-04-03 | 9 | 10.51 | 1.11 | 11.62 | 15477.84
4 | 3 | 10:00 | 5070 | 2016-04-03 | 10 | 18.22 | 1.01 | 19.23 | 97496.1
4 | 3 | 11:00 | 8779 | 2016-04-03 | 11 | 19.2 | 1.02 | 20.22 | 177511.38
4 | 3 | 12:00 | 10653 | 2016-04-03 | 12 | 20.12 | 1.1 | 21.22 | 226056.66
4 | 3 | 13:00 | 10306 | 2016-04-03 | 13 | 18.79 | 1.01 | 19.8 | 204058.8
4 | 3 | 14:00 | 11014 | 2016-04-03 | 14 | 23.68 | 1.17 | 24.85 | 273697.9
4 | 3 | 15:00 | 9605 | 2016-04-03 | 15 | 20.98 | 1.09 | 22.07 | 211982.35
4 | 3 | 16:00 | 7566 | 2016-04-03 | 16 | 26.57 | 1.15 | 27.72 | 209729.52
4 | 3 | 17:00 | 4237 | 2016-04-03 | 17 | 26.4 | 1.04 | 27.44 | 116263.28
4 | 3 | 18:00 | 975 | 2016-04-03 | 18 | 21.79 | 1.05 | 22.84 | 22269
4 | 3 | 19:00 | 14 | 2016-04-03 | 19 | 23.78 | 1.13 | 24.91 | 348.74
4 | 3 | 20:00 | 0 | 2016-04-03 | 20 | 35.08 | 1.07 | 36.15 | 0
4 | 3 | 21:00 | 0 | 2016-04-03 | 21 | 36.97 | 1.14 | 38.11 | 0
4 | 3 | 22:00 | 0 | 2016-04-03 | 22 | 33.53 | 1.24 | 34.77 | 0
4 | 3 | 23:00 | 0 | 2016-04-03 | 23 | 23.2 | 1.1 | 24.3 | 0
4 | 3 | 24:00 | 0 | 2016-04-03 | 24 | 24.75 | 1.04 | 25.79 | 0
4 | 4 | 01:00 | 0 | 2016-04-04 | 1 | 26.9 | 6.61 | 33.51 | 0
4 | 4 | 02:00 | 0 | 2016-04-04 | 2 | 24.64 | 6.63 | 31.27 | 0
4 | 4 | 03:00 | 0 | 2016-04-04 | 3 | 28.17 | 6.57 | 34.74 | 0
4 | 4 | 04:00 | 0 | 2016-04-04 | 4 | 25.51 | 6.62 | 32.13 | 0
4 | 4 | 05:00 | 0 | 2016-04-04 | 5 | 25.88 | 6.59 | 32.47 | 0
4 | 4 | 06:00 | 1 | 2016-04-04 | 6 | 30.22 | 6.84 | 37.06 | 37.06
4 | 4 | 07:00 | 345 | 2016-04-04 | 7 | 38.85 | 6.86 | 45.71 | 15769.95
4 | 4 | 08:00 | 746 | 2016-04-04 | 8 | 55.81 | 7.83 | 63.64 | 47475.44
4 | 4 | 09:00 | 805 | 2016-04-04 | 9 | 51.15 | 7.57 | 58.72 | 47269.6
4 | 4 | 10:00 | 757 | 2016-04-04 | 10 | 58.78 | 7.6 | 66.38 | 50249.66
4 | 4 | 11:00 | 561 | 2016-04-04 | 11 | 71.95 | 9.25 | 81.2 | 45553.2
4 | 4 | 12:00 | 193 | 2016-04-04 | 12 | 45.47 | 9.39 | 54.86 | 10587.98
4 | 4 | 13:00 | 158 | 2016-04-04 | 13 | 110.75 | 8.08 | 118.83 | 18775.14
4 | 4 | 14:00 | 176 | 2016-04-04 | 14 | 143.08 | 7.97 | 151.05 | 26584.8
4 | 4 | 15:00 | 161 | 2016-04-04 | 15 | 78.34 | 7.92 | 86.26 | 13887.86
4 | 4 | 16:00 | 41 | 2016-04-04 | 16 | 50.01 | 7.48 | 57.49 | 2357.09
4 | 4 | 17:00 | 18 | 2016-04-04 | 17 | 52.72 | 7.5 | 60.22 | 1083.96
4 | 4 | 18:00 | 3 | 2016-04-04 | 18 | 81.44 | 7.52 | 88.96 | 266.88
4 | 4 | 19:00 | 0 | 2016-04-04 | 19 | 70.72 | 7.45 | 78.17 | 0
4 | 4 | 20:00 | 0 | 2016-04-04 | 20 | 93.41 | 7.56 | 100.97 | 0
4 | 4 | 21:00 | 0 | 2016-04-04 | 21 | 61.3 | 7.47 | 68.77 | 0
4 | 4 | 22:00 | 0 | 2016-04-04 | 22 | 73.35 | 7.91 | 81.26 | 0
4 | 4 | 23:00 | 0 | 2016-04-04 | 23 | 51.96 | 8.69 | 60.65 | 0
4 | 4 | 24:00 | 0 | 2016-04-04 | 24 | 35.09 | 6.76 | 41.85 | 0
4 | 5 | 01:00 | 0 | 2016-04-05 | 1 | 50.33 | 1.03 | 51.36 | 0
4 | 5 | 02:00 | 0 | 2016-04-05 | 2 | 60.03 | 1.14 | 61.17 | 0
4 | 5 | 03:00 | 0 | 2016-04-05 | 3 | 57.31 | 1.13 | 58.44 | 0
4 | 5 | 04:00 | 0 | 2016-04-05 | 4 | 67.01 | 1.05 | 68.06 | 0
4 | 5 | 05:00 | 0 | 2016-04-05 | 5 | 70.04 | 1.15 | 71.19 | 0
4 | 5 | 06:00 | 4 | 2016-04-05 | 6 | 66.6 | 1.98 | 68.58 | 274.32
4 | 5 | 07:00 | 95 | 2016-04-05 | 7 | 64.53 | 1.5 | 66.03 | 6272.85
4 | 5 | 08:00 | 358 | 2016-04-05 | 8 | 76.06 | 2.45 | 78.51 | 28106.58
4 | 5 | 09:00 | 1088 | 2016-04-05 | 9 | 68.55 | 2.28 | 70.83 | 77063.04
4 | 5 | 10:00 | 2243 | 2016-04-05 | 10 | 58.08 | 1.99 | 60.07 | 134737.01
4 | 5 | 11:00 | 4747 | 2016-04-05 | 11 | 58.41 | 1.9 | 60.31 | 286291.57
4 | 5 | 12:00 | 7031 | 2016-04-05 | 12 | 50.49 | 1.99 | 52.48 | 368986.88
4 | 5 | 13:00 | 8278 | 2016-04-05 | 13 | 43.6 | 1.91 | 45.51 | 376731.78
4 | 5 | 14:00 | 8953 | 2016-04-05 | 14 | 42.12 | 1.97 | 44.09 | 394737.77
4 | 5 | 15:00 | 8169 | 2016-04-05 | 15 | 37.11 | 1.83 | 38.94 | 318100.86
4 | 5 | 16:00 | 5937 | 2016-04-05 | 16 | 36.27 | 1.85 | 38.12 | 226318.44
4 | 5 | 17:00 | 3040 | 2016-04-05 | 17 | 35.56 | 1.84 | 37.4 | 113696
4 | 5 | 18:00 | 634 | 2016-04-05 | 18 | 37.45 | 1.86 | 39.31 | 24922.54
4 | 5 | 19:00 | 12 | 2016-04-05 | 19 | 37.37 | 1.8 | 39.17 | 470.04
4 | 5 | 20:00 | 0 | 2016-04-05 | 20 | 51.68 | 1.75 | 53.43 | 0
4 | 5 | 21:00 | 0 | 2016-04-05 | 21 | 65.32 | 1.89 | 67.21 | 0
4 | 5 | 22:00 | 0 | 2016-04-05 | 22 | 48.62 | 2.28 | 50.9 | 0
4 | 5 | 23:00 | 0 | 2016-04-05 | 23 | 35.86 | 2.9 | 38.76 | 0
4 | 5 | 24:00 | 0 | 2016-04-05 | 24 | 35.49 | 1.68 | 37.17 | 0
4 | 6 | 01:00 | 0 | 2016-04-06 | 1 | 44.78 | 0.44 | 45.22 | 0
4 | 6 | 02:00 | 0 | 2016-04-06 | 2 | 46.44 | 0.48 | 46.92 | 0
4 | 6 | 03:00 | 0 | 2016-04-06 | 3 | 43.83 | 0.41 | 44.24 | 0
4 | 6 | 04:00 | 0 | 2016-04-06 | 4 | 40.4 | 0.4 | 40.8 | 0
4 | 6 | 05:00 | 0 | 2016-04-06 | 5 | 38.23 | 0.41 | 38.64 | 0
4 | 6 | 06:00 | 276 | 2016-04-06 | 6 | 45.29 | 0.54 | 45.83 | 12649.08
4 | 6 | 07:00 | 2284 | 2016-04-06 | 7 | 54.29 | 0.54 | 54.83 | 125231.72
4 | 6 | 08:00 | 5732 | 2016-04-06 | 8 | 59.5 | 1.44 | 60.94 | 349308.08
4 | 6 | 09:00 | 8926 | 2016-04-06 | 9 | 48.69 | 1.23 | 49.92 | 445585.92
4 | 6 | 10:00 | 10454 | 2016-04-06 | 10 | 45.68 | 1.28 | 46.96 | 490919.84
4 | 6 | 11:00 | 12427 | 2016-04-06 | 11 | 36.95 | 1.25 | 38.2 | 474711.4
4 | 6 | 12:00 | 13549 | 2016-04-06 | 12 | 32.32 | 1.25 | 33.57 | 454839.93
4 | 6 | 13:00 | 12825 | 2016-04-06 | 13 | 28.06 | 1.27 | 29.33 | 376157.25
4 | 6 | 14:00 | 10386 | 2016-04-06 | 14 | 22.02 | 1.3 | 23.32 | 242201.52
4 | 6 | 15:00 | 6111 | 2016-04-06 | 15 | 30.44 | 1.32 | 31.76 | 194085.36
4 | 6 | 16:00 | 2094 | 2016-04-06 | 16 | 32.74 | 1.26 | 34 | 71196
4 | 6 | 17:00 | 1129 | 2016-04-06 | 17 | 38.54 | 1.39 | 39.93 | 45080.97
4 | 6 | 18:00 | 246 | 2016-04-06 | 18 | 38.11 | 1.31 | 39.42 | 9697.32
4 | 6 | 19:00 | 0 | 2016-04-06 | 19 | 33.64 | 1.18 | 34.82 | 0
4 | 6 | 20:00 | 0 | 2016-04-06 | 20 | 43.03 | 1.16 | 44.19 | 0
4 | 6 | 21:00 | 0 | 2016-04-06 | 21 | 41.49 | 1.15 | 42.64 | 0
4 | 6 | 22:00 | 0 | 2016-04-06 | 22 | 30.77 | 1.32 | 32.09 | 0
4 | 6 | 23:00 | 0 | 2016-04-06 | 23 | 29.89 | 1.43 | 31.32 | 0
4 | 6 | 24:00 | 0 | 2016-04-06 | 24 | 27.83 | 0.41 | 28.24 | 0
4 | 7 | 01:00 | 0 | 2016-04-07 | 1 | 41.38 | 1.66 | 43.04 | 0
4 | 7 | 02:00 | 0 | 2016-04-07 | 2 | 35.28 | 1.54 | 36.82 | 0
4 | 7 | 03:00 | 0 | 2016-04-07 | 3 | 24.25 | 1.51 | 25.76 | 0
4 | 7 | 04:00 | 0 | 2016-04-07 | 4 | 13 | 1.58 | 14.58 | 0
4 | 7 | 05:00 | 0 | 2016-04-07 | 5 | 38.07 | 1.66 | 39.73 | 0
4 | 7 | 06:00 | 43 | 2016-04-07 | 6 | 52.3 | 2.28 | 54.58 | 2346.94
4 | 7 | 07:00 | 738 | 2016-04-07 | 7 | 49.97 | 2.14 | 52.11 | 38457.18
4 | 7 | 08:00 | 2503 | 2016-04-07 | 8 | 45.86 | 2.75 | 48.61 | 121670.83
4 | 7 | 09:00 | 2968 | 2016-04-07 | 9 | 42.81 | 2.45 | 45.26 | 134331.68
4 | 7 | 10:00 | 2249 | 2016-04-07 | 10 | 40.7 | 2.47 | 43.17 | 97089.33
4 | 7 | 11:00 | 2307 | 2016-04-07 | 11 | 27.21 | 2.41 | 29.62 | 68333.34
4 | 7 | 12:00 | 3059 | 2016-04-07 | 12 | 41.42 | 3.03 | 44.45 | 135972.55
4 | 7 | 13:00 | 2470 | 2016-04-07 | 13 | 30.87 | 2.73 | 33.6 | 82992
4 | 7 | 14:00 | 1623 | 2016-04-07 | 14 | 25.05 | 2.35 | 27.4 | 44470.2
4 | 7 | 15:00 | 1084 | 2016-04-07 | 15 | 37.15 | 2.87 | 40.02 | 43381.68
4 | 7 | 16:00 | 578 | 2016-04-07 | 16 | 24.49 | 2.41 | 26.9 | 15548.2
4 | 7 | 17:00 | 655 | 2016-04-07 | 17 | 34.03 | 2.38 | 36.41 | 23848.55
4 | 7 | 18:00 | 285 | 2016-04-07 | 18 | 38.4 | 2.75 | 41.15 | 11727.75
4 | 7 | 19:00 | 3 | 2016-04-07 | 19 | 25.8 | 2.47 | 28.27 | 84.81
4 | 7 | 20:00 | 0 | 2016-04-07 | 20 | 34.47 | 2.72 | 37.19 | 0
4 | 7 | 21:00 | 0 | 2016-04-07 | 21 | 30.23 | 2.62 | 32.85 | 0
4 | 7 | 22:00 | 0 | 2016-04-07 | 22 | 21.58 | 2.63 | 24.21 | 0
4 | 7 | 23:00 | 0 | 2016-04-07 | 23 | 11.51 | 2.6 | 14.11 | 0
4 | 7 | 24:00 | 0 | 2016-04-07 | 24 | 14.77 | 1.52 | 16.29 | 0
4 | 8 | 01:00 | 0 | 2016-04-08 | 1 | 14.5 | 1.24 | 15.74 | 0
4 | 8 | 02:00 | 0 | 2016-04-08 | 2 | 20.23 | 1.09 | 21.32 | 0
4 | 8 | 03:00 | 0 | 2016-04-08 | 3 | 17.37 | 1.05 | 18.42 | 0
4 | 8 | 04:00 | 0 | 2016-04-08 | 4 | 18.75 | 1.04 | 19.79 | 0
4 | 8 | 05:00 | 0 | 2016-04-08 | 5 | 27.96 | 1.07 | 29.03 | 0
4 | 8 | 06:00 | 101 | 2016-04-08 | 6 | 36.38 | 1.42 | 37.8 | 3817.8
4 | 8 | 07:00 | 1740 | 2016-04-08 | 7 | 29.58 | 1.99 | 31.57 | 54931.8
4 | 8 | 08:00 | 5501 | 2016-04-08 | 8 | 29.41 | 2.64 | 32.05 | 176307.05
4 | 8 | 09:00 | 8900 | 2016-04-08 | 9 | 26.57 | 2.07 | 28.64 | 254896
4 | 8 | 10:00 | 10061 | 2016-04-08 | 10 | 30.7 | 2.28 | 32.98 | 331811.78
4 | 8 | 11:00 | 6307 | 2016-04-08 | 11 | 26.52 | 2.02 | 28.54 | 180001.78
4 | 8 | 12:00 | 5688 | 2016-04-08 | 12 | 27.14 | 1.93 | 29.07 | 165350.16
4 | 8 | 13:00 | 10486 | 2016-04-08 | 13 | 25.65 | 1.98 | 27.63 | 289728.18
4 | 8 | 14:00 | 7196 | 2016-04-08 | 14 | 25.03 | 1.95 | 26.98 | 194148.08
4 | 8 | 15:00 | 6897 | 2016-04-08 | 15 | 26.84 | 1.95 | 28.79 | 198564.63
4 | 8 | 16:00 | 3596 | 2016-04-08 | 16 | 24.29 | 2.01 | 26.3 | 94574.8
4 | 8 | 17:00 | 1855 | 2016-04-08 | 17 | 31.71 | 2.19 | 33.9 | 62884.5
4 | 8 | 18:00 | 561 | 2016-04-08 | 18 | 27.07 | 2.06 | 29.13 | 16341.93
4 | 8 | 19:00 | 6 | 2016-04-08 | 19 | 24.79 | 2.03 | 26.82 | 160.92
4 | 8 | 20:00 | 0 | 2016-04-08 | 20 | 32.51 | 1.99 | 34.5 | 0
4 | 8 | 21:00 | 0 | 2016-04-08 | 21 | 36.6 | 2.26 | 38.86 | 0
4 | 8 | 22:00 | 0 | 2016-04-08 | 22 | 28.56 | 2.46 | 31.02 | 0
4 | 8 | 23:00 | 0 | 2016-04-08 | 23 | 31.68 | 3.32 | 35 | 0
4 | 8 | 24:00 | 0 | 2016-04-08 | 24 | 23.38 | 1.38 | 24.76 | 0
4 | 9 | 01:00 | 0 | 2016-04-09 | 1 | 22.26 | 1.44 | 23.7 | 0
4 | 9 | 02:00 | 0 | 2016-04-09 | 2 | 35.26 | 1.6 | 36.86 | 0
4 | 9 | 03:00 | 0 | 2016-04-09 | 3 | 29.29 | 1.41 | 30.7 | 0
4 | 9 | 04:00 | 0 | 2016-04-09 | 4 | 26.51 | 1.41 | 27.92 | 0
4 | 9 | 05:00 | 0 | 2016-04-09 | 5 | 34.65 | 1.41 | 36.06 | 0
4 | 9 | 06:00 | 429 | 2016-04-09 | 6 | 27.55 | 1.43 | 28.98 | 12432.42
4 | 9 | 07:00 | 3030 | 2016-04-09 | 7 | 19.7 | 1.62 | 21.32 | 64599.6
4 | 9 | 08:00 | 6783 | 2016-04-09 | 8 | 33.82 | 2.09 | 35.91 | 243577.53
4 | 9 | 09:00 | 10620 | 2016-04-09 | 9 | 19.09 | 1.53 | 20.62 | 218984.4
4 | 9 | 10:00 | 14229 | 2016-04-09 | 10 | 15.01 | 1.36 | 16.37 | 232928.73
4 | 9 | 11:00 | 16211 | 2016-04-09 | 11 | 21 | 1.41 | 22.41 | 363288.51
4 | 9 | 12:00 | 16641 | 2016-04-09 | 12 | 19.22 | 1.43 | 20.65 | 343636.65
4 | 9 | 13:00 | 14530 | 2016-04-09 | 13 | 15.47 | 1.37 | 16.84 | 244685.2
4 | 9 | 14:00 | 13536 | 2016-04-09 | 14 | 18.05 | 1.46 | 19.51 | 264087.36
4 | 9 | 15:00 | 9024 | 2016-04-09 | 15 | 23.25 | 1.38 | 24.63 | 222261.12
4 | 9 | 16:00 | 5801 | 2016-04-09 | 16 | 25.82 | 1.41 | 27.23 | 157961.23
4 | 9 | 17:00 | 2901 | 2016-04-09 | 17 | 27.24 | 1.44 | 28.68 | 83200.68
4 | 9 | 18:00 | 977 | 2016-04-09 | 18 | 25.84 | 1.44 | 27.28 | 26652.56
4 | 9 | 19:00 | 39 | 2016-04-09 | 19 | 26.11 | 1.51 | 27.62 | 1077.18
4 | 9 | 20:00 | 0 | 2016-04-09 | 20 | 33.46 | 1.61 | 35.07 | 0
4 | 9 | 21:00 | 0 | 2016-04-09 | 21 | 29.64 | 1.36 | 31 | 0
4 | 9 | 22:00 | 0 | 2016-04-09 | 22 | 27.31 | 1.62 | 28.93 | 0
4 | 9 | 23:00 | 0 | 2016-04-09 | 23 | 17.41 | 1.69 | 19.1 | 0
4 | 9 | 24:00 | 0 | 2016-04-09 | 24 | 19.33 | 1.61 | 20.94 | 0
4 | 10 | 01:00 | 0 | 2016-04-10 | 1 | 24.52 | 0.87 | 25.39 | 0
4 | 10 | 02:00 | 0 | 2016-04-10 | 2 | 25.02 | 0.81 | 25.83 | 0
4 | 10 | 03:00 | 0 | 2016-04-10 | 3 | 24.97 | 0.77 | 25.74 | 0
4 | 10 | 04:00 | 0 | 2016-04-10 | 4 | 26.31 | 0.73 | 27.04 | 0
4 | 10 | 05:00 | 0 | 2016-04-10 | 5 | 19.71 | 0.74 | 20.45 | 0
4 | 10 | 06:00 | 392 | 2016-04-10 | 6 | 25.67 | 0.75 | 26.42 | 10356.64
4 | 10 | 07:00 | 3471 | 2016-04-10 | 7 | 25.48 | 0.92 | 26.4 | 91634.4
4 | 10 | 08:00 | 8271 | 2016-04-10 | 8 | 14.1 | 0.98 | 15.08 | 124726.68
4 | 10 | 09:00 | 12774 | 2016-04-10 | 9 | 22.38 | 0.94 | 23.32 | 297889.68
4 | 10 | 10:00 | 15336 | 2016-04-10 | 10 | 28.35 | 0.81 | 29.16 | 447197.76
4 | 10 | 11:00 | 16515 | 2016-04-10 | 11 | 28.06 | 0.64 | 28.7 | 473980.5
4 | 10 | 12:00 | 16029 | 2016-04-10 | 12 | 26.16 | 0.64 | 26.8 | 429577.2
4 | 10 | 13:00 | 14868 | 2016-04-10 | 13 | 23.41 | 0.63 | 24.04 | 357426.72
4 | 10 | 14:00 | 12959 | 2016-04-10 | 14 | 21.2 | 0.67 | 21.87 | 283413.33
4 | 10 | 15:00 | 10603 | 2016-04-10 | 15 | 20.3 | 0.7 | 21 | 222663
4 | 10 | 16:00 | 8407 | 2016-04-10 | 16 | 18.76 | 0.71 | 19.47 | 163684.29
4 | 10 | 17:00 | 4649 | 2016-04-10 | 17 | 21.64 | 0.6 | 22.24 | 103393.76
4 | 10 | 18:00 | 1120 | 2016-04-10 | 18 | 28.25 | 0.7 | 28.95 | 32424
4 | 10 | 19:00 | 32 | 2016-04-10 | 19 | 28.1 | 0.75 | 28.85 | 923.2
4 | 10 | 20:00 | 0 | 2016-04-10 | 20 | 38.22 | 0.7 | 38.92 | 0
4 | 10 | 21:00 | 0 | 2016-04-10 | 21 | 37.34 | 0.84 | 38.18 | 0
4 | 10 | 22:00 | 0 | 2016-04-10 | 22 | 29.78 | 0.67 | 30.45 | 0
4 | 10 | 23:00 | 0 | 2016-04-10 | 23 | 23.64 | 0.69 | 24.33 | 0
4 | 10 | 24:00 | 0 | 2016-04-10 | 24 | 11.29 | 0.79 | 12.08 | 0
4 | 11 | 01:00 | 0 | 2016-04-11 | 1 | 24.42 | 0.61 | 25.03 | 0
4 | 11 | 02:00 | 0 | 2016-04-11 | 2 | 9.16 | 0.64 | 9.8 | 0
4 | 11 | 03:00 | 0 | 2016-04-11 | 3 | 19.52 | 0.73 | 20.25 | 0
4 | 11 | 04:00 | 0 | 2016-04-11 | 4 | 20.11 | 0.75 | 20.86 | 0
4 | 11 | 05:00 | 0 | 2016-04-11 | 5 | 21.56 | 0.59 | 22.15 | 0
4 | 11 | 06:00 | 5 | 2016-04-11 | 6 | 28.72 | 0.57 | 29.29 | 146.45
4 | 11 | 07:00 | 198 | 2016-04-11 | 7 | 31.78 | 0.76 | 32.54 | 6442.92
4 | 11 | 08:00 | 896 | 2016-04-11 | 8 | 47.39 | 1.86 | 49.25 | 44128
4 | 11 | 09:00 | 1817 | 2016-04-11 | 9 | 44.29 | 1.64 | 45.93 | 83454.81
4 | 11 | 10:00 | 2817 | 2016-04-11 | 10 | 44.02 | 1.64 | 45.66 | 128624.22
4 | 11 | 11:00 | 2316 | 2016-04-11 | 11 | 37.19 | 1.6 | 38.79 | 89837.64
4 | 11 | 12:00 | 2976 | 2016-04-11 | 12 | 32.89 | 1.45 | 34.34 | 102195.84
4 | 11 | 13:00 | 4668 | 2016-04-11 | 13 | 40.24 | 1.51 | 41.75 | 194889
4 | 11 | 14:00 | 4935 | 2016-04-11 | 14 | 30.45 | 1.47 | 31.92 | 157525.2
4 | 11 | 15:00 | 1755 | 2016-04-11 | 15 | 26.35 | 1.44 | 27.79 | 48771.45
4 | 11 | 16:00 | 1714 | 2016-04-11 | 16 | 27.55 | 1.51 | 29.06 | 49808.84
4 | 11 | 17:00 | 713 | 2016-04-11 | 17 | 27.09 | 1.5 | 28.59 | 20384.67
4 | 11 | 18:00 | 85 | 2016-04-11 | 18 | 46.02 | 1.6 | 47.62 | 4047.7
4 | 11 | 19:00 | 0 | 2016-04-11 | 19 | 44.08 | 1.57 | 45.65 | 0
4 | 11 | 20:00 | 0 | 2016-04-11 | 20 | 42.67 | 1.47 | 44.14 | 0
4 | 11 | 21:00 | 0 | 2016-04-11 | 21 | 36.85 | 1.52 | 38.37 | 0
4 | 11 | 22:00 | 0 | 2016-04-11 | 22 | 26.43 | 1.59 | 28.02 | 0
4 | 11 | 23:00 | 0 | 2016-04-11 | 23 | 20.86 | 1.63 | 22.49 | 0
4 | 11 | 24:00 | 0 | 2016-04-11 | 24 | 21.63 | 0.58 | 22.21 | 0
4 | 12 | 01:00 | 0 | 2016-04-12 | 1 | 16.39 | 0.87 | 17.26 | 0
4 | 12 | 02:00 | 0 | 2016-04-12 | 2 | 16.09 | 0.84 | 16.93 | 0
4 | 12 | 03:00 | 0 | 2016-04-12 | 3 | 16.43 | 0.81 | 17.24 | 0
4 | 12 | 04:00 | 0 | 2016-04-12 | 4 | 16.5 | 0.81 | 17.31 | 0
4 | 12 | 05:00 | 0 | 2016-04-12 | 5 | 15.74 | 0.86 | 16.6 | 0
4 | 12 | 06:00 | 15 | 2016-04-12 | 6 | 18.29 | 0.89 | 19.18 | 287.7
4 | 12 | 07:00 | 178 | 2016-04-12 | 7 | 27.51 | 1.12 | 28.63 | 5096.14
4 | 12 | 08:00 | 634 | 2016-04-12 | 8 | 39.07 | 2.32 | 41.39 | 26241.26
4 | 12 | 09:00 | 991 | 2016-04-12 | 9 | 33.46 | 1.84 | 35.3 | 34982.3
4 | 12 | 10:00 | 1658 | 2016-04-12 | 10 | 37.38 | 1.85 | 39.23 | 65043.34
4 | 12 | 11:00 | 1898 | 2016-04-12 | 11 | 38.61 | 1.85 | 40.46 | 76793.08
4 | 12 | 12:00 | 2182 | 2016-04-12 | 12 | 35.27 | 1.89 | 37.16 | 81083.12
4 | 12 | 13:00 | 2705 | 2016-04-12 | 13 | 26.65 | 1.75 | 28.4 | 76822
4 | 12 | 14:00 | 5724 | 2016-04-12 | 14 | 22.05 | 1.82 | 23.87 | 136631.88
4 | 12 | 15:00 | 6200 | 2016-04-12 | 15 | 24.03 | 1.91 | 25.94 | 160828
4 | 12 | 16:00 | 5142 | 2016-04-12 | 16 | 29.55 | 2.1 | 31.65 | 162744.3
4 | 12 | 17:00 | 3313 | 2016-04-12 | 17 | 21.46 | 1.78 | 23.24 | 76994.12
4 | 12 | 18:00 | 1179 | 2016-04-12 | 18 | 20.1 | 1.75 | 21.85 | 25761.15
4 | 12 | 19:00 | 51 | 2016-04-12 | 19 | 20.46 | 1.73 | 22.19 | 1131.69
4 | 12 | 20:00 | 0 | 2016-04-12 | 20 | 23.4 | 1.78 | 25.18 | 0
4 | 12 | 21:00 | 0 | 2016-04-12 | 21 | 25.43 | 1.89 | 27.32 | 0
4 | 12 | 22:00 | 0 | 2016-04-12 | 22 | 20.97 | 2.36 | 23.33 | 0
4 | 12 | 23:00 | 0 | 2016-04-12 | 23 | 34.99 | 3.05 | 38.04 | 0
4 | 12 | 24:00 | 0 | 2016-04-12 | 24 | 19.62 | 1.04 | 20.66 | 0
4 | 13 | 01:00 | 0 | 2016-04-13 | 1 | 23.01 | 0.3 | 23.31 | 0
4 | 13 | 02:00 | 0 | 2016-04-13 | 2 | 24.28 | 0.31 | 24.59 | 0
4 | 13 | 03:00 | 0 | 2016-04-13 | 3 | 23.78 | 0.31 | 24.09 | 0
4 | 13 | 04:00 | 0 | 2016-04-13 | 4 | 23.73 | 0.31 | 24.04 | 0
4 | 13 | 05:00 | 0 | 2016-04-13 | 5 | 24.09 | 0.3 | 24.39 | 0
4 | 13 | 06:00 | 553 | 2016-04-13 | 6 | 24.58 | 0.3 | 24.88 | 13758.64
4 | 13 | 07:00 | 3591 | 2016-04-13 | 7 | 30.67 | 0.47 | 31.14 | 111823.74
4 | 13 | 08:00 | 8132 | 2016-04-13 | 8 | 29.84 | 1.32 | 31.16 | 253393.12
4 | 13 | 09:00 | 12258 | 2016-04-13 | 9 | 26.71 | 1.19 | 27.9 | 341998.2
4 | 13 | 10:00 | 14672 | 2016-04-13 | 10 | 30.91 | 1.25 | 32.16 | 471851.52
4 | 13 | 11:00 | 15647 | 2016-04-13 | 11 | 25.39 | 1.25 | 26.64 | 416836.08
4 | 13 | 12:00 | 14986 | 2016-04-13 | 12 | 25.47 | 1.32 | 26.79 | 401474.94
4 | 13 | 13:00 | 15299 | 2016-04-13 | 13 | 25.18 | 1.3 | 26.48 | 405117.52
4 | 13 | 14:00 | 14337 | 2016-04-13 | 14 | 27.04 | 1.24 | 28.28 | 405450.36
4 | 13 | 15:00 | 12362 | 2016-04-13 | 15 | 13.68 | 1.37 | 15.05 | 186048.1
4 | 13 | 16:00 | 8724 | 2016-04-13 | 16 | 18.23 | 1.26 | 19.49 | 170030.76
4 | 13 | 17:00 | 4708 | 2016-04-13 | 17 | 23.69 | 1.27 | 24.96 | 117511.68
4 | 13 | 18:00 | 1082 | 2016-04-13 | 18 | 27.07 | 1.23 | 28.3 | 30620.6
4 | 13 | 19:00 | 34 | 2016-04-13 | 19 | 30.74 | 1.28 | 32.02 | 1088.68
4 | 13 | 20:00 | 0 | 2016-04-13 | 20 | 29.9 | 1.21 | 31.11 | 0
4 | 13 | 21:00 | 0 | 2016-04-13 | 21 | 30.79 | 1.29 | 32.08 | 0
4 | 13 | 22:00 | 0 | 2016-04-13 | 22 | 23.73 | 1.46 | 25.19 | 0
4 | 13 | 23:00 | 0 | 2016-04-13 | 23 | 19.15 | 1.73 | 20.88 | 0
4 | 13 | 24:00 | 0 | 2016-04-13 | 24 | 13.45 | 0.59 | 14.04 | 0
4 | 14 | 01:00 | 0 | 2016-04-14 | 1 | 19.77 | 0.49 | 20.26 | 0
4 | 14 | 02:00 | 0 | 2016-04-14 | 2 | 18.85 | 0.42 | 19.27 | 0
4 | 14 | 03:00 | 0 | 2016-04-14 | 3 | 18.61 | 0.42 | 19.03 | 0
4 | 14 | 04:00 | 0 | 2016-04-14 | 4 | 19.9 | 0.41 | 20.31 | 0
4 | 14 | 05:00 | 0 | 2016-04-14 | 5 | 22.9 | 0.41 | 23.31 | 0
4 | 14 | 06:00 | 505 | 2016-04-14 | 6 | 25.56 | 0.38 | 25.94 | 13099.7
4 | 14 | 07:00 | 3397 | 2016-04-14 | 7 | 32.99 | 0.85 | 33.84 | 114954.48
4 | 14 | 08:00 | 7888 | 2016-04-14 | 8 | 38.54 | 1.72 | 40.26 | 317570.88
4 | 14 | 09:00 | 12246 | 2016-04-14 | 9 | 34.15 | 1.39 | 35.54 | 435222.84
4 | 14 | 10:00 | 14670 | 2016-04-14 | 10 | 34.34 | 1.41 | 35.75 | 524452.5
4 | 14 | 11:00 | 15644 | 2016-04-14 | 11 | 31.35 | 1.33 | 32.68 | 511245.92
4 | 14 | 12:00 | 15726 | 2016-04-14 | 12 | 24.83 | 1.29 | 26.12 | 410763.12
4 | 14 | 13:00 | 15517 | 2016-04-14 | 13 | 23.8 | 1.33 | 25.13 | 389942.21
4 | 14 | 14:00 | 14275 | 2016-04-14 | 14 | 24.73 | 1.35 | 26.08 | 372292
4 | 14 | 15:00 | 12369 | 2016-04-14 | 15 | 20.75 | 1.36 | 22.11 | 273478.59
4 | 14 | 16:00 | 8794 | 2016-04-14 | 16 | 18.8 | 1.42 | 20.22 | 177814.68
4 | 14 | 17:00 | 4762 | 2016-04-14 | 17 | 21.8 | 1.42 | 23.22 | 110573.64
4 | 14 | 18:00 | 1179 | 2016-04-14 | 18 | 20.24 | 1.51 | 21.75 | 25643.25
4 | 14 | 19:00 | 54 | 2016-04-14 | 19 | 25.5 | 1.55 | 27.05 | 1460.7
4 | 14 | 20:00 | 0 | 2016-04-14 | 20 | 24.67 | 1.48 | 26.15 | 0
4 | 14 | 21:00 | 0 | 2016-04-14 | 21 | 26.04 | 1.41 | 27.45 | 0
4 | 14 | 22:00 | 0 | 2016-04-14 | 22 | 23.85 | 1.67 | 25.52 | 0
4 | 14 | 23:00 | 0 | 2016-04-14 | 23 | 9.26 | 1.93 | 11.19 | 0
4 | 14 | 24:00 | 0 | 2016-04-14 | 24 | 20.62 | 0.63 | 21.25 | 0
4 | 15 | 01:00 | 0 | 2016-04-15 | 1 | 23.93 | 0.29 | 24.22 | 0
4 | 15 | 02:00 | 0 | 2016-04-15 | 2 | 24.13 | 0.31 | 24.44 | 0
4 | 15 | 03:00 | 0 | 2016-04-15 | 3 | 23.98 | 0.3 | 24.28 | 0
4 | 15 | 04:00 | 0 | 2016-04-15 | 4 | 24.16 | 0.3 | 24.46 | 0
4 | 15 | 05:00 | 0 | 2016-04-15 | 5 | 22.13 | 0.3 | 22.43 | 0
4 | 15 | 06:00 | 597 | 2016-04-15 | 6 | 24.72 | 0.36 | 25.08 | 14972.76
4 | 15 | 07:00 | 3698 | 2016-04-15 | 7 | 29.85 | 0.43 | 30.28 | 111975.44
4 | 15 | 08:00 | 8242 | 2016-04-15 | 8 | 27.24 | 1.26 | 28.5 | 234897
4 | 15 | 09:00 | 12451 | 2016-04-15 | 9 | 26.57 | 1.23 | 27.8 | 346137.8
4 | 15 | 10:00 | 14705 | 2016-04-15 | 10 | 24.46 | 1.21 | 25.67 | 377477.35
4 | 15 | 11:00 | 15556 | 2016-04-15 | 11 | 24.04 | 1.23 | 25.27 | 393100.12
4 | 15 | 12:00 | 15583 | 2016-04-15 | 12 | 24.39 | 1.26 | 25.65 | 399703.95
4 | 15 | 13:00 | 15120 | 2016-04-15 | 13 | 23.39 | 1.27 | 24.66 | 372859.2
4 | 15 | 14:00 | 13907 | 2016-04-15 | 14 | 23.86 | 1.23 | 25.09 | 348926.63
4 | 15 | 15:00 | 12270 | 2016-04-15 | 15 | 23.66 | 1.27 | 24.93 | 305891.1
4 | 15 | 16:00 | 8708 | 2016-04-15 | 16 | 21.84 | 1.29 | 23.13 | 201416.04
4 | 15 | 17:00 | 4630 | 2016-04-15 | 17 | 23.87 | 1.29 | 25.16 | 116490.8
4 | 15 | 18:00 | 1201 | 2016-04-15 | 18 | 24.58 | 1.28 | 25.86 | 31057.86
4 | 15 | 19:00 | 67 | 2016-04-15 | 19 | 24.09 | 1.27 | 25.36 | 1699.12
4 | 15 | 20:00 | 0 | 2016-04-15 | 20 | 23.64 | 1.23 | 24.87 | 0
4 | 15 | 21:00 | 0 | 2016-04-15 | 21 | 29.23 | 1.28 | 30.51 | 0
4 | 15 | 22:00 | 0 | 2016-04-15 | 22 | 25.21 | 1.32 | 26.53 | 0
4 | 15 | 23:00 | 0 | 2016-04-15 | 23 | 29.65 | 1.4 | 31.05 | 0
4 | 15 | 24:00 | 0 | 2016-04-15 | 24 | 23.39 | 0.36 | 23.75 | 0
4 | 16 | 01:00 | 0 | 2016-04-16 | 1 | 23.54 | 1.83 | 25.37 | 0
4 | 16 | 02:00 | 0 | 2016-04-16 | 2 | 24.23 | 1.89 | 26.12 | 0
4 | 16 | 03:00 | 0 | 2016-04-16 | 3 | 20.69 | 1.6 | 22.29 | 0
4 | 16 | 04:00 | 0 | 2016-04-16 | 4 | 21.77 | 1.61 | 23.38 | 0
4 | 16 | 05:00 | 0 | 2016-04-16 | 5 | 25.52 | 1.63 | 27.15 | 0
4 | 16 | 06:00 | 615 | 2016-04-16 | 6 | 23.1 | 1.6 | 24.7 | 15190.5
4 | 16 | 07:00 | 3829 | 2016-04-16 | 7 | 26.67 | 1.89 | 28.56 | 109356.24
4 | 16 | 08:00 | 8441 | 2016-04-16 | 8 | 32.22 | 2.35 | 34.57 | 291805.37
4 | 16 | 09:00 | 12322 | 2016-04-16 | 9 | 26.47 | 1.77 | 28.24 | 347973.28
4 | 16 | 10:00 | 14709 | 2016-04-16 | 10 | 28.51 | 1.78 | 30.29 | 445535.61
4 | 16 | 11:00 | 15408 | 2016-04-16 | 11 | 37.48 | 2.31 | 39.79 | 613084.32
4 | 16 | 12:00 | 15400 | 2016-04-16 | 12 | 19.48 | 1.68 | 21.16 | 325864
4 | 16 | 13:00 | 15531 | 2016-04-16 | 13 | 17.76 | 1.75 | 19.51 | 303009.81
4 | 16 | 14:00 | 14261 | 2016-04-16 | 14 | 21.71 | 1.62 | 23.33 | 332709.13
4 | 16 | 15:00 | 12132 | 2016-04-16 | 15 | 23.51 | 1.73 | 25.24 | 306211.68
4 | 16 | 16:00 | 8707 | 2016-04-16 | 16 | 24.57 | 1.63 | 26.2 | 228123.4
4 | 16 | 17:00 | 4825 | 2016-04-16 | 17 | 26.47 | 1.71 | 28.18 | 135968.5
4 | 16 | 18:00 | 1260 | 2016-04-16 | 18 | 22.15 | 1.65 | 23.8 | 29988
4 | 16 | 19:00 | 59 | 2016-04-16 | 19 | 21.57 | 1.64 | 23.21 | 1369.39
4 | 16 | 20:00 | 0 | 2016-04-16 | 20 | 23.08 | 1.65 | 24.73 | 0
4 | 16 | 21:00 | 0 | 2016-04-16 | 21 | 38.86 | 1.83 | 40.69 | 0
4 | 16 | 22:00 | 0 | 2016-04-16 | 22 | 22.79 | 1.83 | 24.62 | 0
4 | 16 | 23:00 | 0 | 2016-04-16 | 23 | 31.14 | 1.75 | 32.89 | 0
4 | 16 | 24:00 | 0 | 2016-04-16 | 24 | 24.29 | 1.8 | 26.09 | 0
4 | 17 | 01:00 | 0 | 2016-04-17 | 1 | 21.03 | 2.13 | 23.16 | 0
4 | 17 | 02:00 | 0 | 2016-04-17 | 2 | 21.53 | 1.89 | 23.42 | 0
4 | 17 | 03:00 | 0 | 2016-04-17 | 3 | 22.36 | 1.87 | 24.23 | 0
4 | 17 | 04:00 | 0 | 2016-04-17 | 4 | 24.08 | 1.86 | 25.94 | 0
4 | 17 | 05:00 | 0 | 2016-04-17 | 5 | 23.72 | 1.87 | 25.59 | 0
4 | 17 | 06:00 | 732 | 2016-04-17 | 6 | 28.48 | 1.87 | 30.35 | 22216.2
4 | 17 | 07:00 | 3783 | 2016-04-17 | 7 | 27.54 | 2.01 | 29.55 | 111787.65
4 | 17 | 08:00 | 8198 | 2016-04-17 | 8 | 26.58 | 2 | 28.58 | 234298.84
4 | 17 | 09:00 | 12103 | 2016-04-17 | 9 | 21.79 | 1.97 | 23.76 | 287567.28
4 | 17 | 10:00 | 14280 | 2016-04-17 | 10 | 20.63 | 1.92 | 22.55 | 322014
4 | 17 | 11:00 | 15040 | 2016-04-17 | 11 | 19.12 | 2.02 | 21.14 | 317945.6
4 | 17 | 12:00 | 15272 | 2016-04-17 | 12 | 17.13 | 1.93 | 19.06 | 291084.32
4 | 17 | 13:00 | 15409 | 2016-04-17 | 13 | 19.74 | 2.16 | 21.9 | 337457.1
4 | 17 | 14:00 | 14214 | 2016-04-17 | 14 | 17.67 | 2.17 | 19.84 | 282005.76
4 | 17 | 15:00 | 11825 | 2016-04-17 | 15 | 16.79 | 1.98 | 18.77 | 221955.25
4 | 17 | 16:00 | 8343 | 2016-04-17 | 16 | 16.36 | 1.96 | 18.32 | 152843.76
4 | 17 | 17:00 | 4588 | 2016-04-17 | 17 | 18.92 | 1.93 | 20.85 | 95659.8
4 | 17 | 18:00 | 1231 | 2016-04-17 | 18 | 28.69 | 2.1 | 30.79 | 37902.49
4 | 17 | 19:00 | 89 | 2016-04-17 | 19 | 32.78 | 2.09 | 34.87 | 3103.43
4 | 17 | 20:00 | 0 | 2016-04-17 | 20 | 52.19 | 2.51 | 54.7 | 0
4 | 17 | 21:00 | 0 | 2016-04-17 | 21 | 41.02 | 2.18 | 43.2 | 0
4 | 17 | 22:00 | 0 | 2016-04-17 | 22 | 39.84 | 2.29 | 42.13 | 0
4 | 17 | 23:00 | 0 | 2016-04-17 | 23 | 26.01 | 2.37 | 28.38 | 0
4 | 17 | 24:00 | 0 | 2016-04-17 | 24 | 20.34 | 2.03 | 22.37 | 0
4 | 18 | 01:00 | 0 | 2016-04-18 | 1 | 19.73 | 1.24 | 20.97 | 0
4 | 18 | 02:00 | 0 | 2016-04-18 | 2 | 19.69 | 1.22 | 20.91 | 0
4 | 18 | 03:00 | 0 | 2016-04-18 | 3 | 19.03 | 1.21 | 20.24 | 0
4 | 18 | 04:00 | 0 | 2016-04-18 | 4 | 15.97 | 1.21 | 17.18 | 0
4 | 18 | 05:00 | 0 | 2016-04-18 | 5 | 16.95 | 1.22 | 18.17 | 0
4 | 18 | 06:00 | 626 | 2016-04-18 | 6 | 17.49 | 1.23 | 18.72 | 11718.72
4 | 18 | 07:00 | 3338 | 2016-04-18 | 7 | 20.62 | 1.32 | 21.94 | 73235.72
4 | 18 | 08:00 | 6958 | 2016-04-18 | 8 | 37.21 | 2.4 | 39.61 | 275606.38
4 | 18 | 09:00 | 10326 | 2016-04-18 | 9 | 43.33 | 2.25 | 45.58 | 470659.08
4 | 18 | 10:00 | 12262 | 2016-04-18 | 10 | 35.02 | 2.1 | 37.12 | 455165.44
4 | 18 | 11:00 | 13459 | 2016-04-18 | 11 | 42.04 | 2.16 | 44.2 | 594887.8
4 | 18 | 12:00 | 13323 | 2016-04-18 | 12 | 40.15 | 2.2 | 42.35 | 564229.05
4 | 18 | 13:00 | 11670 | 2016-04-18 | 13 | 39 | 2.23 | 41.23 | 481154.1
4 | 18 | 14:00 | 12672 | 2016-04-18 | 14 | 38.7 | 2.16 | 40.86 | 517777.92
4 | 18 | 15:00 | 9930 | 2016-04-18 | 15 | 42.9 | 2.19 | 45.09 | 447743.7
4 | 18 | 16:00 | 6356 | 2016-04-18 | 16 | 42.17 | 2.18 | 44.35 | 281888.6
4 | 18 | 17:00 | 2544 | 2016-04-18 | 17 | 44.97 | 2.32 | 47.29 | 120305.76
4 | 18 | 18:00 | 573 | 2016-04-18 | 18 | 45.7 | 2.4 | 48.1 | 27561.3
4 | 18 | 19:00 | 32 | 2016-04-18 | 19 | 44.97 | 2.21 | 47.18 | 1509.76
4 | 18 | 20:00 | 0 | 2016-04-18 | 20 | 39.07 | 2.16 | 41.23 | 0
4 | 18 | 21:00 | 0 | 2016-04-18 | 21 | 45.31 | 2.2 | 47.51 | 0
4 | 18 | 22:00 | 0 | 2016-04-18 | 22 | 35.71 | 2.22 | 37.93 | 0
4 | 18 | 23:00 | 0 | 2016-04-18 | 23 | 27.73 | 2.26 | 29.99 | 0
4 | 18 | 24:00 | 0 | 2016-04-18 | 24 | 24.42 | 1.35 | 25.77 | 0
4 | 19 | 01:00 | 0 | 2016-04-19 | 1 | 31.69 | 0.55 | 32.24 | 0
4 | 19 | 02:00 | 0 | 2016-04-19 | 2 | 19.64 | 0.49 | 20.13 | 0
4 | 19 | 03:00 | 0 | 2016-04-19 | 3 | 18.75 | 0.49 | 19.24 | 0
4 | 19 | 04:00 | 0 | 2016-04-19 | 4 | 18.7 | 0.5 | 19.2 | 0
4 | 19 | 05:00 | 0 | 2016-04-19 | 5 | 18.44 | 0.48 | 18.92 | 0
4 | 19 | 06:00 | 88 | 2016-04-19 | 6 | 18.75 | 0.49 | 19.24 | 1693.12
4 | 19 | 07:00 | 836 | 2016-04-19 | 7 | 18.46 | 0.59 | 19.05 | 15925.8
4 | 19 | 08:00 | 2281 | 2016-04-19 | 8 | 24.58 | 1.33 | 25.91 | 59100.71
4 | 19 | 09:00 | 2620 | 2016-04-19 | 9 | 25.64 | 1.25 | 26.89 | 70451.8
4 | 19 | 10:00 | 4431 | 2016-04-19 | 10 | 29.83 | 1.28 | 31.11 | 137848.41
4 | 19 | 11:00 | 5594 | 2016-04-19 | 11 | 29.83 | 1.3 | 31.13 | 174141.22
4 | 19 | 12:00 | 8212 | 2016-04-19 | 12 | 31.14 | 1.37 | 32.51 | 266972.12
4 | 19 | 13:00 | 10622 | 2016-04-19 | 13 | 26.12 | 1.28 | 27.4 | 291042.8
4 | 19 | 14:00 | 11703 | 2016-04-19 | 14 | 23.52 | 1.26 | 24.78 | 290000.34
4 | 19 | 15:00 | 8254 | 2016-04-19 | 15 | 21.81 | 1.25 | 23.06 | 190337.24
4 | 19 | 16:00 | 5680 | 2016-04-19 | 16 | 22.3 | 1.25 | 23.55 | 133764
4 | 19 | 17:00 | 3873 | 2016-04-19 | 17 | 21.39 | 1.25 | 22.64 | 87684.72
4 | 19 | 18:00 | 1309 | 2016-04-19 | 18 | 23.18 | 1.25 | 24.43 | 31978.87
4 | 19 | 19:00 | 78 | 2016-04-19 | 19 | 23.25 | 1.24 | 24.49 | 1910.22
4 | 19 | 20:00 | 0 | 2016-04-19 | 20 | 21.86 | 1.18 | 23.04 | 0
4 | 19 | 21:00 | 0 | 2016-04-19 | 21 | 25.57 | 1.24 | 26.81 | 0
4 | 19 | 22:00 | 0 | 2016-04-19 | 22 | 22.33 | 1.27 | 23.6 | 0
4 | 19 | 23:00 | 0 | 2016-04-19 | 23 | 18.83 | 1.4 | 20.23 | 0
4 | 19 | 24:00 | 0 | 2016-04-19 | 24 | 19.55 | 0.54 | 20.09 | 0
4 | 20 | 01:00 | 0 | 2016-04-20 | 1 | 18.5 | 0.66 | 19.16 | 0
4 | 20 | 02:00 | 0 | 2016-04-20 | 2 | 17.31 | 0.68 | 17.99 | 0
4 | 20 | 03:00 | 0 | 2016-04-20 | 3 | 16.58 | 0.68 | 17.26 | 0
4 | 20 | 04:00 | 0 | 2016-04-20 | 4 | 14.27 | 0.67 | 14.94 | 0
4 | 20 | 05:00 | 0 | 2016-04-20 | 5 | 14.26 | 0.67 | 14.93 | 0
4 | 20 | 06:00 | 712 | 2016-04-20 | 6 | 17.97 | 0.66 | 18.63 | 13264.56
4 | 20 | 07:00 | 4006 | 2016-04-20 | 7 | 19.1 | 0.75 | 19.85 | 79519.1
4 | 20 | 08:00 | 8428 | 2016-04-20 | 8 | 23.38 | 1.59 | 24.97 | 210447.16
4 | 20 | 09:00 | 12892 | 2016-04-20 | 9 | 23.32 | 1.46 | 24.78 | 319463.76
4 | 20 | 10:00 | 14812 | 2016-04-20 | 10 | 21.76 | 1.46 | 23.22 | 343934.64
4 | 20 | 11:00 | 15898 | 2016-04-20 | 11 | 19.71 | 1.45 | 21.16 | 336401.68
4 | 20 | 12:00 | 15994 | 2016-04-20 | 12 | 22.37 | 1.48 | 23.85 | 381456.9
4 | 20 | 13:00 | 14574 | 2016-04-20 | 13 | 22.8 | 1.49 | 24.29 | 354002.46
4 | 20 | 14:00 | 13195 | 2016-04-20 | 14 | 27.5 | 1.7 | 29.2 | 385294
4 | 20 | 15:00 | 11686 | 2016-04-20 | 15 | 20.74 | 1.49 | 22.23 | 259779.78
4 | 20 | 16:00 | 8914 | 2016-04-20 | 16 | 21.3 | 1.54 | 22.84 | 203595.76
4 | 20 | 17:00 | 4909 | 2016-04-20 | 17 | 26.38 | 1.75 | 28.13 | 138090.17
4 | 20 | 18:00 | 1349 | 2016-04-20 | 18 | 21.84 | 1.5 | 23.34 | 31485.66
4 | 20 | 19:00 | 88 | 2016-04-20 | 19 | 23.07 | 1.47 | 24.54 | 2159.52
4 | 20 | 20:00 | 0 | 2016-04-20 | 20 | 25.2 | 1.45 | 26.65 | 0
4 | 20 | 21:00 | 1030 | 2016-04-20 | 21 | 27.02 | 1.44 | 28.46 | 29313.8
4 | 20 | 22:00 | 259 | 2016-04-20 | 22 | 21.4 | 1.54 | 22.94 | 5941.46
4 | 20 | 23:00 | 14 | 2016-04-20 | 23 | 19.08 | 1.63 | 20.71 | 289.94
4 | 20 | 24:00 | 0 | 2016-04-20 | 24 | 17.57 | 0.7 | 18.27 | 0
4 | 21 | 01:00 | 0 | 2016-04-21 | 1 | 18 | 0.83 | 18.83 | 0
4 | 21 | 02:00 | 0 | 2016-04-21 | 2 | 17.14 | 0.83 | 17.97 | 0
4 | 21 | 03:00 | 0 | 2016-04-21 | 3 | 17.57 | 0.83 | 18.4 | 0
4 | 21 | 04:00 | 0 | 2016-04-21 | 4 | 16.37 | 0.85 | 17.22 | 0
4 | 21 | 05:00 | 0 | 2016-04-21 | 5 | 16.89 | 0.84 | 17.73 | 0
4 | 21 | 06:00 | 911 | 2016-04-21 | 6 | 18.33 | 0.84 | 19.17 | 17463.87
4 | 21 | 07:00 | 4086 | 2016-04-21 | 7 | 21.79 | 0.94 | 22.73 | 92874.78
4 | 21 | 08:00 | 8513 | 2016-04-21 | 8 | 33.03 | 1.91 | 34.94 | 297444.22
4 | 21 | 09:00 | 12329 | 2016-04-21 | 9 | 28.48 | 1.79 | 30.27 | 373198.83
4 | 21 | 10:00 | 14142 | 2016-04-21 | 10 | 22.83 | 1.62 | 24.45 | 345771.9
4 | 21 | 11:00 | 15490 | 2016-04-21 | 11 | 30.14 | 1.7 | 31.84 | 493201.6
4 | 21 | 12:00 | 16741 | 2016-04-21 | 12 | 23.78 | 1.73 | 25.51 | 427062.91
4 | 21 | 13:00 | 18504 | 2016-04-21 | 13 | 21.58 | 1.65 | 23.23 | 429847.92
4 | 21 | 14:00 | 18087 | 2016-04-21 | 14 | 27 | 1.67 | 28.67 | 518554.29
4 | 21 | 15:00 | 15672 | 2016-04-21 | 15 | 23.38 | 1.73 | 25.11 | 393523.92
4 | 21 | 16:00 | 11263 | 2016-04-21 | 16 | 21.94 | 1.65 | 23.59 | 265694.17
4 | 21 | 17:00 | 5776 | 2016-04-21 | 17 | 25.84 | 1.66 | 27.5 | 158840
4 | 21 | 18:00 | 1656 | 2016-04-21 | 18 | 24.37 | 1.69 | 26.06 | 43155.36
4 | 21 | 19:00 | 100 | 2016-04-21 | 19 | 24.45 | 1.68 | 26.13 | 2613
4 | 21 | 20:00 | 0 | 2016-04-21 | 20 | 27.12 | 1.63 | 28.75 | 0
4 | 21 | 21:00 | 0 | 2016-04-21 | 21 | 36.19 | 1.7 | 37.89 | 0
4 | 21 | 22:00 | 0 | 2016-04-21 | 22 | 22.26 | 1.73 | 23.99 | 0
4 | 21 | 23:00 | 0 | 2016-04-21 | 23 | 20.17 | 1.85 | 22.02 | 0
4 | 21 | 24:00 | 0 | 2016-04-21 | 24 | 19.52 | 0.87 | 20.39 | 0
4 | 22 | 01:00 | 0 | 2016-04-22 | 1 | 18.25 | 1.88 | 20.13 | 0
4 | 22 | 02:00 | 0 | 2016-04-22 | 2 | 16.78 | 1.87 | 18.65 | 0
4 | 22 | 03:00 | 0 | 2016-04-22 | 3 | 15.57 | 1.88 | 17.45 | 0
4 | 22 | 04:00 | 0 | 2016-04-22 | 4 | 16.26 | 1.9 | 18.16 | 0
4 | 22 | 05:00 | 0 | 2016-04-22 | 5 | 17.55 | 1.92 | 19.47 | 0
4 | 22 | 06:00 | 389 | 2016-04-22 | 6 | 17.15 | 1.99 | 19.14 | 7445.46
4 | 22 | 07:00 | 1926 | 2016-04-22 | 7 | 19.26 | 1.99 | 21.25 | 40927.5
4 | 22 | 08:00 | 3950 | 2016-04-22 | 8 | 27.06 | 2.83 | 29.89 | 118065.5
4 | 22 | 09:00 | 2919 | 2016-04-22 | 9 | 34.36 | 2.86 | 37.22 | 108645.18
4 | 22 | 10:00 | 3488 | 2016-04-22 | 10 | 35.12 | 3.01 | 38.13 | 132997.44
4 | 22 | 11:00 | 3302 | 2016-04-22 | 11 | 34.68 | 3.04 | 37.72 | 124551.44
4 | 22 | 12:00 | 5374 | 2016-04-22 | 12 | 33.47 | 2.75 | 36.22 | 194646.28
4 | 22 | 13:00 | 10862 | 2016-04-22 | 13 | 34.05 | 2.79 | 36.84 | 400156.08
4 | 22 | 14:00 | 9658 | 2016-04-22 | 14 | 37.48 | 2.85 | 40.33 | 389507.14
4 | 22 | 15:00 | 7359 | 2016-04-22 | 15 | 46.32 | 2.96 | 49.28 | 362651.52
4 | 22 | 16:00 | 3832 | 2016-04-22 | 16 | 53.19 | 2.98 | 56.17 | 215243.44
4 | 22 | 17:00 | 2020 | 2016-04-22 | 17 | 32.48 | 2.84 | 35.32 | 71346.4
4 | 22 | 18:00 | 384 | 2016-04-22 | 18 | 37.5 | 2.77 | 40.27 | 15463.68
4 | 22 | 19:00 | 15 | 2016-04-22 | 19 | 28.79 | 3.04 | 31.83 | 477.45
4 | 22 | 20:00 | 0 | 2016-04-22 | 20 | 41.03 | 3.12 | 44.15 | 0
4 | 22 | 21:00 | 0 | 2016-04-22 | 21 | 63.25 | 3.86 | 67.11 | 0
4 | 22 | 22:00 | 0 | 2016-04-22 | 22 | 20.38 | 2.86 | 23.24 | 0
4 | 22 | 23:00 | 0 | 2016-04-22 | 23 | 19.27 | 2.86 | 22.13 | 0
4 | 22 | 24:00 | 0 | 2016-04-22 | 24 | 23.08 | 2.06 | 25.14 | 0
4 | 23 | 01:00 | 0 | 2016-04-23 | 1 | 21.85 | 2.12 | 23.97 | 0
4 | 23 | 02:00 | 0 | 2016-04-23 | 2 | 22.14 | 2.13 | 24.27 | 0
4 | 23 | 03:00 | 0 | 2016-04-23 | 3 | 22.75 | 2.09 | 24.84 | 0
4 | 23 | 04:00 | 0 | 2016-04-23 | 4 | 20.96 | 2.1 | 23.06 | 0
4 | 23 | 05:00 | 0 | 2016-04-23 | 5 | 20.99 | 2.11 | 23.1 | 0
4 | 23 | 06:00 | 131 | 2016-04-23 | 6 | 21.31 | 2.11 | 23.42 | 3068.02
4 | 23 | 07:00 | 1174 | 2016-04-23 | 7 | 20.59 | 2.2 | 22.79 | 26755.46
4 | 23 | 08:00 | 2919 | 2016-04-23 | 8 | 18.13 | 2.17 | 20.3 | 59255.7
4 | 23 | 09:00 | 7841 | 2016-04-23 | 9 | 27.87 | 2.18 | 30.05 | 235622.05
4 | 23 | 10:00 | 10600 | 2016-04-23 | 10 | 32.07 | 2.15 | 34.22 | 362732
4 | 23 | 11:00 | 10637 | 2016-04-23 | 11 | 42.82 | 2.32 | 45.14 | 480154.18
4 | 23 | 12:00 | 15840 | 2016-04-23 | 12 | 38.86 | 2.29 | 41.15 | 651816
4 | 23 | 13:00 | 12296 | 2016-04-23 | 13 | 22.25 | 2.16 | 24.41 | 300145.36
4 | 23 | 14:00 | 12298 | 2016-04-23 | 14 | 25.96 | 2.17 | 28.13 | 345942.74
4 | 23 | 15:00 | 10417 | 2016-04-23 | 15 | 21.89 | 2.15 | 24.04 | 250424.68
4 | 23 | 16:00 | 8002 | 2016-04-23 | 16 | 21.35 | 2.14 | 23.49 | 187966.98
4 | 23 | 17:00 | 4903 | 2016-04-23 | 17 | 20.26 | 2.19 | 22.45 | 110072.35
4 | 23 | 18:00 | 1696 | 2016-04-23 | 18 | 23.03 | 2.27 | 25.3 | 42908.8
4 | 23 | 19:00 | 120 | 2016-04-23 | 19 | 24.03 | 2.26 | 26.29 | 3154.8
4 | 23 | 20:00 | 0 | 2016-04-23 | 20 | 20.76 | 2.1 | 22.86 | 0
4 | 23 | 21:00 | 0 | 2016-04-23 | 21 | 26.63 | 2.15 | 28.78 | 0
4 | 23 | 22:00 | 0 | 2016-04-23 | 22 | 21.41 | 2.19 | 23.6 | 0
4 | 23 | 23:00 | 0 | 2016-04-23 | 23 | 20.1 | 2.23 | 22.33 | 0
4 | 23 | 24:00 | 0 | 2016-04-23 | 24 | 21.74 | 2.29 | 24.03 | 0
4 | 24 | 01:00 | 0 | 2016-04-24 | 1 | 17.08 | 0.81 | 17.89 | 0
4 | 24 | 02:00 | 0 | 2016-04-24 | 2 | 17.57 | 0.79 | 18.36 | 0
4 | 24 | 03:00 | 0 | 2016-04-24 | 3 | 17.5 | 0.79 | 18.29 | 0
4 | 24 | 04:00 | 0 | 2016-04-24 | 4 | 15.75 | 0.81 | 16.56 | 0
4 | 24 | 05:00 | 3 | 2016-04-24 | 5 | 15.85 | 0.81 | 16.66 | 49.98
4 | 24 | 06:00 | 1142 | 2016-04-24 | 6 | 16.99 | 0.82 | 17.81 | 20339.02
4 | 24 | 07:00 | 5054 | 2016-04-24 | 7 | 18.11 | 0.92 | 19.03 | 96177.62
4 | 24 | 08:00 | 10377 | 2016-04-24 | 8 | 17.99 | 0.87 | 18.86 | 195710.22
4 | 24 | 09:00 | 14855 | 2016-04-24 | 9 | 17.31 | 0.87 | 18.18 | 270063.9
4 | 24 | 10:00 | 17812 | 2016-04-24 | 10 | 16.55 | 0.83 | 17.38 | 309572.56
4 | 24 | 11:00 | 18608 | 2016-04-24 | 11 | 16.69 | 0.83 | 17.52 | 326012.16
4 | 24 | 12:00 | 18131 | 2016-04-24 | 12 | 17.69 | 0.82 | 18.51 | 335604.81
4 | 24 | 13:00 | 16655 | 2016-04-24 | 13 | 17.48 | 0.83 | 18.31 | 304953.05
4 | 24 | 14:00 | 15669 | 2016-04-24 | 14 | 15.7 | 0.83 | 16.53 | 259008.57
4 | 24 | 15:00 | 13797 | 2016-04-24 | 15 | 14.82 | 0.84 | 15.66 | 216061.02
4 | 24 | 16:00 | 10707 | 2016-04-24 | 16 | 14.67 | 0.84 | 15.51 | 166065.57
4 | 24 | 17:00 | 5877 | 2016-04-24 | 17 | 17.9 | 0.83 | 18.73 | 110076.21
4 | 24 | 18:00 | 1953 | 2016-04-24 | 18 | 21.32 | 0.86 | 22.18 | 43317.54
4 | 24 | 19:00 | 198 | 2016-04-24 | 19 | 24.22 | 0.89 | 25.11 | 4971.78
4 | 24 | 20:00 | 0 | 2016-04-24 | 20 | 28.16 | 0.9 | 29.06 | 0
4 | 24 | 21:00 | 0 | 2016-04-24 | 21 | 38.63 | 1.04 | 39.67 | 0
4 | 24 | 22:00 | 0 | 2016-04-24 | 22 | 21.19 | 0.93 | 22.12 | 0
4 | 24 | 23:00 | 0 | 2016-04-24 | 23 | 19.98 | 0.88 | 20.86 | 0
4 | 24 | 24:00 | 0 | 2016-04-24 | 24 | 18.81 | 0.88 | 19.69 | 0
4 | 25 | 01:00 | 0 | 2016-04-25 | 1 | 15.43 | 1.08 | 16.51 | 0
4 | 25 | 02:00 | 0 | 2016-04-25 | 2 | 15.07 | 1.09 | 16.16 | 0
4 | 25 | 03:00 | 0 | 2016-04-25 | 3 | 15.16 | 1.08 | 16.24 | 0
4 | 25 | 04:00 | 0 | 2016-04-25 | 4 | 14.41 | 1.08 | 15.49 | 0
4 | 25 | 05:00 | 6 | 2016-04-25 | 5 | 16.5 | 1.08 | 17.58 | 105.48
4 | 25 | 06:00 | 1046 | 2016-04-25 | 6 | 19.91 | 1.05 | 20.96 | 21924.16
4 | 25 | 07:00 | 2778 | 2016-04-25 | 7 | 27.36 | 1.31 | 28.67 | 79645.26
4 | 25 | 08:00 | 6105 | 2016-04-25 | 8 | 38.16 | 2.22 | 40.38 | 246519.9
4 | 25 | 09:00 | 9030 | 2016-04-25 | 9 | 40.14 | 2 | 42.14 | 380524.2
4 | 25 | 10:00 | 10516 | 2016-04-25 | 10 | 37.67 | 1.96 | 39.63 | 416749.08
4 | 25 | 11:00 | 13487 | 2016-04-25 | 11 | 28.34 | 1.89 | 30.23 | 407712.01
4 | 25 | 12:00 | 16347 | 2016-04-25 | 12 | 28.72 | 1.85 | 30.57 | 499727.79
4 | 25 | 13:00 | 14660 | 2016-04-25 | 13 | 26.5 | 1.87 | 28.37 | 415904.2
4 | 25 | 14:00 | 10440 | 2016-04-25 | 14 | 32.44 | 1.91 | 34.35 | 358614
4 | 25 | 15:00 | 7708 | 2016-04-25 | 15 | 34.05 | 1.96 | 36.01 | 277565.08
4 | 25 | 16:00 | 4988 | 2016-04-25 | 16 | 25.62 | 1.99 | 27.61 | 137718.68
4 | 25 | 17:00 | 3004 | 2016-04-25 | 17 | 34.09 | 2.03 | 36.12 | 108504.48
4 | 25 | 18:00 | 1146 | 2016-04-25 | 18 | 32.7 | 1.98 | 34.68 | 39743.28
4 | 25 | 19:00 | 94 | 2016-04-25 | 19 | 38.64 | 1.99 | 40.63 | 3819.22
4 | 25 | 20:00 | 0 | 2016-04-25 | 20 | 46.89 | 2.05 | 48.94 | 0
4 | 25 | 21:00 | 0 | 2016-04-25 | 21 | 37.1 | 1.95 | 39.05 | 0
4 | 25 | 22:00 | 0 | 2016-04-25 | 22 | 24.99 | 2.07 | 27.06 | 0
4 | 25 | 23:00 | 0 | 2016-04-25 | 23 | 19.86 | 2.09 | 21.95 | 0
4 | 25 | 24:00 | 0 | 2016-04-25 | 24 | 20.34 | 1.17 | 21.51 | 0
4 | 26 | 01:00 | 0 | 2016-04-26 | 1 | 18.57 | 2.32 | 20.89 | 0
4 | 26 | 02:00 | 0 | 2016-04-26 | 2 | 19.28 | 2.3 | 21.58 | 0
4 | 26 | 03:00 | 0 | 2016-04-26 | 3 | 19.98 | 2.33 | 22.31 | 0
4 | 26 | 04:00 | 0 | 2016-04-26 | 4 | 18.99 | 2.32 | 21.31 | 0
4 | 26 | 05:00 | 0 | 2016-04-26 | 5 | 19.5 | 2.31 | 21.81 | 0
4 | 26 | 06:00 | 12 | 2016-04-26 | 6 | 20.36 | 2.31 | 22.67 | 272.04
4 | 26 | 07:00 | 291 | 2016-04-26 | 7 | 28.1 | 2.47 | 30.57 | 8895.87
4 | 26 | 08:00 | 788 | 2016-04-26 | 8 | 30.08 | 3.26 | 33.34 | 26271.92
4 | 26 | 09:00 | 919 | 2016-04-26 | 9 | 30.13 | 3.11 | 33.24 | 30547.56
4 | 26 | 10:00 | 1281 | 2016-04-26 | 10 | 42.8 | 3.16 | 45.96 | 58874.76
4 | 26 | 11:00 | 1688 | 2016-04-26 | 11 | 42.03 | 3.17 | 45.2 | 76297.6
4 | 26 | 12:00 | 1818 | 2016-04-26 | 12 | 47.7 | 3.21 | 50.91 | 92554.38
4 | 26 | 13:00 | 2461 | 2016-04-26 | 13 | 49.1 | 3.35 | 52.45 | 129079.45
4 | 26 | 14:00 | 3144 | 2016-04-26 | 14 | 53.75 | 3.26 | 57.01 | 179239.44
4 | 26 | 15:00 | 3629 | 2016-04-26 | 15 | 49.03 | 3.11 | 52.14 | 189216.06
4 | 26 | 16:00 | 2414 | 2016-04-26 | 16 | 49.95 | 3.2 | 53.15 | 128304.1
4 | 26 | 17:00 | 1194 | 2016-04-26 | 17 | 56.44 | 3.24 | 59.68 | 71257.92
4 | 26 | 18:00 | 761 | 2016-04-26 | 18 | 73.07 | 3.3 | 76.37 | 58117.57
4 | 26 | 19:00 | 79 | 2016-04-26 | 19 | 54.52 | 3.35 | 57.87 | 4571.73
4 | 26 | 20:00 | 0 | 2016-04-26 | 20 | 57.61 | 3.35 | 60.96 | 0
4 | 26 | 21:00 | 0 | 2016-04-26 | 21 | 47.04 | 3.21 | 50.25 | 0
4 | 26 | 22:00 | 0 | 2016-04-26 | 22 | 38.68 | 3.48 | 42.16 | 0
4 | 26 | 23:00 | 0 | 2016-04-26 | 23 | 31.71 | 3.59 | 35.3 | 0
4 | 26 | 24:00 | 0 | 2016-04-26 | 24 | 26.51 | 2.44 | 28.95 | 0
4 | 27 | 01:00 | 0 | 2016-04-27 | 1 | 33.78 | 0.44 | 34.22 | 0
4 | 27 | 02:00 | 0 | 2016-04-27 | 2 | 25.57 | 0.47 | 26.04 | 0
4 | 27 | 03:00 | 0 | 2016-04-27 | 3 | 26.46 | 0.49 | 26.95 | 0
4 | 27 | 04:00 | 0 | 2016-04-27 | 4 | 29.19 | 0.46 | 29.65 | 0
4 | 27 | 05:00 | 6 | 2016-04-27 | 5 | 36.55 | 0.44 | 36.99 | 221.94
4 | 27 | 06:00 | 901 | 2016-04-27 | 6 | 27.97 | 0.42 | 28.39 | 25579.39
4 | 27 | 07:00 | 4074 | 2016-04-27 | 7 | 38.79 | 0.56 | 39.35 | 160311.9
4 | 27 | 08:00 | 10089 | 2016-04-27 | 8 | 38.34 | 1.56 | 39.9 | 402551.1
4 | 27 | 09:00 | 14868 | 2016-04-27 | 9 | 29.12 | 1.29 | 30.41 | 452135.88
4 | 27 | 10:00 | 17287 | 2016-04-27 | 10 | 26.23 | 1.3 | 27.53 | 475911.11
4 | 27 | 11:00 | 19048 | 2016-04-27 | 11 | 22.85 | 1.3 | 24.15 | 460009.2
4 | 27 | 12:00 | 17202 | 2016-04-27 | 12 | 22.52 | 1.28 | 23.8 | 409407.6
4 | 27 | 13:00 | 16404 | 2016-04-27 | 13 | 21.83 | 1.3 | 23.13 | 379424.52
4 | 27 | 14:00 | 15276 | 2016-04-27 | 14 | 22.25 | 1.3 | 23.55 | 359749.8
4 | 27 | 15:00 | 13514 | 2016-04-27 | 15 | 21.18 | 1.32 | 22.5 | 304065
4 | 27 | 16:00 | 10839 | 2016-04-27 | 16 | 22.19 | 1.34 | 23.53 | 255041.67
4 | 27 | 17:00 | 6420 | 2016-04-27 | 17 | 22.36 | 1.33 | 23.69 | 152089.8
4 | 27 | 18:00 | 2066 | 2016-04-27 | 18 | 27.06 | 1.36 | 28.42 | 58715.72
4 | 27 | 19:00 | 170 | 2016-04-27 | 19 | 21.19 | 1.31 | 22.5 | 3825
4 | 27 | 20:00 | 0 | 2016-04-27 | 20 | 22.31 | 1.28 | 23.59 | 0
4 | 27 | 21:00 | 0 | 2016-04-27 | 21 | 32 | 1.39 | 33.39 | 0
4 | 27 | 22:00 | 0 | 2016-04-27 | 22 | 27.64 | 1.49 | 29.13 | 0
4 | 27 | 23:00 | 0 | 2016-04-27 | 23 | 17.81 | 1.51 | 19.32 | 0
4 | 27 | 24:00 | 0 | 2016-04-27 | 24 | 19.83 | 0.54 | 20.37 | 0
4 | 28 | 01:00 | 0 | 2016-04-28 | 1 | 17.77 | 0.64 | 18.41 | 0
4 | 28 | 02:00 | 0 | 2016-04-28 | 2 | 18.55 | 0.62 | 19.17 | 0
4 | 28 | 03:00 | 0 | 2016-04-28 | 3 | 17.43 | 0.61 | 18.04 | 0
4 | 28 | 04:00 | 0 | 2016-04-28 | 4 | 16.68 | 0.61 | 17.29 | 0
4 | 28 | 05:00 | 8 | 2016-04-28 | 5 | 15.72 | 0.62 | 16.34 | 130.72
4 | 28 | 06:00 | 1326 | 2016-04-28 | 6 | 20.44 | 0.62 | 21.06 | 27925.56
4 | 28 | 07:00 | 5463 | 2016-04-28 | 7 | 24.06 | 0.72 | 24.78 | 135373.14
4 | 28 | 08:00 | 10830 | 2016-04-28 | 8 | 23.86 | 1.59 | 25.45 | 275623.5
4 | 28 | 09:00 | 15057 | 2016-04-28 | 9 | 21.04 | 1.53 | 22.57 | 339836.49
4 | 28 | 10:00 | 17231 | 2016-04-28 | 10 | 21.37 | 1.56 | 22.93 | 395106.83
4 | 28 | 11:00 | 18484 | 2016-04-28 | 11 | 24.02 | 1.53 | 25.55 | 472266.2
4 | 28 | 12:00 | 17301 | 2016-04-28 | 12 | 24.03 | 1.51 | 25.54 | 441867.54
4 | 28 | 13:00 | 16496 | 2016-04-28 | 13 | 23.78 | 1.51 | 25.29 | 417183.84
4 | 28 | 14:00 | 15293 | 2016-04-28 | 14 | 24.19 | 1.53 | 25.72 | 393335.96
4 | 28 | 15:00 | 12371 | 2016-04-28 | 15 | 24.32 | 1.56 | 25.88 | 320161.48
4 | 28 | 16:00 | 10594 | 2016-04-28 | 16 | 23.06 | 1.53 | 24.59 | 260506.46
4 | 28 | 17:00 | 6134 | 2016-04-28 | 17 | 23.82 | 1.52 | 25.34 | 155435.56
4 | 28 | 18:00 | 2291 | 2016-04-28 | 18 | 26.33 | 1.52 | 27.85 | 63804.35
4 | 28 | 19:00 | 272 | 2016-04-28 | 19 | 27.95 | 1.51 | 29.46 | 8013.12
4 | 28 | 20:00 | 0 | 2016-04-28 | 20 | 37.61 | 1.53 | 39.14 | 0
4 | 28 | 21:00 | 0 | 2016-04-28 | 21 | 38.34 | 1.62 | 39.96 | 0
4 | 28 | 22:00 | 0 | 2016-04-28 | 22 | 28.52 | 1.68 | 30.2 | 0
4 | 28 | 23:00 | 0 | 2016-04-28 | 23 | 23.22 | 1.68 | 24.9 | 0
4 | 28 | 24:00 | 0 | 2016-04-28 | 24 | 19.71 | 0.65 | 20.36 | 0
4 | 29 | 01:00 | 0 | 2016-04-29 | 1 | 16.68 | 0.3 | 16.98 | 0
4 | 29 | 02:00 | 0 | 2016-04-29 | 2 | 16.54 | 0.29 | 16.83 | 0
4 | 29 | 03:00 | 0 | 2016-04-29 | 3 | 17.57 | 0.28 | 17.85 | 0
4 | 29 | 04:00 | 0 | 2016-04-29 | 4 | 18.07 | 0.29 | 18.36 | 0
4 | 29 | 05:00 | 8 | 2016-04-29 | 5 | 18.15 | 0.29 | 18.44 | 147.52
4 | 29 | 06:00 | 876 | 2016-04-29 | 6 | 18.81 | 0.3 | 19.11 | 16740.36
4 | 29 | 07:00 | 3354 | 2016-04-29 | 7 | 25.65 | 0.38 | 26.03 | 87304.62
4 | 29 | 08:00 | 7830 | 2016-04-29 | 8 | 29.24 | 1.31 | 30.55 | 239206.5
4 | 29 | 09:00 | 11312 | 2016-04-29 | 9 | 38.53 | 1.34 | 39.87 | 451009.44
4 | 29 | 10:00 | 12750 | 2016-04-29 | 10 | 37.64 | 1.38 | 39.02 | 497505
4 | 29 | 11:00 | 13367 | 2016-04-29 | 11 | 24.77 | 1.25 | 26.02 | 347809.34
4 | 29 | 12:00 | 14119 | 2016-04-29 | 12 | 20.26 | 1.2 | 21.46 | 302993.74
4 | 29 | 13:00 | 15810 | 2016-04-29 | 13 | 18.76 | 1.2 | 19.96 | 315567.6
4 | 29 | 14:00 | 15792 | 2016-04-29 | 14 | 19.57 | 1.22 | 20.79 | 328315.68
4 | 29 | 15:00 | 13777 | 2016-04-29 | 15 | 19.41 | 1.25 | 20.66 | 284632.82
4 | 29 | 16:00 | 9389 | 2016-04-29 | 16 | 18.71 | 1.21 | 19.92 | 187028.88
4 | 29 | 17:00 | 4927 | 2016-04-29 | 17 | 19.83 | 1.2 | 21.03 | 103614.81
4 | 29 | 18:00 | 2041 | 2016-04-29 | 18 | 20.64 | 1.2 | 21.84 | 44575.44
4 | 29 | 19:00 | 209 | 2016-04-29 | 19 | 19.49 | 1.22 | 20.71 | 4328.39
4 | 29 | 20:00 | 0 | 2016-04-29 | 20 | 19.63 | 1.17 | 20.8 | 0
4 | 29 | 21:00 | 0 | 2016-04-29 | 21 | 24.09 | 1.21 | 25.3 | 0
4 | 29 | 22:00 | 0 | 2016-04-29 | 22 | 20.78 | 1.29 | 22.07 | 0
4 | 29 | 23:00 | 0 | 2016-04-29 | 23 | 18.52 | 1.39 | 19.91 | 0
4 | 29 | 24:00 | 0 | 2016-04-29 | 24 | 18.03 | 0.33 | 18.36 | 0
4 | 30 | 01:00 | 0 | 2016-04-30 | 1 | 17.68 | 0.21 | 17.89 | 0
4 | 30 | 02:00 | 0 | 2016-04-30 | 2 | 16.54 | 0.28 | 16.82 | 0
4 | 30 | 03:00 | 0 | 2016-04-30 | 3 | 15.85 | 0.36 | 16.21 | 0
4 | 30 | 04:00 | 0 | 2016-04-30 | 4 | 15.53 | 0.38 | 15.91 | 0
4 | 30 | 05:00 | 9 | 2016-04-30 | 5 | 16.51 | 0.37 | 16.88 | 151.92
4 | 30 | 06:00 | 1303 | 2016-04-30 | 6 | 17.81 | 0.31 | 18.12 | 23610.36
4 | 30 | 07:00 | 4843 | 2016-04-30 | 7 | 17.54 | 0.43 | 17.97 | 87028.71
4 | 30 | 08:00 | 9724 | 2016-04-30 | 8 | 16.31 | 0.47 | 16.78 | 163168.72
4 | 30 | 09:00 | 13035 | 2016-04-30 | 9 | 22.46 | 0.35 | 22.81 | 297328.35
4 | 30 | 10:00 | 17039 | 2016-04-30 | 10 | 18.05 | 0.23 | 18.28 | 311472.92
4 | 30 | 11:00 | 18008 | 2016-04-30 | 11 | 18.1 | 0.22 | 18.32 | 329906.56
4 | 30 | 12:00 | 17958 | 2016-04-30 | 12 | 18.05 | 0.22 | 18.27 | 328092.66
4 | 30 | 13:00 | 14396 | 2016-04-30 | 13 | 17.77 | 0.23 | 18 | 259128
4 | 30 | 14:00 | 9419 | 2016-04-30 | 14 | 16.71 | 0.23 | 16.94 | 159557.86
4 | 30 | 15:00 | 9101 | 2016-04-30 | 15 | 16.61 | 0.23 | 16.84 | 153260.84
4 | 30 | 16:00 | 8281 | 2016-04-30 | 16 | 16.31 | 0.22 | 16.53 | 136884.93
4 | 30 | 17:00 | 5675 | 2016-04-30 | 17 | 15.81 | 0.22 | 16.03 | 90970.25
4 | 30 | 18:00 | 2072 | 2016-04-30 | 18 | 16.08 | 0.21 | 16.29 | 33752.88
4 | 30 | 19:00 | 192 | 2016-04-30 | 19 | 15.73 | 0.34 | 16.07 | 3085.44
4 | 30 | 20:00 | 0 | 2016-04-30 | 20 | 15.67 | 0.26 | 15.93 | 0
4 | 30 | 21:00 | 0 | 2016-04-30 | 21 | 22.04 | 0.3 | 22.34 | 0
4 | 30 | 22:00 | 0 | 2016-04-30 | 22 | 23.1 | 0.49 | 23.59 | 0
4 | 30 | 23:00 | 0 | 2016-04-30 | 23 | 21.13 | 0.41 | 21.54 | 0
4 | 30 | 24:00 | 0 | 2016-04-30 | 24 | 20.01 | 0.43 | 20.44 | 0
5 | 1 | 01:00 | 0 | 2016-05-01 | 1 | 17.9 | 0.95 | 18.85 | 0
5 | 1 | 02:00 | 0 | 2016-05-01 | 2 | 16.09 | 1 | 17.09 | 0
5 | 1 | 03:00 | 0 | 2016-05-01 | 3 | 17.19 | 0.93 | 18.12 | 0
5 | 1 | 04:00 | 0 | 2016-05-01 | 4 | 15.89 | 0.93 | 16.82 | 0
5 | 1 | 05:00 | 2 | 2016-05-01 | 5 | 15.56 | 0.9 | 16.46 | 32.92
5 | 1 | 06:00 | 874 | 2016-05-01 | 6 | 15.21 | 1 | 16.21 | 14167.54
5 | 1 | 07:00 | 2886 | 2016-05-01 | 7 | 12.12 | 1.41 | 13.53 | 39047.58
5 | 1 | 08:00 | 3724 | 2016-05-01 | 8 | 15.24 | 1.51 | 16.75 | 62377
5 | 1 | 09:00 | 5367 | 2016-05-01 | 9 | 19.92 | 1.02 | 20.94 | 112384.98
5 | 1 | 10:00 | 5566 | 2016-05-01 | 10 | 22.44 | 0.97 | 23.41 | 130300.06
5 | 1 | 11:00 | 5706 | 2016-05-01 | 11 | 22.84 | 0.95 | 23.79 | 135745.74
5 | 1 | 12:00 | 5263 | 2016-05-01 | 12 | 29.88 | 0.98 | 30.86 | 162416.18
5 | 1 | 13:00 | 4411 | 2016-05-01 | 13 | 25.13 | 0.99 | 26.12 | 115215.32
5 | 1 | 14:00 | 2860 | 2016-05-01 | 14 | 24.79 | 0.96 | 25.75 | 73645
5 | 1 | 15:00 | 2984 | 2016-05-01 | 15 | 26.4 | 1.01 | 27.41 | 81791.44
5 | 1 | 16:00 | 2460 | 2016-05-01 | 16 | 23.54 | 0.97 | 24.51 | 60294.6
5 | 1 | 17:00 | 1825 | 2016-05-01 | 17 | 23.49 | 0.98 | 24.47 | 44657.75
5 | 1 | 18:00 | 796 | 2016-05-01 | 18 | 36.65 | 1.07 | 37.72 | 30025.12
5 | 1 | 19:00 | 72 | 2016-05-01 | 19 | 24.96 | 0.99 | 25.95 | 1868.4
5 | 1 | 20:00 | 0 | 2016-05-01 | 20 | 28.48 | 0.99 | 29.47 | 0
5 | 1 | 21:00 | 0 | 2016-05-01 | 21 | 28.25 | 1.03 | 29.28 | 0
5 | 1 | 22:00 | 0 | 2016-05-01 | 22 | 26.44 | 1.19 | 27.63 | 0
5 | 1 | 23:00 | 0 | 2016-05-01 | 23 | 23.84 | 1.08 | 24.92 | 0
5 | 1 | 24:00 | 0 | 2016-05-01 | 24 | 20 | 1.03 | 21.03 | 0
5 | 2 | 01:00 | 0 | 2016-05-02 | 1 | 18.29 | 1.05 | 19.34 | 0
5 | 2 | 02:00 | 0 | 2016-05-02 | 2 | 17.87 | 1.02 | 18.89 | 0
5 | 2 | 03:00 | 0 | 2016-05-02 | 3 | 18.65 | 1.06 | 19.71 | 0
5 | 2 | 04:00 | 0 | 2016-05-02 | 4 | 19.43 | 1.06 | 20.49 | 0
5 | 2 | 05:00 | 0 | 2016-05-02 | 5 | 19.92 | 1.05 | 20.97 | 0
5 | 2 | 06:00 | 205 | 2016-05-02 | 6 | 22.19 | 1.08 | 23.27 | 4770.35
5 | 2 | 07:00 | 1002 | 2016-05-02 | 7 | 27.34 | 1.19 | 28.53 | 28587.06
5 | 2 | 08:00 | 1494 | 2016-05-02 | 8 | 41.08 | 2.29 | 43.37 | 64794.78
5 | 2 | 09:00 | 2479 | 2016-05-02 | 9 | 42.07 | 2.26 | 44.33 | 109894.07
5 | 2 | 10:00 | 3109 | 2016-05-02 | 10 | 35.23 | 2.06 | 37.29 | 115934.61
5 | 2 | 11:00 | 2286 | 2016-05-02 | 11 | 35.86 | 2 | 37.86 | 86547.96
5 | 2 | 12:00 | 1652 | 2016-05-02 | 12 | 39.59 | 2 | 41.59 | 68706.68
5 | 2 | 13:00 | 2667 | 2016-05-02 | 13 | 35.76 | 2.02 | 37.78 | 100759.26
5 | 2 | 14:00 | 1838 | 2016-05-02 | 14 | 30.72 | 1.99 | 32.71 | 60120.98
5 | 2 | 15:00 | 2224 | 2016-05-02 | 15 | 26.8 | 1.97 | 28.77 | 63984.48
5 | 2 | 16:00 | 2273 | 2016-05-02 | 16 | 23.43 | 1.98 | 25.41 | 57756.93
5 | 2 | 17:00 | 1558 | 2016-05-02 | 17 | 24.23 | 1.99 | 26.22 | 40850.76
5 | 2 | 18:00 | 1019 | 2016-05-02 | 18 | 34.23 | 2.03 | 36.26 | 36948.94
5 | 2 | 19:00 | 129 | 2016-05-02 | 19 | 36.38 | 2 | 38.38 | 4951.02
5 | 2 | 20:00 | 0 | 2016-05-02 | 20 | 45.99 | 2.29 | 48.28 | 0
5 | 2 | 21:00 | 0 | 2016-05-02 | 21 | 40.87 | 2.12 | 42.99 | 0
5 | 2 | 22:00 | 0 | 2016-05-02 | 22 | 24.52 | 2.15 | 26.67 | 0
5 | 2 | 23:00 | 0 | 2016-05-02 | 23 | 18.58 | 2.13 | 20.71 | 0
5 | 2 | 24:00 | 0 | 2016-05-02 | 24 | 18.9 | 1.08 | 19.98 | 0
5 | 3 | 01:00 | 0 | 2016-05-03 | 1 | 20.25 | 0.77 | 21.02 | 0
5 | 3 | 02:00 | 0 | 2016-05-03 | 2 | 17.24 | 0.74 | 17.98 | 0
5 | 3 | 03:00 | 0 | 2016-05-03 | 3 | 16.1 | 0.76 | 16.86 | 0
5 | 3 | 04:00 | 0 | 2016-05-03 | 4 | 15.37 | 0.76 | 16.13 | 0
5 | 3 | 05:00 | 2 | 2016-05-03 | 5 | 17.09 | 0.75 | 17.84 | 35.68
5 | 3 | 06:00 | 304 | 2016-05-03 | 6 | 20.17 | 0.8 | 20.97 | 6374.88
5 | 3 | 07:00 | 1756 | 2016-05-03 | 7 | 23.55 | 0.82 | 24.37 | 42793.72
5 | 3 | 08:00 | 3513 | 2016-05-03 | 8 | 25.51 | 1.77 | 27.28 | 95834.64
5 | 3 | 09:00 | 4379 | 2016-05-03 | 9 | 29.78 | 1.71 | 31.49 | 137894.71
5 | 3 | 10:00 | 4779 | 2016-05-03 | 10 | 26.39 | 1.68 | 28.07 | 134146.53
5 | 3 | 11:00 | 5439 | 2016-05-03 | 11 | 24.7 | 1.63 | 26.33 | 143208.87
5 | 3 | 12:00 | 3768 | 2016-05-03 | 12 | 23.82 | 1.61 | 25.43 | 95820.24
5 | 3 | 13:00 | 4782 | 2016-05-03 | 13 | 24.93 | 1.67 | 26.6 | 127201.2
5 | 3 | 14:00 | 4709 | 2016-05-03 | 14 | 23.55 | 1.64 | 25.19 | 118619.71
5 | 3 | 15:00 | 3072 | 2016-05-03 | 15 | 23.23 | 1.65 | 24.88 | 76431.36
5 | 3 | 16:00 | 3297 | 2016-05-03 | 16 | 23.77 | 1.65 | 25.42 | 83809.74
5 | 3 | 17:00 | 2772 | 2016-05-03 | 17 | 29.62 | 1.77 | 31.39 | 87013.08
5 | 3 | 18:00 | 1313 | 2016-05-03 | 18 | 26.41 | 1.64 | 28.05 | 36829.65
5 | 3 | 19:00 | 183 | 2016-05-03 | 19 | 24.6 | 1.62 | 26.22 | 4798.26
5 | 3 | 20:00 | 0 | 2016-05-03 | 20 | 23.89 | 1.62 | 25.51 | 0
5 | 3 | 21:00 | 0 | 2016-05-03 | 21 | 26.07 | 1.6 | 27.67 | 0
5 | 3 | 22:00 | 0 | 2016-05-03 | 22 | 25.94 | 1.78 | 27.72 | 0
5 | 3 | 23:00 | 0 | 2016-05-03 | 23 | 22.1 | 1.84 | 23.94 | 0
5 | 3 | 24:00 | 0 | 2016-05-03 | 24 | 19.05 | 0.84 | 19.89 | 0
5 | 4 | 01:00 | 0 | 2016-05-04 | 1 | 20.45 | 0.51 | 20.96 | 0
5 | 4 | 02:00 | 0 | 2016-05-04 | 2 | 20.54 | 0.5 | 21.04 | 0
5 | 4 | 03:00 | 0 | 2016-05-04 | 3 | 20.46 | 0.5 | 20.96 | 0
5 | 4 | 04:00 | 0 | 2016-05-04 | 4 | 20.25 | 0.49 | 20.74 | 0
5 | 4 | 05:00 | 2 | 2016-05-04 | 5 | 20.64 | 0.5 | 21.14 | 42.28
5 | 4 | 06:00 | 517 | 2016-05-04 | 6 | 20.93 | 0.54 | 21.47 | 11099.99
5 | 4 | 07:00 | 2081 | 2016-05-04 | 7 | 29.45 | 0.63 | 30.08 | 62596.48
5 | 4 | 08:00 | 3128 | 2016-05-04 | 8 | 36.36 | 1.62 | 37.98 | 118801.44
5 | 4 | 09:00 | 3593 | 2016-05-04 | 9 | 29.62 | 1.47 | 31.09 | 111706.37
5 | 4 | 10:00 | 3425 | 2016-05-04 | 10 | 36.72 | 1.56 | 38.28 | 131109
5 | 4 | 11:00 | 2807 | 2016-05-04 | 11 | 34.78 | 1.5 | 36.28 | 101837.96
5 | 4 | 12:00 | 3841 | 2016-05-04 | 12 | 36.82 | 1.54 | 38.36 | 147340.76
5 | 4 | 13:00 | 3658 | 2016-05-04 | 13 | 28.68 | 1.45 | 30.13 | 110215.54
5 | 4 | 14:00 | 2880 | 2016-05-04 | 14 | 33.12 | 1.5 | 34.62 | 99705.6
5 | 4 | 15:00 | 2197 | 2016-05-04 | 15 | 25.41 | 1.41 | 26.82 | 58923.54
5 | 4 | 16:00 | 1652 | 2016-05-04 | 16 | 28.74 | 1.41 | 30.15 | 49807.8
5 | 4 | 17:00 | 1137 | 2016-05-04 | 17 | 36.36 | 1.45 | 37.81 | 42989.97
5 | 4 | 18:00 | 384 | 2016-05-04 | 18 | 36.25 | 1.47 | 37.72 | 14484.48
5 | 4 | 19:00 | 13 | 2016-05-04 | 19 | 35.96 | 1.44 | 37.4 | 486.2
5 | 4 | 20:00 | 0 | 2016-05-04 | 20 | 40.24 | 1.49 | 41.73 | 0
5 | 4 | 21:00 | 0 | 2016-05-04 | 21 | 27.01 | 1.35 | 28.36 | 0
5 | 4 | 22:00 | 0 | 2016-05-04 | 22 | 26 | 1.39 | 27.39 | 0
5 | 4 | 23:00 | 0 | 2016-05-04 | 23 | 24.53 | 1.7 | 26.23 | 0
5 | 4 | 24:00 | 0 | 2016-05-04 | 24 | 21.52 | 0.58 | 22.1 | 0
5 | 5 | 01:00 | 0 | 2016-05-05 | 1 | 24.11 | 2.25 | 26.36 | 0
5 | 5 | 02:00 | 0 | 2016-05-05 | 2 | 24.03 | 2.26 | 26.29 | 0
5 | 5 | 03:00 | 0 | 2016-05-05 | 3 | 22.49 | 2.26 | 24.75 | 0
5 | 5 | 04:00 | 0 | 2016-05-05 | 4 | 22.83 | 2.29 | 25.12 | 0
5 | 5 | 05:00 | 0 | 2016-05-05 | 5 | 22.54 | 2.24 | 24.78 | 0
5 | 5 | 06:00 | 265 | 2016-05-05 | 6 | 25.82 | 2.26 | 28.08 | 7441.2
5 | 5 | 07:00 | 1023 | 2016-05-05 | 7 | 28.56 | 2.4 | 30.96 | 31672.08
5 | 5 | 08:00 | 1923 | 2016-05-05 | 8 | 31.54 | 3.38 | 34.92 | 67151.16
5 | 5 | 09:00 | 3250 | 2016-05-05 | 9 | 32.46 | 3.25 | 35.71 | 116057.5
5 | 5 | 10:00 | 4767 | 2016-05-05 | 10 | 34.41 | 3.21 | 37.62 | 179334.54
5 | 5 | 11:00 | 5522 | 2016-05-05 | 11 | 36.04 | 3.19 | 39.23 | 216628.06
5 | 5 | 12:00 | 4292 | 2016-05-05 | 12 | 30.22 | 3.17 | 33.39 | 143309.88
5 | 5 | 13:00 | 3963 | 2016-05-05 | 13 | 33.4 | 3.23 | 36.63 | 145164.69
5 | 5 | 14:00 | 3290 | 2016-05-05 | 14 | 35.73 | 3.23 | 38.96 | 128178.4
5 | 5 | 15:00 | 2904 | 2016-05-05 | 15 | 30.89 | 3.24 | 34.13 | 99113.52
5 | 5 | 16:00 | 1928 | 2016-05-05 | 16 | 28.66 | 3.2 | 31.86 | 61426.08
5 | 5 | 17:00 | 818 | 2016-05-05 | 17 | 29.1 | 3.19 | 32.29 | 26413.22
5 | 5 | 18:00 | 389 | 2016-05-05 | 18 | 30.44 | 3.15 | 33.59 | 13066.51
5 | 5 | 19:00 | 51 | 2016-05-05 | 19 | 35.99 | 3.22 | 39.21 | 1999.71
5 | 5 | 20:00 | 0 | 2016-05-05 | 20 | 49.27 | 3.21 | 52.48 | 0
5 | 5 | 21:00 | 0 | 2016-05-05 | 21 | 49.1 | 3.56 | 52.66 | 0
5 | 5 | 22:00 | 0 | 2016-05-05 | 22 | 23.07 | 3.31 | 26.38 | 0
5 | 5 | 23:00 | 0 | 2016-05-05 | 23 | 22.03 | 3.49 | 25.52 | 0
5 | 5 | 24:00 | 0 | 2016-05-05 | 24 | 25.05 | 2.34 | 27.39 | 0
5 | 6 | 01:00 | 0 | 2016-05-06 | 1 | 24.38 | 0.28 | 24.66 | 0
5 | 6 | 02:00 | 0 | 2016-05-06 | 2 | 24.34 | 0.29 | 24.63 | 0
5 | 6 | 03:00 | 0 | 2016-05-06 | 3 | 22.29 | 0.26 | 22.55 | 0
5 | 6 | 04:00 | 0 | 2016-05-06 | 4 | 23.07 | 0.27 | 23.34 | 0
5 | 6 | 05:00 | 18 | 2016-05-06 | 5 | 24.1 | 0.27 | 24.37 | 438.66
5 | 6 | 06:00 | 714 | 2016-05-06 | 6 | 24.38 | 0.33 | 24.71 | 17642.94
5 | 6 | 07:00 | 2909 | 2016-05-06 | 7 | 27.47 | 0.38 | 27.85 | 81015.65
5 | 6 | 08:00 | 5285 | 2016-05-06 | 8 | 32.54 | 1.31 | 33.85 | 178897.25
5 | 6 | 09:00 | 9582 | 2016-05-06 | 9 | 39.74 | 1.44 | 41.18 | 394586.76
5 | 6 | 10:00 | 12346 | 2016-05-06 | 10 | 33.05 | 1.32 | 34.37 | 424332.02
5 | 6 | 11:00 | 15407 | 2016-05-06 | 11 | 25.08 | 1.25 | 26.33 | 405666.31
5 | 6 | 12:00 | 15247 | 2016-05-06 | 12 | 22.33 | 1.2 | 23.53 | 358761.91
5 | 6 | 13:00 | 13907 | 2016-05-06 | 13 | 20.73 | 1.21 | 21.94 | 305119.58
5 | 6 | 14:00 | 10848 | 2016-05-06 | 14 | 22.1 | 1.2 | 23.3 | 252758.4
5 | 6 | 15:00 | 8806 | 2016-05-06 | 15 | 22.23 | 1.19 | 23.42 | 206236.52
5 | 6 | 16:00 | 5545 | 2016-05-06 | 16 | 22.25 | 1.2 | 23.45 | 130030.25
5 | 6 | 17:00 | 3169 | 2016-05-06 | 17 | 22.34 | 1.19 | 23.53 | 74566.57
5 | 6 | 18:00 | 1208 | 2016-05-06 | 18 | 21.21 | 1.19 | 22.4 | 27059.2
5 | 6 | 19:00 | 145 | 2016-05-06 | 19 | 27.97 | 1.34 | 29.31 | 4249.95
5 | 6 | 20:00 | 0 | 2016-05-06 | 20 | 27.97 | 1.25 | 29.22 | 0
5 | 6 | 21:00 | 0 | 2016-05-06 | 21 | 22.93 | 1.21 | 24.14 | 0
5 | 6 | 22:00 | 0 | 2016-05-06 | 22 | 19.95 | 1.28 | 21.23 | 0
5 | 6 | 23:00 | 0 | 2016-05-06 | 23 | 17.68 | 1.36 | 19.04 | 0
5 | 6 | 24:00 | 0 | 2016-05-06 | 24 | 16.3 | 0.42 | 16.72 | 0
5 | 7 | 01:00 | 0 | 2016-05-07 | 1 | 18.92 | 0.5 | 19.42 | 0
5 | 7 | 02:00 | 0 | 2016-05-07 | 2 | 18.92 | 0.49 | 19.41 | 0
5 | 7 | 03:00 | 0 | 2016-05-07 | 3 | 18.62 | 0.5 | 19.12 | 0
5 | 7 | 04:00 | 0 | 2016-05-07 | 4 | 18.68 | 0.5 | 19.18 | 0
5 | 7 | 05:00 | 0 | 2016-05-07 | 5 | 18.52 | 0.52 | 19.04 | 0
5 | 7 | 06:00 | 278 | 2016-05-07 | 6 | 18.86 | 0.52 | 19.38 | 5387.64
5 | 7 | 07:00 | 941 | 2016-05-07 | 7 | 18.21 | 0.68 | 18.89 | 17775.49
5 | 7 | 08:00 | 1793 | 2016-05-07 | 8 | 23.52 | 0.87 | 24.39 | 43731.27
5 | 7 | 09:00 | 2732 | 2016-05-07 | 9 | 21.73 | 0.64 | 22.37 | 61114.84
5 | 7 | 10:00 | 3467 | 2016-05-07 | 10 | 31.64 | 0.77 | 32.41 | 112365.47
5 | 7 | 11:00 | 4245 | 2016-05-07 | 11 | 34.06 | 0.68 | 34.74 | 147471.3
5 | 7 | 12:00 | 4552 | 2016-05-07 | 12 | 27.83 | 0.63 | 28.46 | 129549.92
5 | 7 | 13:00 | 4138 | 2016-05-07 | 13 | 22.31 | 0.56 | 22.87 | 94636.06
5 | 7 | 14:00 | 3383 | 2016-05-07 | 14 | 21.37 | 0.56 | 21.93 | 74189.19
5 | 7 | 15:00 | 3730 | 2016-05-07 | 15 | 20.96 | 0.56 | 21.52 | 80269.6
5 | 7 | 16:00 | 3167 | 2016-05-07 | 16 | 20.68 | 0.56 | 21.24 | 67267.08
5 | 7 | 17:00 | 2048 | 2016-05-07 | 17 | 20.32 | 0.55 | 20.87 | 42741.76
5 | 7 | 18:00 | 673 | 2016-05-07 | 18 | 20.97 | 0.56 | 21.53 | 14489.69
5 | 7 | 19:00 | 54 | 2016-05-07 | 19 | 20.24 | 0.55 | 20.79 | 1122.66
5 | 7 | 20:00 | 0 | 2016-05-07 | 20 | 20.52 | 0.55 | 21.07 | 0
5 | 7 | 21:00 | 0 | 2016-05-07 | 21 | 27.28 | 0.56 | 27.84 | 0
5 | 7 | 22:00 | 0 | 2016-05-07 | 22 | 24.86 | 0.71 | 25.57 | 0
5 | 7 | 23:00 | 0 | 2016-05-07 | 23 | 19.51 | 0.74 | 20.25 | 0
5 | 7 | 24:00 | 0 | 2016-05-07 | 24 | 19.5 | 0.65 | 20.15 | 0
5 | 8 | 01:00 | 0 | 2016-05-08 | 1 | 18.34 | 0.8 | 19.14 | 0
5 | 8 | 02:00 | 0 | 2016-05-08 | 2 | 17.51 | 0.83 | 18.34 | 0
5 | 8 | 03:00 | 0 | 2016-05-08 | 3 | 16.2 | 0.85 | 17.05 | 0
5 | 8 | 04:00 | 0 | 2016-05-08 | 4 | 16.23 | 0.79 | 17.02 | 0
5 | 8 | 05:00 | 1 | 2016-05-08 | 5 | 15.97 | 0.77 | 16.74 | 16.74
5 | 8 | 06:00 | 563 | 2016-05-08 | 6 | 16.57 | 0.84 | 17.41 | 9801.83
5 | 8 | 07:00 | 2044 | 2016-05-08 | 7 | 16.58 | 0.93 | 17.51 | 35790.44
5 | 8 | 08:00 | 3206 | 2016-05-08 | 8 | 12.71 | 1.09 | 13.8 | 44242.8
5 | 8 | 09:00 | 4411 | 2016-05-08 | 9 | 18.32 | 0.88 | 19.2 | 84691.2
5 | 8 | 10:00 | 2607 | 2016-05-08 | 10 | 20.56 | 0.9 | 21.46 | 55946.22
5 | 8 | 11:00 | 2659 | 2016-05-08 | 11 | 20.87 | 0.79 | 21.66 | 57593.94
5 | 8 | 12:00 | 6054 | 2016-05-08 | 12 | 21.67 | 0.82 | 22.49 | 136154.46
5 | 8 | 13:00 | 7004 | 2016-05-08 | 13 | 20.78 | 0.79 | 21.57 | 151076.28
5 | 8 | 14:00 | 9547 | 2016-05-08 | 14 | 20.22 | 0.8 | 21.02 | 200677.94
5 | 8 | 15:00 | 9702 | 2016-05-08 | 15 | 18.39 | 0.76 | 19.15 | 185793.3
5 | 8 | 16:00 | 9601 | 2016-05-08 | 16 | 16.32 | 0.8 | 17.12 | 164369.12
5 | 8 | 17:00 | 5564 | 2016-05-08 | 17 | 15.79 | 0.84 | 16.63 | 92529.32
5 | 8 | 18:00 | 2228 | 2016-05-08 | 18 | 16.67 | 0.81 | 17.48 | 38945.44
5 | 8 | 19:00 | 334 | 2016-05-08 | 19 | 17.53 | 0.81 | 18.34 | 6125.56
5 | 8 | 20:00 | 0 | 2016-05-08 | 20 | 19.04 | 0.81 | 19.85 | 0
5 | 8 | 21:00 | 0 | 2016-05-08 | 21 | 36.69 | 1.2 | 37.89 | 0
5 | 8 | 22:00 | 0 | 2016-05-08 | 22 | 28.52 | 1.13 | 29.65 | 0
5 | 8 | 23:00 | 0 | 2016-05-08 | 23 | 19.27 | 0.94 | 20.21 | 0
5 | 8 | 24:00 | 0 | 2016-05-08 | 24 | 13.38 | 0.81 | 14.19 | 0
5 | 9 | 01:00 | 0 | 2016-05-09 | 1 | 7.39 | 0.34 | 7.73 | 0
5 | 9 | 02:00 | 0 | 2016-05-09 | 2 | 13.83 | 0.23 | 14.06 | 0
5 | 9 | 03:00 | 0 | 2016-05-09 | 3 | 15.47 | 0.24 | 15.71 | 0
5 | 9 | 04:00 | 0 | 2016-05-09 | 4 | 16.01 | 0.23 | 16.24 | 0
5 | 9 | 05:00 | 17 | 2016-05-09 | 5 | 15.46 | 0.22 | 15.68 | 266.56
5 | 9 | 06:00 | 617 | 2016-05-09 | 6 | 12.93 | 0.35 | 13.28 | 8193.76
5 | 9 | 07:00 | 3223 | 2016-05-09 | 7 | 18.07 | 0.44 | 18.51 | 59657.73
5 | 9 | 08:00 | 8756 | 2016-05-09 | 8 | 20.06 | 1.25 | 21.31 | 186590.36
5 | 9 | 09:00 | 12303 | 2016-05-09 | 9 | 18.58 | 1.14 | 19.72 | 242615.16
5 | 9 | 10:00 | 12290 | 2016-05-09 | 10 | 17.38 | 1.13 | 18.51 | 227487.9
5 | 9 | 11:00 | 15404 | 2016-05-09 | 11 | 18.17 | 1.11 | 19.28 | 296989.12
5 | 9 | 12:00 | 15515 | 2016-05-09 | 12 | 18.08 | 1.12 | 19.2 | 297888
5 | 9 | 13:00 | 15500 | 2016-05-09 | 13 | 18.01 | 1.13 | 19.14 | 296670
5 | 9 | 14:00 | 15740 | 2016-05-09 | 14 | 18.12 | 1.13 | 19.25 | 302995
5 | 9 | 15:00 | 12871 | 2016-05-09 | 15 | 17.72 | 1.14 | 18.86 | 242747.06
5 | 9 | 16:00 | 8732 | 2016-05-09 | 16 | 18.04 | 1.17 | 19.21 | 167741.72
5 | 9 | 17:00 | 5468 | 2016-05-09 | 17 | 18.2 | 1.15 | 19.35 | 105805.8
5 | 9 | 18:00 | 1783 | 2016-05-09 | 18 | 19.22 | 1.17 | 20.39 | 36355.37
5 | 9 | 19:00 | 297 | 2016-05-09 | 19 | 21.94 | 1.14 | 23.08 | 6854.76
5 | 9 | 20:00 | 0 | 2016-05-09 | 20 | 20.2 | 1.15 | 21.35 | 0
5 | 9 | 21:00 | 0 | 2016-05-09 | 21 | 28.56 | 1.07 | 29.63 | 0
5 | 9 | 22:00 | 0 | 2016-05-09 | 22 | 22.08 | 1.24 | 23.32 | 0
5 | 9 | 23:00 | 0 | 2016-05-09 | 23 | 18.24 | 1.51 | 19.75 | 0
5 | 9 | 24:00 | 0 | 2016-05-09 | 24 | 13.04 | 0.33 | 13.37 | 0
5 | 10 | 01:00 | 0 | 2016-05-10 | 1 | 14.89 | 0.36 | 15.25 | 0
5 | 10 | 02:00 | 0 | 2016-05-10 | 2 | 13.03 | 0.36 | 13.39 | 0
5 | 10 | 03:00 | 0 | 2016-05-10 | 3 | 10.78 | 0.37 | 11.15 | 0
5 | 10 | 04:00 | 0 | 2016-05-10 | 4 | 14.7 | 0.37 | 15.07 | 0
5 | 10 | 05:00 | 46 | 2016-05-10 | 5 | 15.78 | 0.38 | 16.16 | 743.36
5 | 10 | 06:00 | 1624 | 2016-05-10 | 6 | 16.82 | 0.41 | 17.23 | 27981.52
5 | 10 | 07:00 | 5465 | 2016-05-10 | 7 | 20.88 | 0.55 | 21.43 | 117114.95
5 | 10 | 08:00 | 10128 | 2016-05-10 | 8 | 21.22 | 1.44 | 22.66 | 229500.48
5 | 10 | 09:00 | 13996 | 2016-05-10 | 9 | 18.73 | 1.31 | 20.04 | 280479.84
5 | 10 | 10:00 | 15930 | 2016-05-10 | 10 | 17.89 | 1.3 | 19.19 | 305696.7
5 | 10 | 11:00 | 16564 | 2016-05-10 | 11 | 16.33 | 1.31 | 17.64 | 292188.96
5 | 10 | 12:00 | 16971 | 2016-05-10 | 12 | 16.73 | 1.31 | 18.04 | 306156.84
5 | 10 | 13:00 | 15815 | 2016-05-10 | 13 | 17.62 | 1.3 | 18.92 | 299219.8
5 | 10 | 14:00 | 14799 | 2016-05-10 | 14 | 17.83 | 1.3 | 19.13 | 283104.87
5 | 10 | 15:00 | 13056 | 2016-05-10 | 15 | 17.83 | 1.3 | 19.13 | 249761.28
5 | 10 | 16:00 | 9181 | 2016-05-10 | 16 | 17.44 | 1.3 | 18.74 | 172051.94
5 | 10 | 17:00 | 5950 | 2016-05-10 | 17 | 19.89 | 1.35 | 21.24 | 126378
5 | 10 | 18:00 | 2393 | 2016-05-10 | 18 | 22.92 | 1.31 | 24.23 | 57982.39
5 | 10 | 19:00 | 286 | 2016-05-10 | 19 | 22.23 | 1.3 | 23.53 | 6729.58
5 | 10 | 20:00 | 0 | 2016-05-10 | 20 | 33.55 | 1.65 | 35.2 | 0
5 | 10 | 21:00 | 0 | 2016-05-10 | 21 | 32.43 | 1.43 | 33.86 | 0
5 | 10 | 22:00 | 0 | 2016-05-10 | 22 | 22.74 | 1.33 | 24.07 | 0
5 | 10 | 23:00 | 0 | 2016-05-10 | 23 | 17.7 | 1.48 | 19.18 | 0
5 | 10 | 24:00 | 0 | 2016-05-10 | 24 | 16.04 | 0.41 | 16.45 | 0
5 | 11 | 01:00 | 0 | 2016-05-11 | 1 | 15.62 | 0.92 | 16.54 | 0
5 | 11 | 02:00 | 0 | 2016-05-11 | 2 | 11.78 | 0.97 | 12.75 | 0
5 | 11 | 03:00 | 0 | 2016-05-11 | 3 | -71.67 | 1.72 | -69.95 | 0
5 | 11 | 04:00 | 0 | 2016-05-11 | 4 | -112.35 | 1.38 | -110.97 | 0
5 | 11 | 05:00 | 61 | 2016-05-11 | 5 | -27.86 | 1.46 | -26.4 | -1610.4
5 | 11 | 06:00 | 1596 | 2016-05-11 | 6 | 17.05 | 0.94 | 17.99 | 28712.04
5 | 11 | 07:00 | 5179 | 2016-05-11 | 7 | 20.85 | 1.12 | 21.97 | 113782.63
5 | 11 | 08:00 | 9908 | 2016-05-11 | 8 | 24.22 | 2.16 | 26.38 | 261373.04
5 | 11 | 09:00 | 13410 | 2016-05-11 | 9 | 20.38 | 1.89 | 22.27 | 298640.7
5 | 11 | 10:00 | 15653 | 2016-05-11 | 10 | 17.94 | 1.86 | 19.8 | 309929.4
5 | 11 | 11:00 | 16475 | 2016-05-11 | 11 | 18.18 | 1.84 | 20.02 | 329829.5
5 | 11 | 12:00 | 16393 | 2016-05-11 | 12 | 19.02 | 1.85 | 20.87 | 342121.91
5 | 11 | 13:00 | 15866 | 2016-05-11 | 13 | 18.83 | 1.84 | 20.67 | 327950.22
5 | 11 | 14:00 | 14540 | 2016-05-11 | 14 | 25.22 | 1.87 | 27.09 | 393888.6
5 | 11 | 15:00 | 12673 | 2016-05-11 | 15 | 32.38 | 1.95 | 34.33 | 435064.09
5 | 11 | 16:00 | 9648 | 2016-05-11 | 16 | 27.28 | 1.91 | 29.19 | 281625.12
5 | 11 | 17:00 | 5847 | 2016-05-11 | 17 | 29.89 | 1.95 | 31.84 | 186168.48
5 | 11 | 18:00 | 2357 | 2016-05-11 | 18 | 26.04 | 1.86 | 27.9 | 65760.3
5 | 11 | 19:00 | 359 | 2016-05-11 | 19 | 21.04 | 1.83 | 22.87 | 8210.33
5 | 11 | 20:00 | 0 | 2016-05-11 | 20 | 24.97 | 1.83 | 26.8 | 0
5 | 11 | 21:00 | 0 | 2016-05-11 | 21 | 32.23 | 1.91 | 34.14 | 0
5 | 11 | 22:00 | 0 | 2016-05-11 | 22 | 22.81 | 1.92 | 24.73 | 0
5 | 11 | 23:00 | 0 | 2016-05-11 | 23 | 19.32 | 1.96 | 21.28 | 0
5 | 11 | 24:00 | 0 | 2016-05-11 | 24 | 20.54 | 1.1 | 21.64 | 0
5 | 12 | 01:00 | 0 | 2016-05-12 | 1 | 16.19 | 0.96 | 17.15 | 0
5 | 12 | 02:00 | 0 | 2016-05-12 | 2 | 20.68 | 0.94 | 21.62 | 0
5 | 12 | 03:00 | 0 | 2016-05-12 | 3 | 18.73 | 0.93 | 19.66 | 0
5 | 12 | 04:00 | 0 | 2016-05-12 | 4 | 16.55 | 0.95 | 17.5 | 0
5 | 12 | 05:00 | 78 | 2016-05-12 | 5 | 18.16 | 0.95 | 19.11 | 1490.58
5 | 12 | 06:00 | 1549 | 2016-05-12 | 6 | 22.65 | 0.96 | 23.61 | 36571.89
5 | 12 | 07:00 | 4957 | 2016-05-12 | 7 | 19.55 | 1.08 | 20.63 | 102262.91
5 | 12 | 08:00 | 9306 | 2016-05-12 | 8 | 21.9 | 1.99 | 23.89 | 222320.34
5 | 12 | 09:00 | 12959 | 2016-05-12 | 9 | 19.12 | 1.83 | 20.95 | 271491.05
5 | 12 | 10:00 | 15251 | 2016-05-12 | 10 | 19.3 | 1.82 | 21.12 | 322101.12
5 | 12 | 11:00 | 16280 | 2016-05-12 | 11 | 22.57 | 1.84 | 24.41 | 397394.8
5 | 12 | 12:00 | 16116 | 2016-05-12 | 12 | 22.53 | 1.84 | 24.37 | 392746.92
5 | 12 | 13:00 | 15581 | 2016-05-12 | 13 | 24.33 | 1.86 | 26.19 | 408066.39
5 | 12 | 14:00 | 14943 | 2016-05-12 | 14 | 27.54 | 1.86 | 29.4 | 439324.2
5 | 12 | 15:00 | 12512 | 2016-05-12 | 15 | 30.36 | 1.91 | 32.27 | 403762.24
5 | 12 | 16:00 | 9296 | 2016-05-12 | 16 | 37.54 | 1.94 | 39.48 | 367006.08
5 | 12 | 17:00 | 5510 | 2016-05-12 | 17 | 40.62 | 1.92 | 42.54 | 234395.4
5 | 12 | 18:00 | 2179 | 2016-05-12 | 18 | 33.98 | 1.89 | 35.87 | 78160.73
5 | 12 | 19:00 | 405 | 2016-05-12 | 19 | 28.27 | 1.93 | 30.2 | 12231
5 | 12 | 20:00 | 0 | 2016-05-12 | 20 | 39.31 | 1.85 | 41.16 | 0
5 | 12 | 21:00 | 0 | 2016-05-12 | 21 | 50.96 | 2.13 | 53.09 | 0
5 | 12 | 22:00 | 0 | 2016-05-12 | 22 | 39.31 | 2.13 | 41.44 | 0
5 | 12 | 23:00 | 0 | 2016-05-12 | 23 | 28.19 | 2.16 | 30.35 | 0
5 | 12 | 24:00 | 0 | 2016-05-12 | 24 | 21.27 | 1.05 | 22.32 | 0
5 | 13 | 01:00 | 0 | 2016-05-13 | 1 | 21.08 | 7.07 | 28.15 | 0
5 | 13 | 02:00 | 0 | 2016-05-13 | 2 | 21.47 | 7.07 | 28.54 | 0
5 | 13 | 03:00 | 0 | 2016-05-13 | 3 | 22.67 | 7.09 | 29.76 | 0
5 | 13 | 04:00 | 0 | 2016-05-13 | 4 | 108.72 | 7.89 | 116.61 | 0
5 | 13 | 05:00 | 82 | 2016-05-13 | 5 | 22.38 | 7.31 | 29.69 | 2434.58
5 | 13 | 06:00 | 1610 | 2016-05-13 | 6 | 73.88 | 7.3 | 81.18 | 130699.8
5 | 13 | 07:00 | 4637 | 2016-05-13 | 7 | 27.25 | 7.38 | 34.63 | 160579.31
5 | 13 | 08:00 | 6233 | 2016-05-13 | 8 | 22.2 | 8.06 | 30.26 | 188610.58
5 | 13 | 09:00 | 6899 | 2016-05-13 | 9 | 34.53 | 8.07 | 42.6 | 293897.4
5 | 13 | 10:00 | 6549 | 2016-05-13 | 10 | 59.11 | 8.14 | 67.25 | 440420.25
5 | 13 | 11:00 | 6222 | 2016-05-13 | 11 | 99.74 | 8.53 | 108.27 | 673655.94
5 | 13 | 12:00 | 7882 | 2016-05-13 | 12 | 69.1 | 8.12 | 77.22 | 608648.04
5 | 13 | 13:00 | 7041 | 2016-05-13 | 13 | 37.26 | 8.05 | 45.31 | 319027.71
5 | 13 | 14:00 | 5130 | 2016-05-13 | 14 | 33.22 | 8.48 | 41.7 | 213921
5 | 13 | 15:00 | 3322 | 2016-05-13 | 15 | 82.5 | 8.7 | 91.2 | 302966.4
5 | 13 | 16:00 | 2143 | 2016-05-13 | 16 | 40.26 | 8.4 | 48.66 | 104278.38
5 | 13 | 17:00 | 1351 | 2016-05-13 | 17 | 23.63 | 7.83 | 31.46 | 42502.46
5 | 13 | 18:00 | 500 | 2016-05-13 | 18 | 29.23 | 8.07 | 37.3 | 18650
5 | 13 | 19:00 | 62 | 2016-05-13 | 19 | 66.7 | 9.1 | 75.8 | 4699.6
5 | 13 | 20:00 | 0 | 2016-05-13 | 20 | 86.58 | 8.91 | 95.49 | 0
5 | 13 | 21:00 | 0 | 2016-05-13 | 21 | 24.81 | 7.93 | 32.74 | 0
5 | 13 | 22:00 | 0 | 2016-05-13 | 22 | 24.39 | 7.94 | 32.33 | 0
5 | 13 | 23:00 | 0 | 2016-05-13 | 23 | 37.22 | 8.68 | 45.9 | 0
5 | 13 | 24:00 | 0 | 2016-05-13 | 24 | 23.06 | 7.59 | 30.65 | 0
5 | 14 | 01:00 | 0 | 2016-05-14 | 1 | 18.46 | 0.57 | 19.03 | 0
5 | 14 | 02:00 | 0 | 2016-05-14 | 2 | 23.4 | 0.64 | 24.04 | 0
5 | 14 | 03:00 | 0 | 2016-05-14 | 3 | 19.91 | 0.63 | 20.54 | 0
5 | 14 | 04:00 | 0 | 2016-05-14 | 4 | 18.46 | 0.6 | 19.06 | 0
5 | 14 | 05:00 | 43 | 2016-05-14 | 5 | 18.45 | 0.6 | 19.05 | 819.15
5 | 14 | 06:00 | 1271 | 2016-05-14 | 6 | 18.31 | 0.6 | 18.91 | 24034.61
5 | 14 | 07:00 | 4483 | 2016-05-14 | 7 | 17.86 | 1.64 | 19.5 | 87418.5
5 | 14 | 08:00 | 9122 | 2016-05-14 | 8 | 16.23 | 0.8 | 17.03 | 155347.66
5 | 14 | 09:00 | 13578 | 2016-05-14 | 9 | 16.08 | 0.66 | 16.74 | 227295.72
5 | 14 | 10:00 | 15946 | 2016-05-14 | 10 | 10.68 | 0.6 | 11.28 | 179870.88
5 | 14 | 11:00 | 15694 | 2016-05-14 | 11 | 13.63 | 0.61 | 14.24 | 223482.56
5 | 14 | 12:00 | 15217 | 2016-05-14 | 12 | 16.2 | 0.55 | 16.75 | 254884.75
5 | 14 | 13:00 | 15220 | 2016-05-14 | 13 | 16.99 | 0.52 | 17.51 | 266502.2
5 | 14 | 14:00 | 13817 | 2016-05-14 | 14 | 16.23 | 0.52 | 16.75 | 231434.75
5 | 14 | 15:00 | 9734 | 2016-05-14 | 15 | 16.1 | 0.52 | 16.62 | 161779.08
5 | 14 | 16:00 | 7596 | 2016-05-14 | 16 | 18.15 | 0.53 | 18.68 | 141893.28
5 | 14 | 17:00 | 4173 | 2016-05-14 | 17 | 17.6 | 0.5 | 18.1 | 75531.3
5 | 14 | 18:00 | 2226 | 2016-05-14 | 18 | 16.62 | 0.51 | 17.13 | 38131.38
5 | 14 | 19:00 | 526 | 2016-05-14 | 19 | 17.9 | 0.62 | 18.52 | 9741.52
5 | 14 | 20:00 | 0 | 2016-05-14 | 20 | 17.11 | 0.61 | 17.72 | 0
5 | 14 | 21:00 | 0 | 2016-05-14 | 21 | 22.48 | 0.71 | 23.19 | 0
5 | 14 | 22:00 | 0 | 2016-05-14 | 22 | 22.21 | 0.96 | 23.17 | 0
5 | 14 | 23:00 | 0 | 2016-05-14 | 23 | 16.45 | 1.07 | 17.52 | 0
5 | 14 | 24:00 | 0 | 2016-05-14 | 24 | 14.23 | 0.69 | 14.92 | 0
5 | 15 | 01:00 | 0 | 2016-05-15 | 1 | 16.18 | 2.38 | 18.56 | 0
5 | 15 | 02:00 | 0 | 2016-05-15 | 2 | 15.35 | 2.32 | 17.67 | 0
5 | 15 | 03:00 | 0 | 2016-05-15 | 3 | -82.69 | 3.57 | -79.12 | 0
5 | 15 | 04:00 | 0 | 2016-05-15 | 4 | -9.87 | 2.58 | -7.29 | 0
5 | 15 | 05:00 | 61 | 2016-05-15 | 5 | 13.09 | 2.25 | 15.34 | 935.74
5 | 15 | 06:00 | 962 | 2016-05-15 | 6 | -53.78 | 2.5 | -51.28 | -49331.36
5 | 15 | 07:00 | 3038 | 2016-05-15 | 7 | -58.17 | 3.08 | -55.09 | -167363.42
5 | 15 | 08:00 | 4885 | 2016-05-15 | 8 | 17.54 | 3.44 | 20.98 | 102487.3
5 | 15 | 09:00 | 4554 | 2016-05-15 | 9 | 17.74 | 2.43 | 20.17 | 91854.18
5 | 15 | 10:00 | 5571 | 2016-05-15 | 10 | 18.15 | 2.24 | 20.39 | 113592.69
5 | 15 | 11:00 | 7707 | 2016-05-15 | 11 | 17.25 | 2.2 | 19.45 | 149901.15
5 | 15 | 12:00 | 10956 | 2016-05-15 | 12 | 17.75 | 2.21 | 19.96 | 218681.76
5 | 15 | 13:00 | 12134 | 2016-05-15 | 13 | 18.51 | 2.22 | 20.73 | 251537.82
5 | 15 | 14:00 | 12586 | 2016-05-15 | 14 | 20.62 | 2.24 | 22.86 | 287715.96
5 | 15 | 15:00 | 11882 | 2016-05-15 | 15 | 21.52 | 2.32 | 23.84 | 283266.88
5 | 15 | 16:00 | 6617 | 2016-05-15 | 16 | 23.08 | 2.27 | 25.35 | 167740.95
5 | 15 | 17:00 | 3474 | 2016-05-15 | 17 | 30.66 | 2.32 | 32.98 | 114572.52
5 | 15 | 18:00 | 1372 | 2016-05-15 | 18 | 32.92 | 2.33 | 35.25 | 48363
5 | 15 | 19:00 | 235 | 2016-05-15 | 19 | 30.31 | 2.33 | 32.64 | 7670.4
5 | 15 | 20:00 | 1 | 2016-05-15 | 20 | 25.68 | 2.36 | 28.04 | 28.04
5 | 15 | 21:00 | 0 | 2016-05-15 | 21 | 26.65 | 2.31 | 28.96 | 0
5 | 15 | 22:00 | 0 | 2016-05-15 | 22 | 25.69 | 2.65 | 28.34 | 0
5 | 15 | 23:00 | 0 | 2016-05-15 | 23 | 25.11 | 2.59 | 27.7 | 0
5 | 15 | 24:00 | 0 | 2016-05-15 | 24 | 20.14 | 2.38 | 22.52 | 0
5 | 16 | 01:00 | 0 | 2016-05-16 | 1 | 17.43 | 0.66 | 18.09 | 0
5 | 16 | 02:00 | 0 | 2016-05-16 | 2 | 19.04 | 0.61 | 19.65 | 0
5 | 16 | 03:00 | 0 | 2016-05-16 | 3 | 17.16 | 0.62 | 17.78 | 0
5 | 16 | 04:00 | 0 | 2016-05-16 | 4 | 15.65 | 0.63 | 16.28 | 0
5 | 16 | 05:00 | 91 | 2016-05-16 | 5 | 16.47 | 0.62 | 17.09 | 1555.19
5 | 16 | 06:00 | 983 | 2016-05-16 | 6 | 15.48 | 0.65 | 16.13 | 15855.79
5 | 16 | 07:00 | 3118 | 2016-05-16 | 7 | 20.16 | 0.66 | 20.82 | 64916.76
5 | 16 | 08:00 | 6539 | 2016-05-16 | 8 | 19.84 | 1.56 | 21.4 | 139934.6
5 | 16 | 09:00 | 8096 | 2016-05-16 | 9 | 20.53 | 1.46 | 21.99 | 178031.04
5 | 16 | 10:00 | 9989 | 2016-05-16 | 10 | 22.43 | 1.49 | 23.92 | 238936.88
5 | 16 | 11:00 | 12519 | 2016-05-16 | 11 | 26.43 | 1.54 | 27.97 | 350156.43
5 | 16 | 12:00 | 11596 | 2016-05-16 | 12 | 21.96 | 1.52 | 23.48 | 272274.08
5 | 16 | 13:00 | 13240 | 2016-05-16 | 13 | 17.73 | 1.46 | 19.19 | 254075.6
5 | 16 | 14:00 | 11908 | 2016-05-16 | 14 | 17.51 | 1.44 | 18.95 | 225656.6
5 | 16 | 15:00 | 10113 | 2016-05-16 | 15 | 16.78 | 1.48 | 18.26 | 184663.38
5 | 16 | 16:00 | 8130 | 2016-05-16 | 16 | 15.58 | 1.46 | 17.04 | 138535.2
5 | 16 | 17:00 | 5505 | 2016-05-16 | 17 | 15.74 | 1.45 | 17.19 | 94630.95
5 | 16 | 18:00 | 2673 | 2016-05-16 | 18 | 19.65 | 1.43 | 21.08 | 56346.84
5 | 16 | 19:00 | 370 | 2016-05-16 | 19 | 20.64 | 1.4 | 22.04 | 8154.8
5 | 16 | 20:00 | 0 | 2016-05-16 | 20 | 17.12 | 1.4 | 18.52 | 0
5 | 16 | 21:00 | 0 | 2016-05-16 | 21 | 17.59 | 1.38 | 18.97 | 0
5 | 16 | 22:00 | 0 | 2016-05-16 | 22 | 22.28 | 1.6 | 23.88 | 0
5 | 16 | 23:00 | 0 | 2016-05-16 | 23 | 16.1 | 1.61 | 17.71 | 0
5 | 16 | 24:00 | 0 | 2016-05-16 | 24 | 12.47 | 0.57 | 13.04 | 0
5 | 17 | 01:00 | 0 | 2016-05-17 | 1 | 11.68 | 0.37 | 12.05 | 0
5 | 17 | 02:00 | 0 | 2016-05-17 | 2 | 14.37 | 0.38 | 14.75 | 0
5 | 17 | 03:00 | 0 | 2016-05-17 | 3 | 15.22 | 0.37 | 15.59 | 0
5 | 17 | 04:00 | 0 | 2016-05-17 | 4 | 16.33 | 0.36 | 16.69 | 0
5 | 17 | 05:00 | 145 | 2016-05-17 | 5 | 15.86 | 0.35 | 16.21 | 2350.45
5 | 17 | 06:00 | 1534 | 2016-05-17 | 6 | 16.65 | 0.47 | 17.12 | 26262.08
5 | 17 | 07:00 | 4590 | 2016-05-17 | 7 | 18.24 | 0.54 | 18.78 | 86200.2
5 | 17 | 08:00 | 6907 | 2016-05-17 | 8 | 23.03 | 1.43 | 24.46 | 168945.22
5 | 17 | 09:00 | 9848 | 2016-05-17 | 9 | 19.42 | 1.26 | 20.68 | 203656.64
5 | 17 | 10:00 | 10822 | 2016-05-17 | 10 | 20 | 1.3 | 21.3 | 230508.6
5 | 17 | 11:00 | 12051 | 2016-05-17 | 11 | 18.72 | 1.24 | 19.96 | 240537.96
5 | 17 | 12:00 | 13366 | 2016-05-17 | 12 | 17.54 | 1.25 | 18.79 | 251147.14
5 | 17 | 13:00 | 12671 | 2016-05-17 | 13 | 17.82 | 1.26 | 19.08 | 241762.68
5 | 17 | 14:00 | 11234 | 2016-05-17 | 14 | 22.41 | 1.45 | 23.86 | 268043.24
5 | 17 | 15:00 | 8098 | 2016-05-17 | 15 | 19.57 | 1.34 | 20.91 | 169329.18
5 | 17 | 16:00 | 7142 | 2016-05-17 | 16 | 16.73 | 1.25 | 17.98 | 128413.16
5 | 17 | 17:00 | 4125 | 2016-05-17 | 17 | 16.68 | 1.25 | 17.93 | 73961.25
5 | 17 | 18:00 | 1869 | 2016-05-17 | 18 | 16.71 | 1.24 | 17.95 | 33548.55
5 | 17 | 19:00 | 386 | 2016-05-17 | 19 | 16.72 | 1.24 | 17.96 | 6932.56
5 | 17 | 20:00 | 0 | 2016-05-17 | 20 | 16.11 | 1.24 | 17.35 | 0
5 | 17 | 21:00 | 0 | 2016-05-17 | 21 | 19.09 | 1.22 | 20.31 | 0
5 | 17 | 22:00 | 0 | 2016-05-17 | 22 | 16.86 | 1.39 | 18.25 | 0
5 | 17 | 23:00 | 0 | 2016-05-17 | 23 | 15.08 | 1.43 | 16.51 | 0
5 | 17 | 24:00 | 0 | 2016-05-17 | 24 | 16.87 | 0.4 | 17.27 | 0
5 | 18 | 01:00 | 0 | 2016-05-18 | 1 | 14.83 | 0.4 | 15.23 | 0
5 | 18 | 02:00 | 0 | 2016-05-18 | 2 | 16.79 | 0.39 | 17.18 | 0
5 | 18 | 03:00 | 0 | 2016-05-18 | 3 | 16.77 | 0.39 | 17.16 | 0
5 | 18 | 04:00 | 0 | 2016-05-18 | 4 | 17.62 | 0.39 | 18.01 | 0
5 | 18 | 05:00 | 100 | 2016-05-18 | 5 | 17.97 | 0.4 | 18.37 | 1837
5 | 18 | 06:00 | 1694 | 2016-05-18 | 6 | 17.96 | 0.52 | 18.48 | 31305.12
5 | 18 | 07:00 | 5106 | 2016-05-18 | 7 | 19.88 | 0.55 | 20.43 | 104315.58
5 | 18 | 08:00 | 9827 | 2016-05-18 | 8 | 23.27 | 1.63 | 24.9 | 244692.3
5 | 18 | 09:00 | 12636 | 2016-05-18 | 9 | 19.25 | 1.34 | 20.59 | 260175.24
5 | 18 | 10:00 | 13871 | 2016-05-18 | 10 | 22.46 | 1.32 | 23.78 | 329852.38
5 | 18 | 11:00 | 16729 | 2016-05-18 | 11 | 31.29 | 1.38 | 32.67 | 546536.43
5 | 18 | 12:00 | 16760 | 2016-05-18 | 12 | 20.13 | 1.31 | 21.44 | 359334.4
5 | 18 | 13:00 | 15450 | 2016-05-18 | 13 | 18.36 | 1.32 | 19.68 | 304056
5 | 18 | 14:00 | 14743 | 2016-05-18 | 14 | 18.36 | 1.33 | 19.69 | 290289.67
5 | 18 | 15:00 | 13099 | 2016-05-18 | 15 | 18.4 | 1.35 | 19.75 | 258705.25
5 | 18 | 16:00 | 10086 | 2016-05-18 | 16 | 18.19 | 1.33 | 19.52 | 196878.72
5 | 18 | 17:00 | 6283 | 2016-05-18 | 17 | 18.78 | 1.33 | 20.11 | 126351.13
5 | 18 | 18:00 | 2468 | 2016-05-18 | 18 | 18.69 | 1.31 | 20 | 49360
5 | 18 | 19:00 | 344 | 2016-05-18 | 19 | 19.18 | 1.31 | 20.49 | 7048.56
5 | 18 | 20:00 | 0 | 2016-05-18 | 20 | 18.84 | 1.3 | 20.14 | 0
5 | 18 | 21:00 | 0 | 2016-05-18 | 21 | 20.82 | 1.28 | 22.1 | 0
5 | 18 | 22:00 | 0 | 2016-05-18 | 22 | 18.07 | 1.37 | 19.44 | 0
5 | 18 | 23:00 | 0 | 2016-05-18 | 23 | 16.79 | 1.51 | 18.3 | 0
5 | 18 | 24:00 | 0 | 2016-05-18 | 24 | 14.75 | 0.48 | 15.23 | 0
5 | 19 | 01:00 | 0 | 2016-05-19 | 1 | 15.83 | 0.33 | 16.16 | 0
5 | 19 | 02:00 | 0 | 2016-05-19 | 2 | 15.44 | 0.32 | 15.76 | 0
5 | 19 | 03:00 | 0 | 2016-05-19 | 3 | 12.76 | 0.31 | 13.07 | 0
5 | 19 | 04:00 | 0 | 2016-05-19 | 4 | 13.88 | 0.31 | 14.19 | 0
5 | 19 | 05:00 | 52 | 2016-05-19 | 5 | 15.08 | 0.31 | 15.39 | 800.28
5 | 19 | 06:00 | 958 | 2016-05-19 | 6 | 13.65 | 0.37 | 14.02 | 13431.16
5 | 19 | 07:00 | 2942 | 2016-05-19 | 7 | 20.55 | 0.4 | 20.95 | 61634.9
5 | 19 | 08:00 | 5034 | 2016-05-19 | 8 | 29.8 | 1.43 | 31.23 | 157211.82
5 | 19 | 09:00 | 7786 | 2016-05-19 | 9 | 24.71 | 1.23 | 25.94 | 201968.84
5 | 19 | 10:00 | 11874 | 2016-05-19 | 10 | 24.26 | 1.21 | 25.47 | 302430.78
5 | 19 | 11:00 | 12603 | 2016-05-19 | 11 | 14.81 | 1.18 | 15.99 | 201521.97
5 | 19 | 12:00 | 13900 | 2016-05-19 | 12 | 14.27 | 1.17 | 15.44 | 214616
5 | 19 | 13:00 | 12819 | 2016-05-19 | 13 | 22.59 | 1.21 | 23.8 | 305092.2
5 | 19 | 14:00 | 9916 | 2016-05-19 | 14 | 15.23 | 1.17 | 16.4 | 162622.4
5 | 19 | 15:00 | 10102 | 2016-05-19 | 15 | 14.92 | 1.17 | 16.09 | 162541.18
5 | 19 | 16:00 | 7445 | 2016-05-19 | 16 | 17.66 | 1.18 | 18.84 | 140263.8
5 | 19 | 17:00 | 4282 | 2016-05-19 | 17 | 15.69 | 1.15 | 16.84 | 72108.88
5 | 19 | 18:00 | 729 | 2016-05-19 | 18 | 15.06 | 1.15 | 16.21 | 11817.09
5 | 19 | 19:00 | 99 | 2016-05-19 | 19 | 16.91 | 1.18 | 18.09 | 1790.91
5 | 19 | 20:00 | 0 | 2016-05-19 | 20 | 19.64 | 1.17 | 20.81 | 0
5 | 19 | 21:00 | 0 | 2016-05-19 | 21 | 26.3 | 1.19 | 27.49 | 0
5 | 19 | 22:00 | 0 | 2016-05-19 | 22 | 19.04 | 1.3 | 20.34 | 0
5 | 19 | 23:00 | 0 | 2016-05-19 | 23 | 18.11 | 1.55 | 19.66 | 0
5 | 19 | 24:00 | 0 | 2016-05-19 | 24 | 15.52 | 0.39 | 15.91 | 0
5 | 20 | 01:00 | 0 | 2016-05-20 | 1 | 19.81 | 0.21 | 20.02 | 0
5 | 20 | 02:00 | 0 | 2016-05-20 | 2 | 18.61 | 0.21 | 18.82 | 0
5 | 20 | 03:00 | 0 | 2016-05-20 | 3 | 15.39 | 0.24 | 15.63 | 0
5 | 20 | 04:00 | 0 | 2016-05-20 | 4 | 11.19 | 0.37 | 11.56 | 0
5 | 20 | 05:00 | 96 | 2016-05-20 | 5 | 8.65 | 0.31 | 8.96 | 860.16
5 | 20 | 06:00 | 1355 | 2016-05-20 | 6 | 11.97 | 0.33 | 12.3 | 16666.5
5 | 20 | 07:00 | 3991 | 2016-05-20 | 7 | 11.97 | 0.34 | 12.31 | 49129.21
5 | 20 | 08:00 | 7092 | 2016-05-20 | 8 | 10.41 | 1.43 | 11.84 | 83969.28
5 | 20 | 09:00 | 11473 | 2016-05-20 | 9 | 14.56 | 1.17 | 15.73 | 180470.29
5 | 20 | 10:00 | 15206 | 2016-05-20 | 10 | 14.47 | 1.15 | 15.62 | 237517.72
5 | 20 | 11:00 | 15626 | 2016-05-20 | 11 | 14.32 | 1.14 | 15.46 | 241577.96
5 | 20 | 12:00 | 14781 | 2016-05-20 | 12 | 13.9 | 1.11 | 15.01 | 221862.81
5 | 20 | 13:00 | 14562 | 2016-05-20 | 13 | 14.39 | 1.12 | 15.51 | 225856.62
5 | 20 | 14:00 | 12973 | 2016-05-20 | 14 | 14.06 | 1.09 | 15.15 | 196540.95
5 | 20 | 15:00 | 10846 | 2016-05-20 | 15 | 13.35 | 1.13 | 14.48 | 157050.08
5 | 20 | 16:00 | 7663 | 2016-05-20 | 16 | 13.28 | 1.13 | 14.41 | 110423.83
5 | 20 | 17:00 | 6427 | 2016-05-20 | 17 | 13.41 | 1.14 | 14.55 | 93512.85
5 | 20 | 18:00 | 2408 | 2016-05-20 | 18 | 13.85 | 1.12 | 14.97 | 36047.76
5 | 20 | 19:00 | 515 | 2016-05-20 | 19 | 14.3 | 1.12 | 15.42 | 7941.3
5 | 20 | 20:00 | 2 | 2016-05-20 | 20 | 14.23 | 1.13 | 15.36 | 30.72
5 | 20 | 21:00 | 0 | 2016-05-20 | 21 | 14.51 | 1.11 | 15.62 | 0
5 | 20 | 22:00 | 0 | 2016-05-20 | 22 | 15.15 | 1.24 | 16.39 | 0
5 | 20 | 23:00 | 0 | 2016-05-20 | 23 | 13.49 | 1.32 | 14.81 | 0
5 | 20 | 24:00 | 0 | 2016-05-20 | 24 | 12.94 | 0.26 | 13.2 | 0
5 | 21 | 01:00 | 0 | 2016-05-21 | 1 | 14.64 | 0.3 | 14.94 | 0
5 | 21 | 02:00 | 0 | 2016-05-21 | 2 | 12.73 | 0.26 | 12.99 | 0
5 | 21 | 03:00 | 0 | 2016-05-21 | 3 | 13.01 | 0.24 | 13.25 | 0
5 | 21 | 04:00 | 0 | 2016-05-21 | 4 | 12.39 | 0.23 | 12.62 | 0
5 | 21 | 05:00 | 156 | 2016-05-21 | 5 | 12.2 | 0.24 | 12.44 | 1940.64
5 | 21 | 06:00 | 1872 | 2016-05-21 | 6 | 10.45 | 0.27 | 10.72 | 20067.84
5 | 21 | 07:00 | 5310 | 2016-05-21 | 7 | 16.43 | 0.55 | 16.98 | 90163.8
5 | 21 | 08:00 | 8785 | 2016-05-21 | 8 | 8.16 | 0.56 | 8.72 | 76605.2
5 | 21 | 09:00 | 11232 | 2016-05-21 | 9 | 14.8 | 0.49 | 15.29 | 171737.28
5 | 21 | 10:00 | 11923 | 2016-05-21 | 10 | 17.78 | 0.3 | 18.08 | 215567.84
5 | 21 | 11:00 | 13588 | 2016-05-21 | 11 | 16.17 | 0.25 | 16.42 | 223114.96
5 | 21 | 12:00 | 11418 | 2016-05-21 | 12 | 21.91 | 0.32 | 22.23 | 253822.14
5 | 21 | 13:00 | 9210 | 2016-05-21 | 13 | 20.81 | 0.38 | 21.19 | 195159.9
5 | 21 | 14:00 | 8180 | 2016-05-21 | 14 | 20.73 | 0.36 | 21.09 | 172516.2
5 | 21 | 15:00 | 7168 | 2016-05-21 | 15 | 20.46 | 0.32 | 20.78 | 148951.04
5 | 21 | 16:00 | 5334 | 2016-05-21 | 16 | 20.49 | 0.37 | 20.86 | 111267.24
5 | 21 | 17:00 | 2753 | 2016-05-21 | 17 | 13.4 | 0.3 | 13.7 | 37716.1
5 | 21 | 18:00 | 1061 | 2016-05-21 | 18 | 12.75 | 0.27 | 13.02 | 13814.22
5 | 21 | 19:00 | 364 | 2016-05-21 | 19 | 12.28 | 0.3 | 12.58 | 4579.12
5 | 21 | 20:00 | 4 | 2016-05-21 | 20 | 12.36 | 0.3 | 12.66 | 50.64
5 | 21 | 21:00 | 0 | 2016-05-21 | 21 | 12.83 | 0.29 | 13.12 | 0
5 | 21 | 22:00 | 0 | 2016-05-21 | 22 | 12.51 | 0.46 | 12.97 | 0
5 | 21 | 23:00 | 0 | 2016-05-21 | 23 | 14.22 | 0.64 | 14.86 | 0
5 | 21 | 24:00 | 0 | 2016-05-21 | 24 | 12.2 | 0.47 | 12.67 | 0
5 | 22 | 01:00 | 0 | 2016-05-22 | 1 | 8.73 | 0.63 | 9.36 | 0
5 | 22 | 02:00 | 0 | 2016-05-22 | 2 | 7.26 | 0.62 | 7.88 | 0
5 | 22 | 03:00 | 0 | 2016-05-22 | 3 | 12.93 | 0.62 | 13.55 | 0
5 | 22 | 04:00 | 0 | 2016-05-22 | 4 | 12.92 | 0.59 | 13.51 | 0
5 | 22 | 05:00 | 62 | 2016-05-22 | 5 | 12.92 | 0.59 | 13.51 | 837.62
5 | 22 | 06:00 | 685 | 2016-05-22 | 6 | 13.08 | 0.59 | 13.67 | 9363.95
5 | 22 | 07:00 | 3101 | 2016-05-22 | 7 | -32.98 | 0.72 | -32.26 | -100038.26
5 | 22 | 08:00 | 5638 | 2016-05-22 | 8 | 0.04 | 0.82 | 0.86 | 4848.68
5 | 22 | 09:00 | 6799 | 2016-05-22 | 9 | 12.09 | 0.59 | 12.68 | 86211.32
5 | 22 | 10:00 | 7549 | 2016-05-22 | 10 | 13.94 | 0.56 | 14.5 | 109460.5
5 | 22 | 11:00 | 8514 | 2016-05-22 | 11 | 12.46 | 0.58 | 13.04 | 111022.56
5 | 22 | 12:00 | 8979 | 2016-05-22 | 12 | 16.41 | 0.64 | 17.05 | 153091.95
5 | 22 | 13:00 | 9596 | 2016-05-22 | 13 | 12.91 | 0.6 | 13.51 | 129641.96
5 | 22 | 14:00 | 7587 | 2016-05-22 | 14 | 12.87 | 0.6 | 13.47 | 102196.89
5 | 22 | 15:00 | 8589 | 2016-05-22 | 15 | 12.82 | 0.6 | 13.42 | 115264.38
5 | 22 | 16:00 | 4984 | 2016-05-22 | 16 | 12.82 | 0.6 | 13.42 | 66885.28
5 | 22 | 17:00 | 3484 | 2016-05-22 | 17 | 12.83 | 0.59 | 13.42 | 46755.28
5 | 22 | 18:00 | 1892 | 2016-05-22 | 18 | 21.2 | 0.63 | 21.83 | 41302.36
5 | 22 | 19:00 | 416 | 2016-05-22 | 19 | 18.47 | 0.6 | 19.07 | 7933.12
5 | 22 | 20:00 | 1 | 2016-05-22 | 20 | 20.94 | 0.65 | 21.59 | 21.59
5 | 22 | 21:00 | 0 | 2016-05-22 | 21 | 25.86 | 0.68 | 26.54 | 0
5 | 22 | 22:00 | 0 | 2016-05-22 | 22 | 22.52 | 0.81 | 23.33 | 0
5 | 22 | 23:00 | 0 | 2016-05-22 | 23 | 14.59 | 0.72 | 15.31 | 0
5 | 22 | 24:00 | 0 | 2016-05-22 | 24 | 12.74 | 0.7 | 13.44 | 0
5 | 23 | 01:00 | 0 | 2016-05-23 | 1 | 13.18 | 0.85 | 14.03 | 0
5 | 23 | 02:00 | 0 | 2016-05-23 | 2 | 10.02 | 0.82 | 10.84 | 0
5 | 23 | 03:00 | 0 | 2016-05-23 | 3 | 5.89 | 0.85 | 6.74 | 0
5 | 23 | 04:00 | 0 | 2016-05-23 | 4 | 12.58 | 0.84 | 13.42 | 0
5 | 23 | 05:00 | 179 | 2016-05-23 | 5 | 11.82 | 0.85 | 12.67 | 2267.93
5 | 23 | 06:00 | 1732 | 2016-05-23 | 6 | 12.11 | 0.82 | 12.93 | 22394.76
5 | 23 | 07:00 | 4971 | 2016-05-23 | 7 | 16.97 | 0.84 | 17.81 | 88533.51
5 | 23 | 08:00 | 9178 | 2016-05-23 | 8 | 22.27 | 1.81 | 24.08 | 221006.24
5 | 23 | 09:00 | 12610 | 2016-05-23 | 9 | 45.62 | 2.68 | 48.3 | 609063
5 | 23 | 10:00 | 15204 | 2016-05-23 | 10 | 23.5 | 1.75 | 25.25 | 383901
5 | 23 | 11:00 | 15013 | 2016-05-23 | 11 | 21.33 | 1.74 | 23.07 | 346349.91
5 | 23 | 12:00 | 13136 | 2016-05-23 | 12 | 14 | 1.66 | 15.66 | 205709.76
5 | 23 | 13:00 | 12836 | 2016-05-23 | 13 | 14.97 | 1.62 | 16.59 | 212949.24
5 | 23 | 14:00 | 13302 | 2016-05-23 | 14 | 24.53 | 1.71 | 26.24 | 349044.48
5 | 23 | 15:00 | 8838 | 2016-05-23 | 15 | 47.23 | 2.69 | 49.92 | 441192.96
5 | 23 | 16:00 | 6475 | 2016-05-23 | 16 | 25.87 | 1.68 | 27.55 | 178386.25
5 | 23 | 17:00 | 3246 | 2016-05-23 | 17 | 23.91 | 1.7 | 25.61 | 83130.06
5 | 23 | 18:00 | 1642 | 2016-05-23 | 18 | 15.15 | 1.62 | 16.77 | 27536.34
5 | 23 | 19:00 | 454 | 2016-05-23 | 19 | 13.55 | 1.61 | 15.16 | 6882.64
5 | 23 | 20:00 | 0 | 2016-05-23 | 20 | 97.02 | 2.13 | 99.15 | 0
5 | 23 | 21:00 | 0 | 2016-05-23 | 21 | 52.75 | 1.91 | 54.66 | 0
5 | 23 | 22:00 | 0 | 2016-05-23 | 22 | 20.83 | 1.81 | 22.64 | 0
5 | 23 | 23:00 | 0 | 2016-05-23 | 23 | 14.06 | 1.79 | 15.85 | 0
5 | 23 | 24:00 | 0 | 2016-05-23 | 24 | 15.48 | 0.8 | 16.28 | 0
5 | 24 | 01:00 | 0 | 2016-05-24 | 1 | 19.3 | 0.46 | 19.76 | 0
5 | 24 | 02:00 | 0 | 2016-05-24 | 2 | 19.07 | 0.45 | 19.52 | 0
5 | 24 | 03:00 | 0 | 2016-05-24 | 3 | 18.98 | 0.44 | 19.42 | 0
5 | 24 | 04:00 | 0 | 2016-05-24 | 4 | 18.32 | 0.46 | 18.78 | 0
5 | 24 | 05:00 | 39 | 2016-05-24 | 5 | 18.19 | 0.46 | 18.65 | 727.35
5 | 24 | 06:00 | 287 | 2016-05-24 | 6 | 16.34 | 0.53 | 16.87 | 4841.69
5 | 24 | 07:00 | 672 | 2016-05-24 | 7 | 16.12 | 0.52 | 16.64 | 11182.08
5 | 24 | 08:00 | 1768 | 2016-05-24 | 8 | 21.24 | 1.42 | 22.66 | 40062.88
5 | 24 | 09:00 | 1760 | 2016-05-24 | 9 | 37.95 | 1.53 | 39.48 | 69484.8
5 | 24 | 10:00 | 2926 | 2016-05-24 | 10 | 30.66 | 1.34 | 32 | 93632
5 | 24 | 11:00 | 5915 | 2016-05-24 | 11 | 20.22 | 1.26 | 21.48 | 127054.2
5 | 24 | 12:00 | 6841 | 2016-05-24 | 12 | 16.2 | 1.24 | 17.44 | 119307.04
5 | 24 | 13:00 | 5287 | 2016-05-24 | 13 | 15.81 | 1.25 | 17.06 | 90196.22
5 | 24 | 14:00 | 4124 | 2016-05-24 | 14 | 15.12 | 1.28 | 16.4 | 67633.6
5 | 24 | 15:00 | 3810 | 2016-05-24 | 15 | 21.09 | 1.34 | 22.43 | 85458.3
5 | 24 | 16:00 | 5780 | 2016-05-24 | 16 | 20.6 | 1.32 | 21.92 | 126697.6
5 | 24 | 17:00 | 2743 | 2016-05-24 | 17 | 20.6 | 1.3 | 21.9 | 60071.7
5 | 24 | 18:00 | 1783 | 2016-05-24 | 18 | 20.6 | 1.29 | 21.89 | 39029.87
5 | 24 | 19:00 | 348 | 2016-05-24 | 19 | 20.6 | 1.3 | 21.9 | 7621.2
5 | 24 | 20:00 | 1 | 2016-05-24 | 20 | 21.16 | 1.29 | 22.45 | 22.45
5 | 24 | 21:00 | 0 | 2016-05-24 | 21 | 21.72 | 1.3 | 23.02 | 0
5 | 24 | 22:00 | 0 | 2016-05-24 | 22 | 19.4 | 1.35 | 20.75 | 0
5 | 24 | 23:00 | 0 | 2016-05-24 | 23 | 13.85 | 1.44 | 15.29 | 0
5 | 24 | 24:00 | 0 | 2016-05-24 | 24 | 12.56 | 0.41 | 12.97 | 0
5 | 25 | 01:00 | 0 | 2016-05-25 | 1 | 14.05 | 0.82 | 14.87 | 0
5 | 25 | 02:00 | 0 | 2016-05-25 | 2 | 15.27 | 0.83 | 16.1 | 0
5 | 25 | 03:00 | 0 | 2016-05-25 | 3 | 14.99 | 0.82 | 15.81 | 0
5 | 25 | 04:00 | 0 | 2016-05-25 | 4 | 15.58 | 0.84 | 16.42 | 0
5 | 25 | 05:00 | 39 | 2016-05-25 | 5 | -83.96 | 1.73 | -82.23 | -3206.97
5 | 25 | 06:00 | 837 | 2016-05-25 | 6 | 14.84 | 0.83 | 15.67 | 13115.79
5 | 25 | 07:00 | 2202 | 2016-05-25 | 7 | 15.77 | 0.82 | 16.59 | 36531.18
5 | 25 | 08:00 | 4214 | 2016-05-25 | 8 | 15.46 | 1.75 | 17.21 | 72522.94
5 | 25 | 09:00 | 9530 | 2016-05-25 | 9 | 14.89 | 1.69 | 16.58 | 158007.4
5 | 25 | 10:00 | 13946 | 2016-05-25 | 10 | 15.54 | 1.67 | 17.21 | 240010.66
5 | 25 | 11:00 | 16226 | 2016-05-25 | 11 | 15.23 | 1.65 | 16.88 | 273894.88
5 | 25 | 12:00 | 15847 | 2016-05-25 | 12 | 9.5 | 1.66 | 11.16 | 176852.52
5 | 25 | 13:00 | 14844 | 2016-05-25 | 13 | 14.65 | 1.62 | 16.27 | 241511.88
5 | 25 | 14:00 | 13106 | 2016-05-25 | 14 | 16.27 | 1.6 | 17.87 | 234204.22
5 | 25 | 15:00 | 10419 | 2016-05-25 | 15 | 11.42 | 1.64 | 13.06 | 136072.14
5 | 25 | 16:00 | 6346 | 2016-05-25 | 16 | 9.38 | 1.69 | 11.07 | 70250.22
5 | 25 | 17:00 | 3752 | 2016-05-25 | 17 | 16.67 | 1.64 | 18.31 | 68699.12
5 | 25 | 18:00 | 1975 | 2016-05-25 | 18 | 18.84 | 1.62 | 20.46 | 40408.5
5 | 25 | 19:00 | 626 | 2016-05-25 | 19 | 18.9 | 1.6 | 20.5 | 12833
5 | 25 | 20:00 | 5 | 2016-05-25 | 20 | 21.67 | 1.63 | 23.3 | 116.5
5 | 25 | 21:00 | 0 | 2016-05-25 | 21 | 22.32 | 1.64 | 23.96 | 0
5 | 25 | 22:00 | 0 | 2016-05-25 | 22 | 22.96 | 1.86 | 24.82 | 0
5 | 25 | 23:00 | 0 | 2016-05-25 | 23 | 22.82 | 2.07 | 24.89 | 0
5 | 25 | 24:00 | 0 | 2016-05-25 | 24 | 17.95 | 1.13 | 19.08 | 0
5 | 26 | 01:00 | 0 | 2016-05-26 | 1 | 11.59 | 1.25 | 12.84 | 0
5 | 26 | 02:00 | 0 | 2016-05-26 | 2 | 2.92 | 1.37 | 4.29 | 0
5 | 26 | 03:00 | 0 | 2016-05-26 | 3 | 4.03 | 1.31 | 5.34 | 0
5 | 26 | 04:00 | 0 | 2016-05-26 | 4 | 5.34 | 1.32 | 6.66 | 0
5 | 26 | 05:00 | 168 | 2016-05-26 | 5 | 5.25 | 1.33 | 6.58 | 1105.44
5 | 26 | 06:00 | 1637 | 2016-05-26 | 6 | 7.12 | 1.33 | 8.45 | 13832.65
5 | 26 | 07:00 | 4966 | 2016-05-26 | 7 | 8.09 | 1.49 | 9.58 | 47574.28
5 | 26 | 08:00 | 8762 | 2016-05-26 | 8 | 14.61 | 2.15 | 16.76 | 146851.12
5 | 26 | 09:00 | 12766 | 2016-05-26 | 9 | 14.8 | 2.02 | 16.82 | 214724.12
5 | 26 | 10:00 | 14751 | 2016-05-26 | 10 | 20.51 | 2 | 22.51 | 332045.01
5 | 26 | 11:00 | 15226 | 2016-05-26 | 11 | 17.55 | 1.95 | 19.5 | 296907
5 | 26 | 12:00 | 14742 | 2016-05-26 | 12 | 21.41 | 1.93 | 23.34 | 344078.28
5 | 26 | 13:00 | 12917 | 2016-05-26 | 13 | 29.23 | 1.94 | 31.17 | 402622.89
5 | 26 | 14:00 | 11957 | 2016-05-26 | 14 | 40.88 | 2.07 | 42.95 | 513553.15
5 | 26 | 15:00 | 10093 | 2016-05-26 | 15 | 19.63 | 1.95 | 21.58 | 217806.94
5 | 26 | 16:00 | 7173 | 2016-05-26 | 16 | 31.83 | 2.03 | 33.86 | 242877.78
5 | 26 | 17:00 | 5141 | 2016-05-26 | 17 | 35.55 | 2.07 | 37.62 | 193404.42
5 | 26 | 18:00 | 2704 | 2016-05-26 | 18 | 33.98 | 2.03 | 36.01 | 97371.04
5 | 26 | 19:00 | 636 | 2016-05-26 | 19 | 34.04 | 2.04 | 36.08 | 22946.88
5 | 26 | 20:00 | 5 | 2016-05-26 | 20 | 28.64 | 2.02 | 30.66 | 153.3
5 | 26 | 21:00 | 0 | 2016-05-26 | 21 | 28.54 | 2.1 | 30.64 | 0
5 | 26 | 22:00 | 0 | 2016-05-26 | 22 | 32.12 | 2.27 | 34.39 | 0
5 | 26 | 23:00 | 0 | 2016-05-26 | 23 | 16.24 | 2.15 | 18.39 | 0
5 | 26 | 24:00 | 0 | 2016-05-26 | 24 | 15.49 | 1.34 | 16.83 | 0
5 | 27 | 01:00 | 0 | 2016-05-27 | 1 | 14.81 | 0.46 | 15.27 | 0
5 | 27 | 02:00 | 0 | 2016-05-27 | 2 | 13.43 | 0.42 | 13.85 | 0
5 | 27 | 03:00 | 0 | 2016-05-27 | 3 | 11.48 | 0.41 | 11.89 | 0
5 | 27 | 04:00 | 0 | 2016-05-27 | 4 | 5.43 | 0.47 | 5.9 | 0
5 | 27 | 05:00 | 34 | 2016-05-27 | 5 | 12.83 | 0.41 | 13.24 | 450.16
5 | 27 | 06:00 | 794 | 2016-05-27 | 6 | 11.83 | 0.42 | 12.25 | 9726.5
5 | 27 | 07:00 | 2414 | 2016-05-27 | 7 | 14.29 | 0.58 | 14.87 | 35896.18
5 | 27 | 08:00 | 5232 | 2016-05-27 | 8 | 15.8 | 1.35 | 17.15 | 89728.8
5 | 27 | 09:00 | 9119 | 2016-05-27 | 9 | 16.27 | 1.21 | 17.48 | 159400.12
5 | 27 | 10:00 | 13373 | 2016-05-27 | 10 | 15.27 | 1.17 | 16.44 | 219852.12
5 | 27 | 11:00 | 14799 | 2016-05-27 | 11 | 15.48 | 1.17 | 16.65 | 246403.35
5 | 27 | 12:00 | 14858 | 2016-05-27 | 12 | 24.74 | 1.19 | 25.93 | 385267.94
5 | 27 | 13:00 | 11739 | 2016-05-27 | 13 | 42.11 | 1.3 | 43.41 | 509589.99
5 | 27 | 14:00 | 12912 | 2016-05-27 | 14 | 37.96 | 1.24 | 39.2 | 506150.4
5 | 27 | 15:00 | 11752 | 2016-05-27 | 15 | 37.68 | 1.21 | 38.89 | 457035.28
5 | 27 | 16:00 | 7808 | 2016-05-27 | 16 | 32.37 | 1.22 | 33.59 | 262270.72
5 | 27 | 17:00 | 5634 | 2016-05-27 | 17 | 32.71 | 1.19 | 33.9 | 190992.6
5 | 27 | 18:00 | 2338 | 2016-05-27 | 18 | 27.44 | 1.17 | 28.61 | 66890.18
5 | 27 | 19:00 | 676 | 2016-05-27 | 19 | 26.64 | 1.19 | 27.83 | 18813.08
5 | 27 | 20:00 | 8 | 2016-05-27 | 20 | 25.52 | 1.2 | 26.72 | 213.76
5 | 27 | 21:00 | 0 | 2016-05-27 | 21 | 28.46 | 1.19 | 29.65 | 0
5 | 27 | 22:00 | 0 | 2016-05-27 | 22 | 27.08 | 1.35 | 28.43 | 0
5 | 27 | 23:00 | 0 | 2016-05-27 | 23 | 17.39 | 1.33 | 18.72 | 0
5 | 27 | 24:00 | 0 | 2016-05-27 | 24 | 18.93 | 0.46 | 19.39 | 0
5 | 28 | 01:00 | 0 | 2016-05-28 | 1 | 18.59 | 3.23 | 21.82 | 0
5 | 28 | 02:00 | 0 | 2016-05-28 | 2 | 22.75 | 3.26 | 26.01 | 0
5 | 28 | 03:00 | 0 | 2016-05-28 | 3 | 26.5 | 3.27 | 29.77 | 0
5 | 28 | 04:00 | 0 | 2016-05-28 | 4 | 21.93 | 3.24 | 25.17 | 0
5 | 28 | 05:00 | 160 | 2016-05-28 | 5 | 18.87 | 3.25 | 22.12 | 3539.2
5 | 28 | 06:00 | 1776 | 2016-05-28 | 6 | 15.27 | 3.25 | 18.52 | 32891.52
5 | 28 | 07:00 | 4858 | 2016-05-28 | 7 | 15.37 | 3.31 | 18.68 | 90747.44
5 | 28 | 08:00 | 8267 | 2016-05-28 | 8 | 15.15 | 3.29 | 18.44 | 152443.48
5 | 28 | 09:00 | 11775 | 2016-05-28 | 9 | 17.78 | 3.3 | 21.08 | 248217
5 | 28 | 10:00 | 14090 | 2016-05-28 | 10 | 17.43 | 3.35 | 20.78 | 292790.2
5 | 28 | 11:00 | 14445 | 2016-05-28 | 11 | 19.21 | 3.25 | 22.46 | 324434.7
5 | 28 | 12:00 | 14368 | 2016-05-28 | 12 | 37.86 | 3.34 | 41.2 | 591961.6
5 | 28 | 13:00 | 12847 | 2016-05-28 | 13 | 44.63 | 3.39 | 48.02 | 616912.94
5 | 28 | 14:00 | 10054 | 2016-05-28 | 14 | 47.93 | 3.38 | 51.31 | 515870.74
5 | 28 | 15:00 | 8282 | 2016-05-28 | 15 | 51.16 | 3.37 | 54.53 | 451617.46
5 | 28 | 16:00 | 5712 | 2016-05-28 | 16 | 51.99 | 3.89 | 55.88 | 319186.56
5 | 28 | 17:00 | 4791 | 2016-05-28 | 17 | 183.17 | 7.98 | 191.15 | 915799.65
5 | 28 | 18:00 | 2636 | 2016-05-28 | 18 | 43.92 | 4.82 | 48.74 | 128478.64
5 | 28 | 19:00 | 634 | 2016-05-28 | 19 | 45.74 | 3.4 | 49.14 | 31154.76
5 | 28 | 20:00 | 10 | 2016-05-28 | 20 | 47.67 | 3.44 | 51.11 | 511.1
5 | 28 | 21:00 | 0 | 2016-05-28 | 21 | 40.74 | 3.39 | 44.13 | 0
5 | 28 | 22:00 | 0 | 2016-05-28 | 22 | 33.84 | 3.47 | 37.31 | 0
5 | 28 | 23:00 | 0 | 2016-05-28 | 23 | 18.51 | 3.6 | 22.11 | 0
5 | 28 | 24:00 | 0 | 2016-05-28 | 24 | 19.33 | 3.34 | 22.67 | 0
5 | 29 | 01:00 | 0 | 2016-05-29 | 1 | 22.57 | 0.28 | 22.85 | 0
5 | 29 | 02:00 | 0 | 2016-05-29 | 2 | 24.61 | 0.27 | 24.88 | 0
5 | 29 | 03:00 | 0 | 2016-05-29 | 3 | 22.96 | 0.28 | 23.24 | 0
5 | 29 | 04:00 | 0 | 2016-05-29 | 4 | 18.41 | 0.28 | 18.69 | 0
5 | 29 | 05:00 | 58 | 2016-05-29 | 5 | 17.59 | 0.3 | 17.89 | 1037.62
5 | 29 | 06:00 | 594 | 2016-05-29 | 6 | 17.76 | 0.3 | 18.06 | 10727.64
5 | 29 | 07:00 | 1614 | 2016-05-29 | 7 | 11.01 | 0.38 | 11.39 | 18383.46
5 | 29 | 08:00 | 2359 | 2016-05-29 | 8 | 14.45 | 0.43 | 14.88 | 35101.92
5 | 29 | 09:00 | 3415 | 2016-05-29 | 9 | 15.47 | 0.32 | 15.79 | 53922.85
5 | 29 | 10:00 | 4235 | 2016-05-29 | 10 | 17.81 | 0.32 | 18.13 | 76780.55
5 | 29 | 11:00 | 5101 | 2016-05-29 | 11 | 17.84 | 0.32 | 18.16 | 92634.16
5 | 29 | 12:00 | 6232 | 2016-05-29 | 12 | 16.65 | 0.3 | 16.95 | 105632.4
5 | 29 | 13:00 | 6876 | 2016-05-29 | 13 | 17.47 | 0.31 | 17.78 | 122255.28
5 | 29 | 14:00 | 5294 | 2016-05-29 | 14 | 22.34 | 0.37 | 22.71 | 120226.74
5 | 29 | 15:00 | 3680 | 2016-05-29 | 15 | 26.22 | 0.4 | 26.62 | 97961.6
5 | 29 | 16:00 | 2607 | 2016-05-29 | 16 | 23.06 | 0.36 | 23.42 | 61055.94
5 | 29 | 17:00 | 1389 | 2016-05-29 | 17 | 24.76 | 0.36 | 25.12 | 34891.68
5 | 29 | 18:00 | 850 | 2016-05-29 | 18 | 18.26 | 0.36 | 18.62 | 15827
5 | 29 | 19:00 | 134 | 2016-05-29 | 19 | 15.83 | 0.32 | 16.15 | 2164.1
5 | 29 | 20:00 | 0 | 2016-05-29 | 20 | 15.95 | 0.27 | 16.22 | 0
5 | 29 | 21:00 | 0 | 2016-05-29 | 21 | 17.07 | 0.27 | 17.34 | 0
5 | 29 | 22:00 | 0 | 2016-05-29 | 22 | 17.96 | 0.36 | 18.32 | 0
5 | 29 | 23:00 | 0 | 2016-05-29 | 23 | 14.91 | 0.35 | 15.26 | 0
5 | 29 | 24:00 | 0 | 2016-05-29 | 24 | 15.85 | 0.33 | 16.18 | 0
5 | 30 | 01:00 | 0 | 2016-05-30 | 1 | 18.43 | 0.36 | 18.79 | 0
5 | 30 | 02:00 | 0 | 2016-05-30 | 2 | 19.26 | 0.27 | 19.53 | 0
5 | 30 | 03:00 | 0 | 2016-05-30 | 3 | 18.99 | 0.27 | 19.26 | 0
5 | 30 | 04:00 | 0 | 2016-05-30 | 4 | 19.07 | 0.28 | 19.35 | 0
5 | 30 | 05:00 | 29 | 2016-05-30 | 5 | 20.34 | 0.27 | 20.61 | 597.69
5 | 30 | 06:00 | 303 | 2016-05-30 | 6 | 16.66 | 0.27 | 16.93 | 5129.79
5 | 30 | 07:00 | 1207 | 2016-05-30 | 7 | 5.98 | 0.38 | 6.36 | 7676.52
5 | 30 | 08:00 | 1614 | 2016-05-30 | 8 | 9.74 | 0.53 | 10.27 | 16575.78
5 | 30 | 09:00 | 4502 | 2016-05-30 | 9 | 15.2 | 0.27 | 15.47 | 69645.94
5 | 30 | 10:00 | 5698 | 2016-05-30 | 10 | 17.71 | 0.27 | 17.98 | 102450.04
5 | 30 | 11:00 | 8606 | 2016-05-30 | 11 | 21.7 | 0.37 | 22.07 | 189934.42
5 | 30 | 12:00 | 11136 | 2016-05-30 | 12 | 26.21 | 0.37 | 26.58 | 295994.88
5 | 30 | 13:00 | 10461 | 2016-05-30 | 13 | 24.32 | 0.3 | 24.62 | 257549.82
5 | 30 | 14:00 | 11778 | 2016-05-30 | 14 | 19.24 | 0.3 | 19.54 | 230142.12
5 | 30 | 15:00 | 10795 | 2016-05-30 | 15 | 25.68 | 0.29 | 25.97 | 280346.15
5 | 30 | 16:00 | 8394 | 2016-05-30 | 16 | 21.38 | 0.29 | 21.67 | 181897.98
5 | 30 | 17:00 | 4912 | 2016-05-30 | 17 | 25.13 | 0.28 | 25.41 | 124813.92
5 | 30 | 18:00 | 3228 | 2016-05-30 | 18 | 24.96 | 0.28 | 25.24 | 81474.72
5 | 30 | 19:00 | 685 | 2016-05-30 | 19 | 29.13 | 0.33 | 29.46 | 20180.1
5 | 30 | 20:00 | 5 | 2016-05-30 | 20 | 25.7 | 0.32 | 26.02 | 130.1
5 | 30 | 21:00 | 0 | 2016-05-30 | 21 | 29.87 | 0.31 | 30.18 | 0
5 | 30 | 22:00 | 0 | 2016-05-30 | 22 | 29.71 | 0.39 | 30.1 | 0
5 | 30 | 23:00 | 0 | 2016-05-30 | 23 | 18.24 | 0.34 | 18.58 | 0
5 | 30 | 24:00 | 0 | 2016-05-30 | 24 | 12.68 | 0.29 | 12.97 | 0
5 | 31 | 01:00 | 0 | 2016-05-31 | 1 | 17.89 | 0.39 | 18.28 | 0
5 | 31 | 02:00 | 0 | 2016-05-31 | 2 | 17.73 | 0.37 | 18.1 | 0
5 | 31 | 03:00 | 0 | 2016-05-31 | 3 | 11.56 | 0.39 | 11.95 | 0
5 | 31 | 04:00 | 0 | 2016-05-31 | 4 | -6.3 | 0.42 | -5.88 | 0
5 | 31 | 05:00 | 144 | 2016-05-31 | 5 | -6.57 | 0.43 | -6.14 | -884.16
5 | 31 | 06:00 | 1796 | 2016-05-31 | 6 | 0.23 | 0.46 | 0.69 | 1239.24
5 | 31 | 07:00 | 5253 | 2016-05-31 | 7 | 13.83 | 0.49 | 14.32 | 75222.96
5 | 31 | 08:00 | 9159 | 2016-05-31 | 8 | 18.89 | 1.21 | 20.1 | 184095.9
5 | 31 | 09:00 | 11988 | 2016-05-31 | 9 | 25.46 | 1.16 | 26.62 | 319120.56
5 | 31 | 10:00 | 14804 | 2016-05-31 | 10 | 19.84 | 1.08 | 20.92 | 309699.68
5 | 31 | 11:00 | 15180 | 2016-05-31 | 11 | 19.44 | 1.07 | 20.51 | 311341.8
5 | 31 | 12:00 | 16016 | 2016-05-31 | 12 | 25.6 | 1.09 | 26.69 | 427467.04
5 | 31 | 13:00 | 15485 | 2016-05-31 | 13 | 27.35 | 1.08 | 28.43 | 440238.55
5 | 31 | 14:00 | 14792 | 2016-05-31 | 14 | 32.01 | 1.06 | 33.07 | 489171.44
5 | 31 | 15:00 | 12994 | 2016-05-31 | 15 | 30.97 | 1.09 | 32.06 | 416587.64
5 | 31 | 16:00 | 9683 | 2016-05-31 | 16 | 32.48 | 1.07 | 33.55 | 324864.65
5 | 31 | 17:00 | 6113 | 2016-05-31 | 17 | 34.64 | 1.09 | 35.73 | 218417.49
5 | 31 | 18:00 | 2690 | 2016-05-31 | 18 | 35.53 | 1.05 | 36.58 | 98400.2
5 | 31 | 19:00 | 580 | 2016-05-31 | 19 | 34.72 | 1.12 | 35.84 | 20787.2
5 | 31 | 20:00 | 16 | 2016-05-31 | 20 | 27.61 | 1.1 | 28.71 | 459.36
5 | 31 | 21:00 | 0 | 2016-05-31 | 21 | 28.48 | 1.08 | 29.56 | 0
5 | 31 | 22:00 | 0 | 2016-05-31 | 22 | 22.45 | 1.12 | 23.57 | 0
5 | 31 | 23:00 | 0 | 2016-05-31 | 23 | 23.75 | 1.24 | 24.99 | 0
5 | 31 | 24:00 | 0 | 2016-05-31 | 24 | 29.27 | 0.53 | 29.8 | 0
6 | 1 | 01:00 | 0 | 2016-06-01 | 1 | 35.26 | 2.69 | 37.95 | 0
6 | 1 | 02:00 | 0 | 2016-06-01 | 2 | 21.44 | 2.61 | 24.05 | 0
6 | 1 | 03:00 | 0 | 2016-06-01 | 3 | 17.1 | 2.59 | 19.69 | 0
6 | 1 | 04:00 | 0 | 2016-06-01 | 4 | 16.56 | 2.58 | 19.14 | 0
6 | 1 | 05:00 | 198 | 2016-06-01 | 5 | 17.02 | 2.58 | 19.6 | 3880.8
6 | 1 | 06:00 | 1982 | 2016-06-01 | 6 | 17.6 | 2.64 | 20.24 | 40115.68
6 | 1 | 07:00 | 5430 | 2016-06-01 | 7 | 25.4 | 2.79 | 28.19 | 153071.7
6 | 1 | 08:00 | 9147 | 2016-06-01 | 8 | 37.72 | 4.12 | 41.84 | 382710.48
6 | 1 | 09:00 | 12971 | 2016-06-01 | 9 | 33.04 | 3.81 | 36.85 | 477981.35
6 | 1 | 10:00 | 14466 | 2016-06-01 | 10 | 31.94 | 3.66 | 35.6 | 514989.6
6 | 1 | 11:00 | 15010 | 2016-06-01 | 11 | 30.54 | 3.63 | 34.17 | 512891.7
6 | 1 | 12:00 | 15242 | 2016-06-01 | 12 | 24.85 | 3.62 | 28.47 | 433939.74
6 | 1 | 13:00 | 13193 | 2016-06-01 | 13 | 21.16 | 3.56 | 24.72 | 326130.96
6 | 1 | 14:00 | 14396 | 2016-06-01 | 14 | 33.17 | 3.58 | 36.75 | 529053
6 | 1 | 15:00 | 10863 | 2016-06-01 | 15 | 35.3 | 3.61 | 38.91 | 422679.33
6 | 1 | 16:00 | 9379 | 2016-06-01 | 16 | 40.7 | 3.71 | 44.41 | 416521.39
6 | 1 | 17:00 | 6063 | 2016-06-01 | 17 | 57.1 | 5.66 | 62.76 | 380513.88
6 | 1 | 18:00 | 3105 | 2016-06-01 | 18 | 51.58 | 4.04 | 55.62 | 172700.1
6 | 1 | 19:00 | 771 | 2016-06-01 | 19 | 36.63 | 3.68 | 40.31 | 31079.01
6 | 1 | 20:00 | 19 | 2016-06-01 | 20 | 42.82 | 3.62 | 46.44 | 882.36
6 | 1 | 21:00 | 0 | 2016-06-01 | 21 | 36.98 | 3.62 | 40.6 | 0
6 | 1 | 22:00 | 0 | 2016-06-01 | 22 | 44.47 | 3.83 | 48.3 | 0
6 | 1 | 23:00 | 0 | 2016-06-01 | 23 | 24.34 | 3.97 | 28.31 | 0
6 | 1 | 24:00 | 0 | 2016-06-01 | 24 | 19.32 | 2.71 | 22.03 | 0
6 | 2 | 01:00 | 0 | 2016-06-02 | 1 | 20.11 | 0.64 | 20.75 | 0
6 | 2 | 02:00 | 0 | 2016-06-02 | 2 | 17.52 | 0.63 | 18.15 | 0
6 | 2 | 03:00 | 0 | 2016-06-02 | 3 | 16.23 | 0.63 | 16.86 | 0
6 | 2 | 04:00 | 0 | 2016-06-02 | 4 | 16.18 | 0.62 | 16.8 | 0
6 | 2 | 05:00 | 185 | 2016-06-02 | 5 | 16.92 | 0.62 | 17.54 | 3244.9
6 | 2 | 06:00 | 1904 | 2016-06-02 | 6 | 11.37 | 0.74 | 12.11 | 23057.44
6 | 2 | 07:00 | 4306 | 2016-06-02 | 7 | 15.71 | 0.83 | 16.54 | 71221.24
6 | 2 | 08:00 | 7524 | 2016-06-02 | 8 | 18.2 | 1.79 | 19.99 | 150404.76
6 | 2 | 09:00 | 9636 | 2016-06-02 | 9 | 32.83 | 1.82 | 34.65 | 333887.4
6 | 2 | 10:00 | 12452 | 2016-06-02 | 10 | 34.94 | 1.69 | 36.63 | 456116.76
6 | 2 | 11:00 | 14563 | 2016-06-02 | 11 | 27.52 | 1.73 | 29.25 | 425967.75
6 | 2 | 12:00 | 15555 | 2016-06-02 | 12 | 18.52 | 1.64 | 20.16 | 313588.8
6 | 2 | 13:00 | 14095 | 2016-06-02 | 13 | 20.12 | 1.66 | 21.78 | 306989.1
6 | 2 | 14:00 | 13170 | 2016-06-02 | 14 | 25.19 | 1.69 | 26.88 | 354009.6
6 | 2 | 15:00 | 11855 | 2016-06-02 | 15 | 37.15 | 1.76 | 38.91 | 461278.05
6 | 2 | 16:00 | 8472 | 2016-06-02 | 16 | 29 | 1.69 | 30.69 | 260005.68
6 | 2 | 17:00 | 4866 | 2016-06-02 | 17 | 24.76 | 1.73 | 26.49 | 128900.34
6 | 2 | 18:00 | 1662 | 2016-06-02 | 18 | 30.81 | 1.69 | 32.5 | 54015
6 | 2 | 19:00 | 432 | 2016-06-02 | 19 | 36.16 | 1.74 | 37.9 | 16372.8
6 | 2 | 20:00 | 0 | 2016-06-02 | 20 | 22.63 | 1.7 | 24.33 | 0
6 | 2 | 21:00 | 0 | 2016-06-02 | 21 | 23.72 | 1.69 | 25.41 | 0
6 | 2 | 22:00 | 0 | 2016-06-02 | 22 | 17.7 | 1.72 | 19.42 | 0
6 | 2 | 23:00 | 0 | 2016-06-02 | 23 | 18.55 | 1.75 | 20.3 | 0
6 | 2 | 24:00 | 0 | 2016-06-02 | 24 | 18.48 | 0.74 | 19.22 | 0
6 | 3 | 01:00 | 0 | 2016-06-03 | 1 | 19.88 | 0.35 | 20.23 | 0
6 | 3 | 02:00 | 0 | 2016-06-03 | 2 | 19.31 | 0.36 | 19.67 | 0
6 | 3 | 03:00 | 0 | 2016-06-03 | 3 | 16.83 | 0.33 | 17.16 | 0
6 | 3 | 04:00 | 0 | 2016-06-03 | 4 | 17.23 | 0.34 | 17.57 | 0
6 | 3 | 05:00 | 8 | 2016-06-03 | 5 | 19.89 | 0.33 | 20.22 | 161.76
6 | 3 | 06:00 | 596 | 2016-06-03 | 6 | 22.26 | 0.56 | 22.82 | 13600.72
6 | 3 | 07:00 | 2023 | 2016-06-03 | 7 | 20.96 | 0.48 | 21.44 | 43373.12
6 | 3 | 08:00 | 2906 | 2016-06-03 | 8 | 30.01 | 1.61 | 31.62 | 91887.72
6 | 3 | 09:00 | 3609 | 2016-06-03 | 9 | 29.35 | 1.47 | 30.82 | 111229.38
6 | 3 | 10:00 | 5035 | 2016-06-03 | 10 | 23.97 | 1.48 | 25.45 | 128140.75
6 | 3 | 11:00 | 6837 | 2016-06-03 | 11 | 24.26 | 1.47 | 25.73 | 175916.01
6 | 3 | 12:00 | 8656 | 2016-06-03 | 12 | 29.63 | 1.49 | 31.12 | 269374.72
6 | 3 | 13:00 | 10831 | 2016-06-03 | 13 | 31.77 | 1.58 | 33.35 | 361213.85
6 | 3 | 14:00 | 11400 | 2016-06-03 | 14 | 32.49 | 1.59 | 34.08 | 388512
6 | 3 | 15:00 | 11014 | 2016-06-03 | 15 | 28.43 | 1.56 | 29.99 | 330309.86
6 | 3 | 16:00 | 8823 | 2016-06-03 | 16 | 21.05 | 1.44 | 22.49 | 198429.27
6 | 3 | 17:00 | 5839 | 2016-06-03 | 17 | 22.19 | 1.46 | 23.65 | 138092.35
6 | 3 | 18:00 | 3045 | 2016-06-03 | 18 | 20.37 | 1.41 | 21.78 | 66320.1
6 | 3 | 19:00 | 726 | 2016-06-03 | 19 | 19.93 | 1.44 | 21.37 | 15514.62
6 | 3 | 20:00 | 17 | 2016-06-03 | 20 | 16.65 | 1.39 | 18.04 | 306.68
6 | 3 | 21:00 | 0 | 2016-06-03 | 21 | 16.26 | 1.37 | 17.63 | 0
6 | 3 | 22:00 | 0 | 2016-06-03 | 22 | 26.93 | 1.48 | 28.41 | 0
6 | 3 | 23:00 | 0 | 2016-06-03 | 23 | 18.05 | 1.59 | 19.64 | 0
6 | 3 | 24:00 | 0 | 2016-06-03 | 24 | 19.85 | 0.49 | 20.34 | 0
6 | 4 | 01:00 | 0 | 2016-06-04 | 1 | 15.72 | 0.43 | 16.15 | 0
6 | 4 | 02:00 | 0 | 2016-06-04 | 2 | 11.61 | 0.44 | 12.05 | 0
6 | 4 | 03:00 | 0 | 2016-06-04 | 3 | 16.21 | 0.42 | 16.63 | 0
6 | 4 | 04:00 | 0 | 2016-06-04 | 4 | 16.28 | 0.44 | 16.72 | 0
6 | 4 | 05:00 | 122 | 2016-06-04 | 5 | 15.89 | 0.43 | 16.32 | 1991.04
6 | 4 | 06:00 | 1101 | 2016-06-04 | 6 | 16.07 | 0.43 | 16.5 | 18166.5
6 | 4 | 07:00 | 3326 | 2016-06-04 | 7 | 10.23 | 0.55 | 10.78 | 35854.28
6 | 4 | 08:00 | 7315 | 2016-06-04 | 8 | 12.48 | 0.64 | 13.12 | 95972.8
6 | 4 | 09:00 | 12028 | 2016-06-04 | 9 | 9.43 | 0.64 | 10.07 | 121121.96
6 | 4 | 10:00 | 14574 | 2016-06-04 | 10 | 15.61 | 0.48 | 16.09 | 234495.66
6 | 4 | 11:00 | 14958 | 2016-06-04 | 11 | 17.2 | 0.42 | 17.62 | 263559.96
6 | 4 | 12:00 | 13401 | 2016-06-04 | 12 | 18.74 | 0.43 | 19.17 | 256897.17
6 | 4 | 13:00 | 11441 | 2016-06-04 | 13 | 31.57 | 0.47 | 32.04 | 366569.64
6 | 4 | 14:00 | 10898 | 2016-06-04 | 14 | 29.08 | 0.52 | 29.6 | 322580.8
6 | 4 | 15:00 | 11012 | 2016-06-04 | 15 | 33.9 | 0.57 | 34.47 | 379583.64
6 | 4 | 16:00 | 9547 | 2016-06-04 | 16 | 33.17 | 0.62 | 33.79 | 322593.13
6 | 4 | 17:00 | 5538 | 2016-06-04 | 17 | 29.8 | 0.48 | 30.28 | 167690.64
6 | 4 | 18:00 | 2783 | 2016-06-04 | 18 | 31.62 | 0.53 | 32.15 | 89473.45
6 | 4 | 19:00 | 783 | 2016-06-04 | 19 | 28.71 | 0.55 | 29.26 | 22910.58
6 | 4 | 20:00 | 31 | 2016-06-04 | 20 | 21.54 | 0.52 | 22.06 | 683.86
6 | 4 | 21:00 | 0 | 2016-06-04 | 21 | 24.89 | 0.68 | 25.57 | 0
6 | 4 | 22:00 | 0 | 2016-06-04 | 22 | 22.05 | 0.61 | 22.66 | 0
6 | 4 | 23:00 | 0 | 2016-06-04 | 23 | 18.15 | 0.62 | 18.77 | 0
6 | 4 | 24:00 | 0 | 2016-06-04 | 24 | 21.64 | 0.76 | 22.4 | 0
6 | 5 | 01:00 | 0 | 2016-06-05 | 1 | 19.86 | 0.94 | 20.8 | 0
6 | 5 | 02:00 | 0 | 2016-06-05 | 2 | 19.64 | 0.86 | 20.5 | 0
6 | 5 | 03:00 | 0 | 2016-06-05 | 3 | 19 | 0.85 | 19.85 | 0
6 | 5 | 04:00 | 0 | 2016-06-05 | 4 | 17.01 | 0.88 | 17.89 | 0
6 | 5 | 05:00 | 78 | 2016-06-05 | 5 | 11.96 | 0.85 | 12.81 | 999.18
6 | 5 | 06:00 | 679 | 2016-06-05 | 6 | -12.06 | 0.93 | -11.13 | -7557.27
6 | 5 | 07:00 | 1303 | 2016-06-05 | 7 | -27.64 | 1.34 | -26.3 | -34268.9
6 | 5 | 08:00 | 1702 | 2016-06-05 | 8 | 3.37 | 1.16 | 4.53 | 7710.06
6 | 5 | 09:00 | 1952 | 2016-06-05 | 9 | 12.48 | 1.05 | 13.53 | 26410.56
6 | 5 | 10:00 | 2412 | 2016-06-05 | 10 | 16.23 | 0.87 | 17.1 | 41245.2
6 | 5 | 11:00 | 2151 | 2016-06-05 | 11 | 18.25 | 0.88 | 19.13 | 41148.63
6 | 5 | 12:00 | 2795 | 2016-06-05 | 12 | 20.45 | 0.87 | 21.32 | 59589.4
6 | 5 | 13:00 | 1953 | 2016-06-05 | 13 | 19.68 | 0.86 | 20.54 | 40114.62
6 | 5 | 14:00 | 2493 | 2016-06-05 | 14 | 20.01 | 0.88 | 20.89 | 52078.77
6 | 5 | 15:00 | 1199 | 2016-06-05 | 15 | 17.27 | 0.91 | 18.18 | 21797.82
6 | 5 | 16:00 | 794 | 2016-06-05 | 16 | 16.95 | 0.89 | 17.84 | 14164.96
6 | 5 | 17:00 | 490 | 2016-06-05 | 17 | 17.32 | 0.86 | 18.18 | 8908.2
6 | 5 | 18:00 | 117 | 2016-06-05 | 18 | 18.4 | 0.86 | 19.26 | 2253.42
6 | 5 | 19:00 | 2 | 2016-06-05 | 19 | 20.12 | 0.92 | 21.04 | 42.08
6 | 5 | 20:00 | 0 | 2016-06-05 | 20 | 17.47 | 0.9 | 18.37 | 0
6 | 5 | 21:00 | 0 | 2016-06-05 | 21 | 17.63 | 0.89 | 18.52 | 0
6 | 5 | 22:00 | 0 | 2016-06-05 | 22 | 16.27 | 0.85 | 17.12 | 0
6 | 5 | 23:00 | 0 | 2016-06-05 | 23 | 14.75 | 0.91 | 15.66 | 0
6 | 5 | 24:00 | 0 | 2016-06-05 | 24 | -66.77 | 1.12 | -65.65 | 0
6 | 6 | 01:00 | 0 | 2016-06-06 | 1 | -32.78 | 1.1 | -31.68 | 0
6 | 6 | 02:00 | 0 | 2016-06-06 | 2 | 10.73 | 1.03 | 11.76 | 0
6 | 6 | 03:00 | 0 | 2016-06-06 | 3 | -50.35 | 1.14 | -49.21 | 0
6 | 6 | 04:00 | 0 | 2016-06-06 | 4 | 13.39 | 1 | 14.39 | 0
6 | 6 | 05:00 | 122 | 2016-06-06 | 5 | -20.47 | 1.17 | -19.3 | -2354.6
6 | 6 | 06:00 | 1297 | 2016-06-06 | 6 | -107.42 | 2.49 | -104.93 | -136094.21
6 | 6 | 07:00 | 3865 | 2016-06-06 | 7 | -86.84 | 1.94 | -84.9 | -328138.5
6 | 6 | 08:00 | 5879 | 2016-06-06 | 8 | -3.7 | 2.04 | -1.66 | -9759.14
6 | 6 | 09:00 | 10045 | 2016-06-06 | 9 | 13.26 | 1.65 | 14.91 | 149770.95
6 | 6 | 10:00 | 11632 | 2016-06-06 | 10 | 15.61 | 1.64 | 17.25 | 200652
6 | 6 | 11:00 | 14539 | 2016-06-06 | 11 | 15.72 | 1.55 | 17.27 | 251088.53
6 | 6 | 12:00 | 14647 | 2016-06-06 | 12 | 16.15 | 1.55 | 17.7 | 259251.9
6 | 6 | 13:00 | 14553 | 2016-06-06 | 13 | 15.26 | 1.55 | 16.81 | 244635.93
6 | 6 | 14:00 | 12991 | 2016-06-06 | 14 | 16.87 | 1.54 | 18.41 | 239164.31
6 | 6 | 15:00 | 10475 | 2016-06-06 | 15 | 15.44 | 1.55 | 16.99 | 177970.25
6 | 6 | 16:00 | 8520 | 2016-06-06 | 16 | 15.51 | 1.55 | 17.06 | 145351.2
6 | 6 | 17:00 | 5922 | 2016-06-06 | 17 | 16.97 | 1.51 | 18.48 | 109438.56
6 | 6 | 18:00 | 2624 | 2016-06-06 | 18 | 24.98 | 1.54 | 26.52 | 69588.48
6 | 6 | 19:00 | 695 | 2016-06-06 | 19 | 23.93 | 1.56 | 25.49 | 17715.55
6 | 6 | 20:00 | 28 | 2016-06-06 | 20 | 21 | 1.57 | 22.57 | 631.96
6 | 6 | 21:00 | 0 | 2016-06-06 | 21 | 20.32 | 1.58 | 21.9 | 0
6 | 6 | 22:00 | 0 | 2016-06-06 | 22 | 20.28 | 1.64 | 21.92 | 0
6 | 6 | 23:00 | 0 | 2016-06-06 | 23 | 21.01 | 1.78 | 22.79 | 0
6 | 6 | 24:00 | 0 | 2016-06-06 | 24 | 12.02 | 1.1 | 13.12 | 0
6 | 7 | 01:00 | 0 | 2016-06-07 | 1 | 13.77 | 0.53 | 14.3 | 0
6 | 7 | 02:00 | 0 | 2016-06-07 | 2 | 15.89 | 0.51 | 16.4 | 0
6 | 7 | 03:00 | 0 | 2016-06-07 | 3 | 17.1 | 0.53 | 17.63 | 0
6 | 7 | 04:00 | 0 | 2016-06-07 | 4 | 9.22 | 0.52 | 9.74 | 0
6 | 7 | 05:00 | 171 | 2016-06-07 | 5 | 13.57 | 0.51 | 14.08 | 2407.68
6 | 7 | 06:00 | 348 | 2016-06-07 | 6 | -25.59 | 1.25 | -24.34 | -8470.32
6 | 7 | 07:00 | 1183 | 2016-06-07 | 7 | 19.39 | 0.7 | 20.09 | 23766.47
6 | 7 | 08:00 | 3656 | 2016-06-07 | 8 | 22.03 | 1.84 | 23.87 | 87268.72
6 | 7 | 09:00 | 5567 | 2016-06-07 | 9 | 21.74 | 1.64 | 23.38 | 130156.46
6 | 7 | 10:00 | 11125 | 2016-06-07 | 10 | 21.78 | 1.56 | 23.34 | 259657.5
6 | 7 | 11:00 | 12785 | 2016-06-07 | 11 | 21.13 | 1.52 | 22.65 | 289580.25
6 | 7 | 12:00 | 11524 | 2016-06-07 | 12 | 24.37 | 1.51 | 25.88 | 298241.12
6 | 7 | 13:00 | 11363 | 2016-06-07 | 13 | 26.53 | 1.51 | 28.04 | 318618.52
6 | 7 | 14:00 | 8393 | 2016-06-07 | 14 | 28.6 | 1.5 | 30.1 | 252629.3
6 | 7 | 15:00 | 9956 | 2016-06-07 | 15 | 26.27 | 1.49 | 27.76 | 276378.56
6 | 7 | 16:00 | 9278 | 2016-06-07 | 16 | 22.11 | 1.45 | 23.56 | 218589.68
6 | 7 | 17:00 | 4408 | 2016-06-07 | 17 | 23.08 | 1.45 | 24.53 | 108128.24
6 | 7 | 18:00 | 1338 | 2016-06-07 | 18 | 27.89 | 1.51 | 29.4 | 39337.2
6 | 7 | 19:00 | 464 | 2016-06-07 | 19 | 26.2 | 1.49 | 27.69 | 12848.16
6 | 7 | 20:00 | 4 | 2016-06-07 | 20 | 27.29 | 1.54 | 28.83 | 115.32
6 | 7 | 21:00 | 0 | 2016-06-07 | 21 | 20.97 | 1.52 | 22.49 | 0
6 | 7 | 22:00 | 0 | 2016-06-07 | 22 | 17.8 | 1.59 | 19.39 | 0
6 | 7 | 23:00 | 0 | 2016-06-07 | 23 | 17.39 | 1.91 | 19.3 | 0
6 | 7 | 24:00 | 0 | 2016-06-07 | 24 | 15.87 | 0.61 | 16.48 | 0
6 | 8 | 01:00 | 0 | 2016-06-08 | 1 | 14.34 | 0.41 | 14.75 | 0
6 | 8 | 02:00 | 0 | 2016-06-08 | 2 | 19.53 | 0.25 | 19.78 | 0
6 | 8 | 03:00 | 0 | 2016-06-08 | 3 | 16.29 | 0.22 | 16.51 | 0
6 | 8 | 04:00 | 0 | 2016-06-08 | 4 | 15.58 | 0.22 | 15.8 | 0
6 | 8 | 05:00 | 148 | 2016-06-08 | 5 | 11.05 | 0.33 | 11.38 | 1684.24
6 | 8 | 06:00 | 1839 | 2016-06-08 | 6 | 6.01 | 0.57 | 6.58 | 12100.62
6 | 8 | 07:00 | 5587 | 2016-06-08 | 7 | 12.49 | 0.77 | 13.26 | 74083.62
6 | 8 | 08:00 | 9441 | 2016-06-08 | 8 | 17.43 | 1.88 | 19.31 | 182305.71
6 | 8 | 09:00 | 13070 | 2016-06-08 | 9 | 16.57 | 1.48 | 18.05 | 235913.5
6 | 8 | 10:00 | 13486 | 2016-06-08 | 10 | 16.51 | 1.4 | 17.91 | 241534.26
6 | 8 | 11:00 | 15601 | 2016-06-08 | 11 | 15.73 | 1.37 | 17.1 | 266777.1
6 | 8 | 12:00 | 14146 | 2016-06-08 | 12 | 16.19 | 1.36 | 17.55 | 248262.3
6 | 8 | 13:00 | 10287 | 2016-06-08 | 13 | 16.34 | 1.33 | 17.67 | 181771.29
6 | 8 | 14:00 | 7568 | 2016-06-08 | 14 | 14.47 | 1.33 | 15.8 | 119574.4
6 | 8 | 15:00 | 8461 | 2016-06-08 | 15 | 16.03 | 1.33 | 17.36 | 146882.96
6 | 8 | 16:00 | 6052 | 2016-06-08 | 16 | 15.25 | 1.34 | 16.59 | 100402.68
6 | 8 | 17:00 | 4497 | 2016-06-08 | 17 | 1.76 | 1.39 | 3.15 | 14165.55
6 | 8 | 18:00 | 2888 | 2016-06-08 | 18 | 8.99 | 1.38 | 10.37 | 29948.56
6 | 8 | 19:00 | 743 | 2016-06-08 | 19 | 7.29 | 1.43 | 8.72 | 6478.96
6 | 8 | 20:00 | 25 | 2016-06-08 | 20 | 10.1 | 1.41 | 11.51 | 287.75
6 | 8 | 21:00 | 0 | 2016-06-08 | 21 | 11.65 | 1.4 | 13.05 | 0
6 | 8 | 22:00 | 0 | 2016-06-08 | 22 | 6.53 | 1.56 | 8.09 | 0
6 | 8 | 23:00 | 0 | 2016-06-08 | 23 | 3.68 | 1.78 | 5.46 | 0
6 | 8 | 24:00 | 0 | 2016-06-08 | 24 | -2.38 | 0.66 | -1.72 | 0
6 | 9 | 01:00 | 0 | 2016-06-09 | 1 | 3.42 | 0.53 | 3.95 | 0
6 | 9 | 02:00 | 0 | 2016-06-09 | 2 | 12.14 | 0.48 | 12.62 | 0
6 | 9 | 03:00 | 0 | 2016-06-09 | 3 | -0.19 | 0.56 | 0.37 | 0
6 | 9 | 04:00 | 0 | 2016-06-09 | 4 | -11.85 | 0.54 | -11.31 | 0
6 | 9 | 05:00 | 210 | 2016-06-09 | 5 | -5.65 | 0.57 | -5.08 | -1066.8
6 | 9 | 06:00 | 1271 | 2016-06-09 | 6 | 2.59 | 1.06 | 3.65 | 4639.15
6 | 9 | 07:00 | 4317 | 2016-06-09 | 7 | 3.82 | 1.73 | 5.55 | 23959.35
6 | 9 | 08:00 | 6946 | 2016-06-09 | 8 | 8.09 | 2.38 | 10.47 | 72724.62
6 | 9 | 09:00 | 10790 | 2016-06-09 | 9 | 0.05 | 1.78 | 1.83 | 19745.7
6 | 9 | 10:00 | 13352 | 2016-06-09 | 10 | 0.37 | 1.72 | 2.09 | 27905.68
6 | 9 | 11:00 | 13379 | 2016-06-09 | 11 | 10.1 | 1.65 | 11.75 | 157203.25
6 | 9 | 12:00 | 11428 | 2016-06-09 | 12 | 15.16 | 1.64 | 16.8 | 191990.4
6 | 9 | 13:00 | 11310 | 2016-06-09 | 13 | 7.13 | 1.64 | 8.77 | 99188.7
6 | 9 | 14:00 | 13543 | 2016-06-09 | 14 | 2.48 | 1.72 | 4.2 | 56880.6
6 | 9 | 15:00 | 10676 | 2016-06-09 | 15 | 2.44 | 1.73 | 4.17 | 44518.92
6 | 9 | 16:00 | 6502 | 2016-06-09 | 16 | 13.47 | 1.65 | 15.12 | 98310.24
6 | 9 | 17:00 | 4727 | 2016-06-09 | 17 | 11.77 | 1.71 | 13.48 | 63719.96
6 | 9 | 18:00 | 1912 | 2016-06-09 | 18 | 10.07 | 1.69 | 11.76 | 22485.12
6 | 9 | 19:00 | 920 | 2016-06-09 | 19 | 8.88 | 1.69 | 10.57 | 9724.4
6 | 9 | 20:00 | 30 | 2016-06-09 | 20 | 9.85 | 1.76 | 11.61 | 348.3
6 | 9 | 21:00 | 0 | 2016-06-09 | 21 | 6.48 | 1.72 | 8.2 | 0
6 | 9 | 22:00 | 0 | 2016-06-09 | 22 | 12.11 | 1.7 | 13.81 | 0
6 | 9 | 23:00 | 0 | 2016-06-09 | 23 | 14.23 | 2.23 | 16.46 | 0
6 | 9 | 24:00 | 0 | 2016-06-09 | 24 | -4.39 | 0.83 | -3.56 | 0
6 | 10 | 01:00 | 0 | 2016-06-10 | 1 | 9.88 | 2.32 | 12.2 | 0
6 | 10 | 02:00 | 0 | 2016-06-10 | 2 | 18.18 | 2.32 | 20.5 | 0
6 | 10 | 03:00 | 0 | 2016-06-10 | 3 | 5.72 | 2.61 | 8.33 | 0
6 | 10 | 04:00 | 0 | 2016-06-10 | 4 | -12.37 | 2.66 | -9.71 | 0
6 | 10 | 05:00 | 91 | 2016-06-10 | 5 | 19.24 | 2.32 | 21.56 | 1961.96
6 | 10 | 06:00 | 1133 | 2016-06-10 | 6 | -58.08 | 3.07 | -55.01 | -62326.33
6 | 10 | 07:00 | 4326 | 2016-06-10 | 7 | -46.39 | 3.07 | -43.32 | -187402.32
6 | 10 | 08:00 | 7809 | 2016-06-10 | 8 | 15.52 | 3.93 | 19.45 | 151885.05
6 | 10 | 09:00 | 13456 | 2016-06-10 | 9 | 19.72 | 3.81 | 23.53 | 316619.68
6 | 10 | 10:00 | 15231 | 2016-06-10 | 10 | 13.33 | 3.58 | 16.91 | 257556.21
6 | 10 | 11:00 | 15066 | 2016-06-10 | 11 | 12.15 | 3.51 | 15.66 | 235933.56
6 | 10 | 12:00 | 12882 | 2016-06-10 | 12 | 13.57 | 3.49 | 17.06 | 219766.92
6 | 10 | 13:00 | 11582 | 2016-06-10 | 13 | 13.47 | 3.47 | 16.94 | 196199.08
6 | 10 | 14:00 | 10459 | 2016-06-10 | 14 | 14.41 | 3.47 | 17.88 | 187006.92
6 | 10 | 15:00 | 9986 | 2016-06-10 | 15 | 14.39 | 3.49 | 17.88 | 178549.68
6 | 10 | 16:00 | 10147 | 2016-06-10 | 16 | 15.23 | 3.48 | 18.71 | 189850.37
6 | 10 | 17:00 | 6665 | 2016-06-10 | 17 | 20.36 | 3.52 | 23.88 | 159160.2
6 | 10 | 18:00 | 3213 | 2016-06-10 | 18 | 19.71 | 3.55 | 23.26 | 74734.38
6 | 10 | 19:00 | 615 | 2016-06-10 | 19 | 18.01 | 3.57 | 21.58 | 13271.7
6 | 10 | 20:00 | 24 | 2016-06-10 | 20 | 15.12 | 3.57 | 18.69 | 448.56
6 | 10 | 21:00 | 0 | 2016-06-10 | 21 | 15.78 | 3.6 | 19.38 | 0
6 | 10 | 22:00 | 0 | 2016-06-10 | 22 | 18.64 | 3.77 | 22.41 | 0
6 | 10 | 23:00 | 0 | 2016-06-10 | 23 | 14.58 | 4.11 | 18.69 | 0
6 | 10 | 24:00 | 0 | 2016-06-10 | 24 | 21.09 | 4.07 | 25.16 | 0
6 | 11 | 01:00 | 0 | 2016-06-11 | 1 | 21.79 | 0.87 | 22.66 | 0
6 | 11 | 02:00 | 0 | 2016-06-11 | 2 | 17.02 | 0.83 | 17.85 | 0
6 | 11 | 03:00 | 0 | 2016-06-11 | 3 | 12.39 | 0.94 | 13.33 | 0
6 | 11 | 04:00 | 0 | 2016-06-11 | 4 | 11.81 | 0.95 | 12.76 | 0
6 | 11 | 05:00 | 219 | 2016-06-11 | 5 | 12.03 | 0.95 | 12.98 | 2842.62
6 | 11 | 06:00 | 1920 | 2016-06-11 | 6 | 16.14 | 0.94 | 17.08 | 32793.6
6 | 11 | 07:00 | 4114 | 2016-06-11 | 7 | 16.55 | 1.75 | 18.3 | 75286.2
6 | 11 | 08:00 | 5660 | 2016-06-11 | 8 | 19.53 | 1.5 | 21.03 | 119029.8
6 | 11 | 09:00 | 5905 | 2016-06-11 | 9 | 21.65 | 1.65 | 23.3 | 137586.5
6 | 11 | 10:00 | 8219 | 2016-06-11 | 10 | 25.42 | 0.98 | 26.4 | 216981.6
6 | 11 | 11:00 | 6033 | 2016-06-11 | 11 | 19.24 | 0.82 | 20.06 | 121021.98
6 | 11 | 12:00 | 4755 | 2016-06-11 | 12 | 28.49 | 0.85 | 29.34 | 139511.7
6 | 11 | 13:00 | 4782 | 2016-06-11 | 13 | 32.27 | 0.84 | 33.11 | 158332.02
6 | 11 | 14:00 | 3425 | 2016-06-11 | 14 | 18.48 | 0.8 | 19.28 | 66034
6 | 11 | 15:00 | 1519 | 2016-06-11 | 15 | 12.42 | 0.88 | 13.3 | 20202.7
6 | 11 | 16:00 | 1185 | 2016-06-11 | 16 | 12.32 | 0.78 | 13.1 | 15523.5
6 | 11 | 17:00 | 1232 | 2016-06-11 | 17 | 13.08 | 0.76 | 13.84 | 17050.88
6 | 11 | 18:00 | 1462 | 2016-06-11 | 18 | 13.58 | 0.84 | 14.42 | 21082.04
6 | 11 | 19:00 | 697 | 2016-06-11 | 19 | 14.3 | 0.86 | 15.16 | 10566.52
6 | 11 | 20:00 | 6 | 2016-06-11 | 20 | 20.2 | 0.87 | 21.07 | 126.42
6 | 11 | 21:00 | 0 | 2016-06-11 | 21 | 22.2 | 0.91 | 23.11 | 0
6 | 11 | 22:00 | 0 | 2016-06-11 | 22 | 19.28 | 0.87 | 20.15 | 0
6 | 11 | 23:00 | 0 | 2016-06-11 | 23 | 12.81 | 1.48 | 14.29 | 0
6 | 11 | 24:00 | 0 | 2016-06-11 | 24 | 17.87 | 1.47 | 19.34 | 0
6 | 12 | 01:00 | 0 | 2016-06-12 | 1 | 22.63 | 1.5 | 24.13 | 0
6 | 12 | 02:00 | 0 | 2016-06-12 | 2 | 25.21 | 0.68 | 25.89 | 0
6 | 12 | 03:00 | 0 | 2016-06-12 | 3 | 32.33 | 0.62 | 32.95 | 0
6 | 12 | 04:00 | 0 | 2016-06-12 | 4 | 36.05 | 0.67 | 36.72 | 0
6 | 12 | 05:00 | 178 | 2016-06-12 | 5 | 31.82 | 0.62 | 32.44 | 5774.32
6 | 12 | 06:00 | 1723 | 2016-06-12 | 6 | 26.82 | 0.63 | 27.45 | 47296.35
6 | 12 | 07:00 | 4085 | 2016-06-12 | 7 | 16.89 | 1.84 | 18.73 | 76512.05
6 | 12 | 08:00 | 6774 | 2016-06-12 | 8 | 18.31 | 1.2 | 19.51 | 132160.74
6 | 12 | 09:00 | 10725 | 2016-06-12 | 9 | 24.43 | 1.06 | 25.49 | 273380.25
6 | 12 | 10:00 | 12596 | 2016-06-12 | 10 | 12.54 | 0.62 | 13.16 | 165763.36
6 | 12 | 11:00 | 12106 | 2016-06-12 | 11 | 13.54 | 0.49 | 14.03 | 169847.18
6 | 12 | 12:00 | 14111 | 2016-06-12 | 12 | 20.99 | 0.48 | 21.47 | 302963.17
6 | 12 | 13:00 | 9706 | 2016-06-12 | 13 | 24.92 | 0.59 | 25.51 | 247600.06
6 | 12 | 14:00 | 12016 | 2016-06-12 | 14 | 15.43 | 0.52 | 15.95 | 191655.2
6 | 12 | 15:00 | 9926 | 2016-06-12 | 15 | 21.68 | 0.56 | 22.24 | 220754.24
6 | 12 | 16:00 | 4698 | 2016-06-12 | 16 | 14.14 | 0.51 | 14.65 | 68825.7
6 | 12 | 17:00 | 3772 | 2016-06-12 | 17 | 12.3 | 0.49 | 12.79 | 48243.88
6 | 12 | 18:00 | 1744 | 2016-06-12 | 18 | 13 | 0.49 | 13.49 | 23526.56
6 | 12 | 19:00 | 603 | 2016-06-12 | 19 | 12.95 | 0.59 | 13.54 | 8164.62
6 | 12 | 20:00 | 13 | 2016-06-12 | 20 | 13.84 | 0.55 | 14.39 | 187.07
6 | 12 | 21:00 | 0 | 2016-06-12 | 21 | 13.27 | 0.59 | 13.86 | 0
6 | 12 | 22:00 | 0 | 2016-06-12 | 22 | 16.41 | 0.64 | 17.05 | 0
6 | 12 | 23:00 | 0 | 2016-06-12 | 23 | 18.43 | 0.86 | 19.29 | 0
6 | 12 | 24:00 | 0 | 2016-06-12 | 24 | 22.16 | 2.28 | 24.44 | 0
6 | 13 | 01:00 | 0 | 2016-06-13 | 1 | 57.81 | 1.57 | 59.38 | 0
6 | 13 | 02:00 | 0 | 2016-06-13 | 2 | 25.9 | 0.78 | 26.68 | 0
6 | 13 | 03:00 | 0 | 2016-06-13 | 3 | 28.95 | 0.8 | 29.75 | 0
6 | 13 | 04:00 | 0 | 2016-06-13 | 4 | 29.12 | 0.77 | 29.89 | 0
6 | 13 | 05:00 | 127 | 2016-06-13 | 5 | 30.67 | 0.78 | 31.45 | 3994.15
6 | 13 | 06:00 | 1011 | 2016-06-13 | 6 | 32.22 | 2.51 | 34.73 | 35112.03
6 | 13 | 07:00 | 4894 | 2016-06-13 | 7 | 22.17 | 1.55 | 23.72 | 116085.68
6 | 13 | 08:00 | 7404 | 2016-06-13 | 8 | 57.97 | 2.98 | 60.95 | 451273.8
6 | 13 | 09:00 | 7612 | 2016-06-13 | 9 | 14.72 | 2.04 | 16.76 | 127577.12
6 | 13 | 10:00 | 7101 | 2016-06-13 | 10 | 19.09 | 1.93 | 21.02 | 149263.02
6 | 13 | 11:00 | 9206 | 2016-06-13 | 11 | 28.13 | 1.93 | 30.06 | 276732.36
6 | 13 | 12:00 | 9992 | 2016-06-13 | 12 | 24.1 | 1.87 | 25.97 | 259492.24
6 | 13 | 13:00 | 11531 | 2016-06-13 | 13 | 18.28 | 1.86 | 20.14 | 232234.34
6 | 13 | 14:00 | 13888 | 2016-06-13 | 14 | 23.55 | 1.86 | 25.41 | 352894.08
6 | 13 | 15:00 | 9541 | 2016-06-13 | 15 | 25.5 | 1.85 | 27.35 | 260946.35
6 | 13 | 16:00 | 8337 | 2016-06-13 | 16 | 28 | 1.88 | 29.88 | 249109.56
6 | 13 | 17:00 | 3942 | 2016-06-13 | 17 | 27.08 | 1.88 | 28.96 | 114160.32
6 | 13 | 18:00 | 1280 | 2016-06-13 | 18 | 29.81 | 1.89 | 31.7 | 40576
6 | 13 | 19:00 | 569 | 2016-06-13 | 19 | 29.2 | 1.91 | 31.11 | 17701.59
6 | 13 | 20:00 | 50 | 2016-06-13 | 20 | 17.38 | 1.86 | 19.24 | 962
6 | 13 | 21:00 | 0 | 2016-06-13 | 21 | 28.64 | 1.92 | 30.56 | 0
6 | 13 | 22:00 | 0 | 2016-06-13 | 22 | 21.81 | 1.98 | 23.79 | 0
6 | 13 | 23:00 | 0 | 2016-06-13 | 23 | 18.46 | 2.21 | 20.67 | 0
6 | 13 | 24:00 | 0 | 2016-06-13 | 24 | 12.86 | 0.94 | 13.8 | 0
6 | 14 | 01:00 | 0 | 2016-06-14 | 1 | 12.81 | 0.41 | 13.22 | 0
6 | 14 | 02:00 | 0 | 2016-06-14 | 2 | -1.36 | 0.4 | -0.96 | 0
6 | 14 | 03:00 | 0 | 2016-06-14 | 3 | -6.74 | 0.44 | -6.3 | 0
6 | 14 | 04:00 | 0 | 2016-06-14 | 4 | 10.94 | 0.43 | 11.37 | 0
6 | 14 | 05:00 | 185 | 2016-06-14 | 5 | 9.27 | 0.47 | 9.74 | 1801.9
6 | 14 | 06:00 | 1901 | 2016-06-14 | 6 | 10.92 | 0.63 | 11.55 | 21956.55
6 | 14 | 07:00 | 5695 | 2016-06-14 | 7 | 16.01 | 0.53 | 16.54 | 94195.3
6 | 14 | 08:00 | 9903 | 2016-06-14 | 8 | 16.38 | 1.81 | 18.19 | 180135.57
6 | 14 | 09:00 | 13405 | 2016-06-14 | 9 | 15.32 | 1.63 | 16.95 | 227214.75
6 | 14 | 10:00 | 15799 | 2016-06-14 | 10 | 4.47 | 1.61 | 6.08 | 96057.92
6 | 14 | 11:00 | 16322 | 2016-06-14 | 11 | 13.22 | 1.55 | 14.77 | 241075.94
6 | 14 | 12:00 | 15961 | 2016-06-14 | 12 | 12.83 | 1.55 | 14.38 | 229519.18
6 | 14 | 13:00 | 15741 | 2016-06-14 | 13 | 14.88 | 1.52 | 16.4 | 258152.4
6 | 14 | 14:00 | 15269 | 2016-06-14 | 14 | 15.53 | 1.51 | 17.04 | 260183.76
6 | 14 | 15:00 | 12878 | 2016-06-14 | 15 | 20.05 | 1.48 | 21.53 | 277263.34
6 | 14 | 16:00 | 10434 | 2016-06-14 | 16 | 21.45 | 1.48 | 22.93 | 239251.62
6 | 14 | 17:00 | 6686 | 2016-06-14 | 17 | 20.14 | 1.48 | 21.62 | 144551.32
6 | 14 | 18:00 | 3263 | 2016-06-14 | 18 | 19.85 | 1.45 | 21.3 | 69501.9
6 | 14 | 19:00 | 801 | 2016-06-14 | 19 | 26.16 | 1.45 | 27.61 | 22115.61
6 | 14 | 20:00 | 29 | 2016-06-14 | 20 | 21.97 | 1.46 | 23.43 | 679.47
6 | 14 | 21:00 | 0 | 2016-06-14 | 21 | 21.37 | 1.47 | 22.84 | 0
6 | 14 | 22:00 | 0 | 2016-06-14 | 22 | 26.94 | 1.57 | 28.51 | 0
6 | 14 | 23:00 | 0 | 2016-06-14 | 23 | 23.22 | 1.73 | 24.95 | 0
6 | 14 | 24:00 | 0 | 2016-06-14 | 24 | 16.95 | 0.43 | 17.38 | 0
6 | 15 | 01:00 | 0 | 2016-06-15 | 1 | 15.74 | 0.65 | 16.39 | 0
6 | 15 | 02:00 | 0 | 2016-06-15 | 2 | 17.19 | 0.63 | 17.82 | 0
6 | 15 | 03:00 | 0 | 2016-06-15 | 3 | 15.64 | 0.63 | 16.27 | 0
6 | 15 | 04:00 | 0 | 2016-06-15 | 4 | 11.5 | 0.69 | 12.19 | 0
6 | 15 | 05:00 | 163 | 2016-06-15 | 5 | 11.16 | 0.69 | 11.85 | 1931.55
6 | 15 | 06:00 | 1821 | 2016-06-15 | 6 | 9.79 | 0.95 | 10.74 | 19557.54
6 | 15 | 07:00 | 5481 | 2016-06-15 | 7 | 16.71 | 0.91 | 17.62 | 96575.22
6 | 15 | 08:00 | 9547 | 2016-06-15 | 8 | 23.11 | 2 | 25.11 | 239725.17
6 | 15 | 09:00 | 13155 | 2016-06-15 | 9 | 29.14 | 1.86 | 31 | 407805
6 | 15 | 10:00 | 15386 | 2016-06-15 | 10 | 19.47 | 1.76 | 21.23 | 326644.78
6 | 15 | 11:00 | 16076 | 2016-06-15 | 11 | 19.08 | 1.72 | 20.8 | 334380.8
6 | 15 | 12:00 | 14123 | 2016-06-15 | 12 | 18.88 | 1.7 | 20.58 | 290651.34
6 | 15 | 13:00 | 14909 | 2016-06-15 | 13 | 18.7 | 1.69 | 20.39 | 303994.51
6 | 15 | 14:00 | 13691 | 2016-06-15 | 14 | 22.82 | 1.65 | 24.47 | 335018.77
6 | 15 | 15:00 | 11419 | 2016-06-15 | 15 | 29.61 | 1.7 | 31.31 | 357528.89
6 | 15 | 16:00 | 7970 | 2016-06-15 | 16 | 28.03 | 1.65 | 29.68 | 236549.6
6 | 15 | 17:00 | 6401 | 2016-06-15 | 17 | 38.85 | 1.76 | 40.61 | 259944.61
6 | 15 | 18:00 | 2350 | 2016-06-15 | 18 | 37.38 | 1.76 | 39.14 | 91979
6 | 15 | 19:00 | 682 | 2016-06-15 | 19 | 41.43 | 1.81 | 43.24 | 29489.68
6 | 15 | 20:00 | 26 | 2016-06-15 | 20 | 36.64 | 1.72 | 38.36 | 997.36
6 | 15 | 21:00 | 0 | 2016-06-15 | 21 | 33.66 | 1.72 | 35.38 | 0
6 | 15 | 22:00 | 0 | 2016-06-15 | 22 | 31.62 | 1.76 | 33.38 | 0
6 | 15 | 23:00 | 0 | 2016-06-15 | 23 | 26.08 | 1.93 | 28.01 | 0
6 | 15 | 24:00 | 0 | 2016-06-15 | 24 | 20.32 | 0.69 | 21.01 | 0
6 | 16 | 01:00 | 0 | 2016-06-16 | 1 | 32.82 | 1.15 | 33.97 | 0
6 | 16 | 02:00 | 0 | 2016-06-16 | 2 | 26.13 | 0.86 | 26.99 | 0
6 | 16 | 03:00 | 0 | 2016-06-16 | 3 | 19.65 | 0.76 | 20.41 | 0
6 | 16 | 04:00 | 0 | 2016-06-16 | 4 | 19.3 | 0.74 | 20.04 | 0
6 | 16 | 05:00 | 398 | 2016-06-16 | 5 | 19.32 | 0.74 | 20.06 | 7983.88
6 | 16 | 06:00 | 2688 | 2016-06-16 | 6 | 22.31 | 0.79 | 23.1 | 62092.8
6 | 16 | 07:00 | 5968 | 2016-06-16 | 7 | 23.69 | 0.95 | 24.64 | 147051.52
6 | 16 | 08:00 | 8239 | 2016-06-16 | 8 | 27.2 | 2.15 | 29.35 | 241814.65
6 | 16 | 09:00 | 11078 | 2016-06-16 | 9 | 35.59 | 2.04 | 37.63 | 416865.14
6 | 16 | 10:00 | 14262 | 2016-06-16 | 10 | 32.43 | 1.95 | 34.38 | 490327.56
6 | 16 | 11:00 | 15189 | 2016-06-16 | 11 | 22.85 | 1.82 | 24.67 | 374712.63
6 | 16 | 12:00 | 15030 | 2016-06-16 | 12 | 24.83 | 1.79 | 26.62 | 400098.6
6 | 16 | 13:00 | 12620 | 2016-06-16 | 13 | 37.14 | 1.86 | 39 | 492180
6 | 16 | 14:00 | 13637 | 2016-06-16 | 14 | 38.36 | 1.89 | 40.25 | 548889.25
6 | 16 | 15:00 | 12759 | 2016-06-16 | 15 | 37.24 | 1.81 | 39.05 | 498238.95
6 | 16 | 16:00 | 9892 | 2016-06-16 | 16 | 38.44 | 1.84 | 40.28 | 398449.76
6 | 16 | 17:00 | 6459 | 2016-06-16 | 17 | 36.81 | 1.82 | 38.63 | 249511.17
6 | 16 | 18:00 | 3018 | 2016-06-16 | 18 | 43.68 | 1.85 | 45.53 | 137409.54
6 | 16 | 19:00 | 777 | 2016-06-16 | 19 | 43.75 | 1.88 | 45.63 | 35454.51
6 | 16 | 20:00 | 41 | 2016-06-16 | 20 | 38.34 | 1.84 | 40.18 | 1647.38
6 | 16 | 21:00 | 0 | 2016-06-16 | 21 | 31.62 | 2.07 | 33.69 | 0
6 | 16 | 22:00 | 0 | 2016-06-16 | 22 | 39.5 | 2.48 | 41.98 | 0
6 | 16 | 23:00 | 0 | 2016-06-16 | 23 | 20.3 | 1.99 | 22.29 | 0
6 | 16 | 24:00 | 0 | 2016-06-16 | 24 | 21.1 | 0.82 | 21.92 | 0
6 | 17 | 01:00 | 0 | 2016-06-17 | 1 | 20.25 | 0.78 | 21.03 | 0
6 | 17 | 02:00 | 0 | 2016-06-17 | 2 | 19.09 | 0.74 | 19.83 | 0
6 | 17 | 03:00 | 0 | 2016-06-17 | 3 | 17.39 | 0.74 | 18.13 | 0
6 | 17 | 04:00 | 0 | 2016-06-17 | 4 | 16.94 | 0.73 | 17.67 | 0
6 | 17 | 05:00 | 208 | 2016-06-17 | 5 | 18.26 | 0.74 | 19 | 3952
6 | 17 | 06:00 | 2027 | 2016-06-17 | 6 | 18.85 | 0.8 | 19.65 | 39830.55
6 | 17 | 07:00 | 5379 | 2016-06-17 | 7 | 30.87 | 0.92 | 31.79 | 170998.41
6 | 17 | 08:00 | 9553 | 2016-06-17 | 8 | 43.02 | 2.3 | 45.32 | 432941.96
6 | 17 | 09:00 | 13072 | 2016-06-17 | 9 | 45.24 | 2.11 | 47.35 | 618959.2
6 | 17 | 10:00 | 14934 | 2016-06-17 | 10 | 38.69 | 1.95 | 40.64 | 606917.76
6 | 17 | 11:00 | 14629 | 2016-06-17 | 11 | 32.78 | 1.93 | 34.71 | 507772.59
6 | 17 | 12:00 | 13172 | 2016-06-17 | 12 | 23.95 | 1.86 | 25.81 | 339969.32
6 | 17 | 13:00 | 13359 | 2016-06-17 | 13 | 36.74 | 1.92 | 38.66 | 516458.94
6 | 17 | 14:00 | 11861 | 2016-06-17 | 14 | 37.73 | 1.93 | 39.66 | 470407.26
6 | 17 | 15:00 | 12491 | 2016-06-17 | 15 | 38.51 | 1.94 | 40.45 | 505260.95
6 | 17 | 16:00 | 8328 | 2016-06-17 | 16 | 39.48 | 1.97 | 41.45 | 345195.6
6 | 17 | 17:00 | 6445 | 2016-06-17 | 17 | 38.97 | 1.94 | 40.91 | 263664.95
6 | 17 | 18:00 | 3015 | 2016-06-17 | 18 | 40.59 | 1.91 | 42.5 | 128137.5
6 | 17 | 19:00 | 691 | 2016-06-17 | 19 | 36.56 | 2.16 | 38.72 | 26755.52
6 | 17 | 20:00 | 39 | 2016-06-17 | 20 | 26.62 | 1.9 | 28.52 | 1112.28
6 | 17 | 21:00 | 0 | 2016-06-17 | 21 | 27.93 | 2.03 | 29.96 | 0
6 | 17 | 22:00 | 0 | 2016-06-17 | 22 | 32.08 | 2.21 | 34.29 | 0
6 | 17 | 23:00 | 0 | 2016-06-17 | 23 | 22.77 | 2.19 | 24.96 | 0
6 | 17 | 24:00 | 0 | 2016-06-17 | 24 | 20.25 | 0.88 | 21.13 | 0
6 | 18 | 01:00 | 0 | 2016-06-18 | 1 | 18.26 | 0.4 | 18.66 | 0
6 | 18 | 02:00 | 0 | 2016-06-18 | 2 | 18.32 | 0.4 | 18.72 | 0
6 | 18 | 03:00 | 0 | 2016-06-18 | 3 | 14.64 | 0.4 | 15.04 | 0
6 | 18 | 04:00 | 0 | 2016-06-18 | 4 | 15.05 | 0.42 | 15.47 | 0
6 | 18 | 05:00 | 165 | 2016-06-18 | 5 | 15.7 | 0.42 | 16.12 | 2659.8
6 | 18 | 06:00 | 1887 | 2016-06-18 | 6 | 15.55 | 0.4 | 15.95 | 30097.65
6 | 18 | 07:00 | 5493 | 2016-06-18 | 7 | 17.31 | 0.46 | 17.77 | 97610.61
6 | 18 | 08:00 | 9521 | 2016-06-18 | 8 | 18.03 | 0.48 | 18.51 | 176233.71
6 | 18 | 09:00 | 13005 | 2016-06-18 | 9 | 19.31 | 0.43 | 19.74 | 256718.7
6 | 18 | 10:00 | 15214 | 2016-06-18 | 10 | 21.06 | 0.45 | 21.51 | 327253.14
6 | 18 | 11:00 | 16112 | 2016-06-18 | 11 | 20.39 | 0.41 | 20.8 | 335129.6
6 | 18 | 12:00 | 16412 | 2016-06-18 | 12 | 20.76 | 0.41 | 21.17 | 347442.04
6 | 18 | 13:00 | 16239 | 2016-06-18 | 13 | 20.07 | 0.4 | 20.47 | 332412.33
6 | 18 | 14:00 | 14878 | 2016-06-18 | 14 | 23.48 | 0.44 | 23.92 | 355881.76
6 | 18 | 15:00 | 13125 | 2016-06-18 | 15 | 24.54 | 0.43 | 24.97 | 327731.25
6 | 18 | 16:00 | 10212 | 2016-06-18 | 16 | 23.82 | 0.42 | 24.24 | 247538.88
6 | 18 | 17:00 | 6528 | 2016-06-18 | 17 | 28.84 | 0.46 | 29.3 | 191270.4
6 | 18 | 18:00 | 3033 | 2016-06-18 | 18 | 38.4 | 0.61 | 39.01 | 118317.33
6 | 18 | 19:00 | 797 | 2016-06-18 | 19 | 27.89 | 0.5 | 28.39 | 22626.83
6 | 18 | 20:00 | 29 | 2016-06-18 | 20 | 30.11 | 0.52 | 30.63 | 888.27
6 | 18 | 21:00 | 0 | 2016-06-18 | 21 | 25.78 | 0.48 | 26.26 | 0
6 | 18 | 22:00 | 0 | 2016-06-18 | 22 | 27.87 | 0.49 | 28.36 | 0
6 | 18 | 23:00 | 0 | 2016-06-18 | 23 | 23.6 | 0.61 | 24.21 | 0
6 | 18 | 24:00 | 0 | 2016-06-18 | 24 | 26.1 | 0.88 | 26.98 | 0
6 | 19 | 01:00 | 0 | 2016-06-19 | 1 | 18.81 | 0.34 | 19.15 | 0
6 | 19 | 02:00 | 0 | 2016-06-19 | 2 | 18.52 | 0.17 | 18.69 | 0
6 | 19 | 03:00 | 0 | 2016-06-19 | 3 | 18.01 | 0.09 | 18.1 | 0
6 | 19 | 04:00 | 0 | 2016-06-19 | 4 | 9.13 | 0.16 | 9.29 | 0
6 | 19 | 05:00 | 187 | 2016-06-19 | 5 | 17.81 | 0.12 | 17.93 | 3352.91
6 | 19 | 06:00 | 1861 | 2016-06-19 | 6 | 17.64 | 0.11 | 17.75 | 33032.75
6 | 19 | 07:00 | 5311 | 2016-06-19 | 7 | 17.94 | 0.22 | 18.16 | 96447.76
6 | 19 | 08:00 | 9277 | 2016-06-19 | 8 | 18.38 | 0.25 | 18.63 | 172830.51
6 | 19 | 09:00 | 12885 | 2016-06-19 | 9 | 18.48 | 0.16 | 18.64 | 240176.4
6 | 19 | 10:00 | 15059 | 2016-06-19 | 10 | 16.42 | 0.21 | 16.63 | 250431.17
6 | 19 | 11:00 | 15662 | 2016-06-19 | 11 | 18.03 | 0.13 | 18.16 | 284421.92
6 | 19 | 12:00 | 15567 | 2016-06-19 | 12 | 18.77 | 0.12 | 18.89 | 294060.63
6 | 19 | 13:00 | 15470 | 2016-06-19 | 13 | 19.01 | 0.13 | 19.14 | 296095.8
6 | 19 | 14:00 | 14335 | 2016-06-19 | 14 | 19.32 | 0.12 | 19.44 | 278672.4
6 | 19 | 15:00 | 12259 | 2016-06-19 | 15 | 19.71 | 0.1 | 19.81 | 242850.79
6 | 19 | 16:00 | 8675 | 2016-06-19 | 16 | 19.78 | 0.1 | 19.88 | 172459
6 | 19 | 17:00 | 5644 | 2016-06-19 | 17 | 20.07 | 0.11 | 20.18 | 113895.92
6 | 19 | 18:00 | 2996 | 2016-06-19 | 18 | 20.87 | 0.13 | 21 | 62916
6 | 19 | 19:00 | 1029 | 2016-06-19 | 19 | 20.24 | 0.12 | 20.36 | 20950.44
6 | 19 | 20:00 | 65 | 2016-06-19 | 20 | 20.17 | 0.12 | 20.29 | 1318.85
6 | 19 | 21:00 | 0 | 2016-06-19 | 21 | 19.76 | 0.12 | 19.88 | 0
6 | 19 | 22:00 | 0 | 2016-06-19 | 22 | 21.71 | 0.11 | 21.82 | 0
6 | 19 | 23:00 | 0 | 2016-06-19 | 23 | 19.11 | 0.22 | 19.33 | 0
6 | 19 | 24:00 | 0 | 2016-06-19 | 24 | 12.37 | 0.34 | 12.71 | 0
6 | 20 | 01:00 | 0 | 2016-06-20 | 1 | -39.83 | 1.13 | -38.7 | 0
6 | 20 | 02:00 | 0 | 2016-06-20 | 2 | -2.68 | 0.73 | -1.95 | 0
6 | 20 | 03:00 | 0 | 2016-06-20 | 3 | 9.24 | 0.69 | 9.93 | 0
6 | 20 | 04:00 | 0 | 2016-06-20 | 4 | 5.9 | 0.85 | 6.75 | 0
6 | 20 | 05:00 | 190 | 2016-06-20 | 5 | 14.27 | 0.71 | 14.98 | 2846.2
6 | 20 | 06:00 | 1985 | 2016-06-20 | 6 | 1.11 | 0.76 | 1.87 | 3711.95
6 | 20 | 07:00 | 4758 | 2016-06-20 | 7 | -26.76 | 1.13 | -25.63 | -121947.54
6 | 20 | 08:00 | 8756 | 2016-06-20 | 8 | 19.12 | 2.07 | 21.19 | 185539.64
6 | 20 | 09:00 | 11312 | 2016-06-20 | 9 | 20.36 | 1.86 | 22.22 | 251352.64
6 | 20 | 10:00 | 14298 | 2016-06-20 | 10 | 20.11 | 1.76 | 21.87 | 312697.26
6 | 20 | 11:00 | 15986 | 2016-06-20 | 11 | 20.42 | 1.71 | 22.13 | 353770.18
6 | 20 | 12:00 | 16030 | 2016-06-20 | 12 | 21.59 | 1.66 | 23.25 | 372697.5
6 | 20 | 13:00 | 15158 | 2016-06-20 | 13 | 26.05 | 1.69 | 27.74 | 420482.92
6 | 20 | 14:00 | 14069 | 2016-06-20 | 14 | 35.55 | 1.73 | 37.28 | 524492.32
6 | 20 | 15:00 | 12728 | 2016-06-20 | 15 | 30.95 | 1.66 | 32.61 | 415060.08
6 | 20 | 16:00 | 9614 | 2016-06-20 | 16 | 34.58 | 1.64 | 36.22 | 348219.08
6 | 20 | 17:00 | 6101 | 2016-06-20 | 17 | 49.34 | 1.86 | 51.2 | 312371.2
6 | 20 | 18:00 | 3107 | 2016-06-20 | 18 | 53.86 | 2.45 | 56.31 | 174955.17
6 | 20 | 19:00 | 646 | 2016-06-20 | 19 | 43.22 | 1.65 | 44.87 | 28986.02
6 | 20 | 20:00 | 32 | 2016-06-20 | 20 | 37.37 | 1.66 | 39.03 | 1248.96
6 | 20 | 21:00 | 0 | 2016-06-20 | 21 | 34.64 | 1.68 | 36.32 | 0
6 | 20 | 22:00 | 0 | 2016-06-20 | 22 | 29.69 | 1.7 | 31.39 | 0
6 | 20 | 23:00 | 0 | 2016-06-20 | 23 | 24.21 | 1.83 | 26.04 | 0
6 | 20 | 24:00 | 0 | 2016-06-20 | 24 | 23.24 | 0.8 | 24.04 | 0
6 | 21 | 01:00 | 0 | 2016-06-21 | 1 | 22.85 | 0.19 | 23.04 | 0
6 | 21 | 02:00 | 0 | 2016-06-21 | 2 | 23.33 | 0.11 | 23.44 | 0
6 | 21 | 03:00 | 0 | 2016-06-21 | 3 | 20.3 | 0.08 | 20.38 | 0
6 | 21 | 04:00 | 0 | 2016-06-21 | 4 | 20.27 | 0.1 | 20.37 | 0
6 | 21 | 05:00 | 115 | 2016-06-21 | 5 | 20.12 | 0.1 | 20.22 | 2325.3
6 | 21 | 06:00 | 1153 | 2016-06-21 | 6 | 21.08 | 0.19 | 21.27 | 24524.31
6 | 21 | 07:00 | 4143 | 2016-06-21 | 7 | 21.15 | 0.24 | 21.39 | 88618.77
6 | 21 | 08:00 | 8485 | 2016-06-21 | 8 | 26.17 | 1.77 | 27.94 | 237070.9
6 | 21 | 09:00 | 11242 | 2016-06-21 | 9 | 28.77 | 1.34 | 30.11 | 338496.62
6 | 21 | 10:00 | 13635 | 2016-06-21 | 10 | 26.37 | 1.25 | 27.62 | 376598.7
6 | 21 | 11:00 | 15608 | 2016-06-21 | 11 | 22.57 | 1.17 | 23.74 | 370533.92
6 | 21 | 12:00 | 15775 | 2016-06-21 | 12 | 23.88 | 1.12 | 25 | 394375
6 | 21 | 13:00 | 15154 | 2016-06-21 | 13 | 23.38 | 1.1 | 24.48 | 370969.92
6 | 21 | 14:00 | 14476 | 2016-06-21 | 14 | 22.29 | 1.08 | 23.37 | 338304.12
6 | 21 | 15:00 | 12937 | 2016-06-21 | 15 | 22.76 | 1.08 | 23.84 | 308418.08
6 | 21 | 16:00 | 10448 | 2016-06-21 | 16 | 24.7 | 1.07 | 25.77 | 269244.96
6 | 21 | 17:00 | 6618 | 2016-06-21 | 17 | 34.32 | 1.12 | 35.44 | 234541.92
6 | 21 | 18:00 | 3469 | 2016-06-21 | 18 | 36 | 1.16 | 37.16 | 128908.04
6 | 21 | 19:00 | 822 | 2016-06-21 | 19 | 32.8 | 1.05 | 33.85 | 27824.7
6 | 21 | 20:00 | 32 | 2016-06-21 | 20 | 30.93 | 1.06 | 31.99 | 1023.68
6 | 21 | 21:00 | 0 | 2016-06-21 | 21 | 29.42 | 1.1 | 30.52 | 0
6 | 21 | 22:00 | 0 | 2016-06-21 | 22 | 23.93 | 1.11 | 25.04 | 0
6 | 21 | 23:00 | 0 | 2016-06-21 | 23 | 21.83 | 1.3 | 23.13 | 0
6 | 21 | 24:00 | 0 | 2016-06-21 | 24 | 21.46 | 0.21 | 21.67 | 0
6 | 22 | 01:00 | 0 | 2016-06-22 | 1 | 20.14 | 0.2 | 20.34 | 0
6 | 22 | 02:00 | 0 | 2016-06-22 | 2 | 21.57 | 0.16 | 21.73 | 0
6 | 22 | 03:00 | 0 | 2016-06-22 | 3 | 20.4 | 0.15 | 20.55 | 0
6 | 22 | 04:00 | 0 | 2016-06-22 | 4 | 20.37 | 0.15 | 20.52 | 0
6 | 22 | 05:00 | 163 | 2016-06-22 | 5 | 21.37 | 0.19 | 21.56 | 3514.28
6 | 22 | 06:00 | 1944 | 2016-06-22 | 6 | 21.06 | 0.36 | 21.42 | 41640.48
6 | 22 | 07:00 | 3526 | 2016-06-22 | 7 | 25.73 | 0.38 | 26.11 | 92063.86
6 | 22 | 08:00 | 5250 | 2016-06-22 | 8 | 42.8 | 1.79 | 44.59 | 234097.5
6 | 22 | 09:00 | 5068 | 2016-06-22 | 9 | 45.72 | 1.65 | 47.37 | 240071.16
6 | 22 | 10:00 | 5993 | 2016-06-22 | 10 | 31.64 | 1.4 | 33.04 | 198008.72
6 | 22 | 11:00 | 2810 | 2016-06-22 | 11 | 28.04 | 1.27 | 29.31 | 82361.1
6 | 22 | 12:00 | 3698 | 2016-06-22 | 12 | 35.11 | 1.34 | 36.45 | 134792.1
6 | 22 | 13:00 | 9749 | 2016-06-22 | 13 | 29.66 | 1.29 | 30.95 | 301731.55
6 | 22 | 14:00 | 14227 | 2016-06-22 | 14 | 24.17 | 1.29 | 25.46 | 362219.42
6 | 22 | 15:00 | 12889 | 2016-06-22 | 15 | 21.68 | 1.26 | 22.94 | 295673.66
6 | 22 | 16:00 | 9972 | 2016-06-22 | 16 | 20.91 | 1.26 | 22.17 | 221079.24
6 | 22 | 17:00 | 6038 | 2016-06-22 | 17 | 20.52 | 1.24 | 21.76 | 131386.88
6 | 22 | 18:00 | 2651 | 2016-06-22 | 18 | 23.93 | 1.23 | 25.16 | 66699.16
6 | 22 | 19:00 | 954 | 2016-06-22 | 19 | 31.79 | 1.3 | 33.09 | 31567.86
6 | 22 | 20:00 | 38 | 2016-06-22 | 20 | 23.9 | 1.33 | 25.23 | 958.74
6 | 22 | 21:00 | 0 | 2016-06-22 | 21 | 20.61 | 1.28 | 21.89 | 0
6 | 22 | 22:00 | 0 | 2016-06-22 | 22 | 25.2 | 1.36 | 26.56 | 0
6 | 22 | 23:00 | 0 | 2016-06-22 | 23 | 19.81 | 1.53 | 21.34 | 0
6 | 22 | 24:00 | 0 | 2016-06-22 | 24 | 19.01 | 0.3 | 19.31 | 0
6 | 23 | 01:00 | 0 | 2016-06-23 | 1 | 20.22 | 0.44 | 20.66 | 0
6 | 23 | 02:00 | 0 | 2016-06-23 | 2 | 21.19 | 0.38 | 21.57 | 0
6 | 23 | 03:00 | 0 | 2016-06-23 | 3 | 20.91 | 0.37 | 21.28 | 0
6 | 23 | 04:00 | 0 | 2016-06-23 | 4 | 20.86 | 0.39 | 21.25 | 0
6 | 23 | 05:00 | 162 | 2016-06-23 | 5 | 21.17 | 0.4 | 21.57 | 3494.34
6 | 23 | 06:00 | 1911 | 2016-06-23 | 6 | 21.37 | 0.75 | 22.12 | 42271.32
6 | 23 | 07:00 | 5660 | 2016-06-23 | 7 | 20.92 | 0.68 | 21.6 | 122256
6 | 23 | 08:00 | 9621 | 2016-06-23 | 8 | 20.77 | 1.92 | 22.69 | 218300.49
6 | 23 | 09:00 | 13099 | 2016-06-23 | 9 | 22.65 | 1.72 | 24.37 | 319222.63
6 | 23 | 10:00 | 14712 | 2016-06-23 | 10 | 23.16 | 1.61 | 24.77 | 364416.24
6 | 23 | 11:00 | 13514 | 2016-06-23 | 11 | 22.16 | 1.56 | 23.72 | 320552.08
6 | 23 | 12:00 | 12451 | 2016-06-23 | 12 | 22.27 | 1.5 | 23.77 | 295960.27
6 | 23 | 13:00 | 12058 | 2016-06-23 | 13 | 30 | 1.48 | 31.48 | 379585.84
6 | 23 | 14:00 | 12756 | 2016-06-23 | 14 | 39.61 | 1.56 | 41.17 | 525164.52
6 | 23 | 15:00 | 11720 | 2016-06-23 | 15 | 40.37 | 1.56 | 41.93 | 491419.6
6 | 23 | 16:00 | 8156 | 2016-06-23 | 16 | 35.31 | 1.54 | 36.85 | 300548.6
6 | 23 | 17:00 | 6462 | 2016-06-23 | 17 | 31.3 | 1.54 | 32.84 | 212212.08
6 | 23 | 18:00 | 3273 | 2016-06-23 | 18 | 36.95 | 1.51 | 38.46 | 125879.58
6 | 23 | 19:00 | 1091 | 2016-06-23 | 19 | 36.09 | 1.5 | 37.59 | 41010.69
6 | 23 | 20:00 | 82 | 2016-06-23 | 20 | 41.7 | 1.57 | 43.27 | 3548.14
6 | 23 | 21:00 | 0 | 2016-06-23 | 21 | 39.76 | 1.57 | 41.33 | 0
6 | 23 | 22:00 | 0 | 2016-06-23 | 22 | 38.32 | 1.58 | 39.9 | 0
6 | 23 | 23:00 | 0 | 2016-06-23 | 23 | 23.78 | 1.75 | 25.53 | 0
6 | 23 | 24:00 | 0 | 2016-06-23 | 24 | 23.81 | 0.54 | 24.35 | 0
6 | 24 | 01:00 | 0 | 2016-06-24 | 1 | 30.31 | 0.29 | 30.6 | 0
6 | 24 | 02:00 | 0 | 2016-06-24 | 2 | 23.49 | 0.26 | 23.75 | 0
6 | 24 | 03:00 | 0 | 2016-06-24 | 3 | 21.95 | 0.27 | 22.22 | 0
6 | 24 | 04:00 | 0 | 2016-06-24 | 4 | 22.59 | 0.26 | 22.85 | 0
6 | 24 | 05:00 | 155 | 2016-06-24 | 5 | 23.77 | 0.25 | 24.02 | 3723.1
6 | 24 | 06:00 | 1803 | 2016-06-24 | 6 | 25.31 | 0.37 | 25.68 | 46301.04
6 | 24 | 07:00 | 5194 | 2016-06-24 | 7 | 22.77 | 0.5 | 23.27 | 120864.38
6 | 24 | 08:00 | 9321 | 2016-06-24 | 8 | 27.35 | 1.7 | 29.05 | 270775.05
6 | 24 | 09:00 | 12824 | 2016-06-24 | 9 | 35.71 | 1.68 | 37.39 | 479489.36
6 | 24 | 10:00 | 15147 | 2016-06-24 | 10 | 30.74 | 1.47 | 32.21 | 487884.87
6 | 24 | 11:00 | 16339 | 2016-06-24 | 11 | 30.18 | 1.41 | 31.59 | 516149.01
6 | 24 | 12:00 | 15844 | 2016-06-24 | 12 | 29.28 | 1.42 | 30.7 | 486410.8
6 | 24 | 13:00 | 16020 | 2016-06-24 | 13 | 39.32 | 1.4 | 40.72 | 652334.4
6 | 24 | 14:00 | 14732 | 2016-06-24 | 14 | 44.16 | 1.46 | 45.62 | 672073.84
6 | 24 | 15:00 | 13106 | 2016-06-24 | 15 | 45.02 | 1.44 | 46.46 | 608904.76
6 | 24 | 16:00 | 10180 | 2016-06-24 | 16 | 46.33 | 1.37 | 47.7 | 485586
6 | 24 | 17:00 | 6533 | 2016-06-24 | 17 | 53.42 | 1.42 | 54.84 | 358269.72
6 | 24 | 18:00 | 3157 | 2016-06-24 | 18 | 50.42 | 1.88 | 52.3 | 165111.1
6 | 24 | 19:00 | 811 | 2016-06-24 | 19 | 43.74 | 1.61 | 45.35 | 36778.85
6 | 24 | 20:00 | 51 | 2016-06-24 | 20 | 38.17 | 1.36 | 39.53 | 2016.03
6 | 24 | 21:00 | 0 | 2016-06-24 | 21 | 73.91 | 2.33 | 76.24 | 0
6 | 24 | 22:00 | 0 | 2016-06-24 | 22 | 45.61 | 1.85 | 47.46 | 0
6 | 24 | 23:00 | 0 | 2016-06-24 | 23 | 29.12 | 1.5 | 30.62 | 0
6 | 24 | 24:00 | 0 | 2016-06-24 | 24 | 23.82 | 0.3 | 24.12 | 0
6 | 25 | 01:00 | 0 | 2016-06-25 | 1 | 24.89 | 0.94 | 25.83 | 0
6 | 25 | 02:00 | 0 | 2016-06-25 | 2 | 23.47 | 0.93 | 24.4 | 0
6 | 25 | 03:00 | 0 | 2016-06-25 | 3 | 19.98 | 0.97 | 20.95 | 0
6 | 25 | 04:00 | 0 | 2016-06-25 | 4 | 19.37 | 0.98 | 20.35 | 0
6 | 25 | 05:00 | 154 | 2016-06-25 | 5 | 9.65 | 0.98 | 10.63 | 1637.02
6 | 25 | 06:00 | 1768 | 2016-06-25 | 6 | 10.17 | 1.03 | 11.2 | 19801.6
6 | 25 | 07:00 | 4862 | 2016-06-25 | 7 | 20.14 | 1.16 | 21.3 | 103560.6
6 | 25 | 08:00 | 9022 | 2016-06-25 | 8 | 16.11 | 1.18 | 17.29 | 155990.38
6 | 25 | 09:00 | 12260 | 2016-06-25 | 9 | 21.74 | 1.04 | 22.78 | 279282.8
6 | 25 | 10:00 | 14974 | 2016-06-25 | 10 | 21.82 | 0.93 | 22.75 | 340658.5
6 | 25 | 11:00 | 15764 | 2016-06-25 | 11 | 22.13 | 0.92 | 23.05 | 363360.2
6 | 25 | 12:00 | 15643 | 2016-06-25 | 12 | 27.71 | 1.09 | 28.8 | 450518.4
6 | 25 | 13:00 | 15356 | 2016-06-25 | 13 | 26.33 | 0.99 | 27.32 | 419525.92
6 | 25 | 14:00 | 14948 | 2016-06-25 | 14 | 22.58 | 0.97 | 23.55 | 352025.4
6 | 25 | 15:00 | 13296 | 2016-06-25 | 15 | 26.44 | 0.97 | 27.41 | 364443.36
6 | 25 | 16:00 | 9999 | 2016-06-25 | 16 | 31.94 | 0.99 | 32.93 | 329267.07
6 | 25 | 17:00 | 6471 | 2016-06-25 | 17 | 26.84 | 0.94 | 27.78 | 179764.38
6 | 25 | 18:00 | 3069 | 2016-06-25 | 18 | 33.97 | 1 | 34.97 | 107322.93
6 | 25 | 19:00 | 825 | 2016-06-25 | 19 | 32.48 | 1.08 | 33.56 | 27687
6 | 25 | 20:00 | 39 | 2016-06-25 | 20 | 32.43 | 1.26 | 33.69 | 1313.91
6 | 25 | 21:00 | 0 | 2016-06-25 | 21 | 30.98 | 1.2 | 32.18 | 0
6 | 25 | 22:00 | 0 | 2016-06-25 | 22 | 28.66 | 1.33 | 29.99 | 0
6 | 25 | 23:00 | 0 | 2016-06-25 | 23 | 21.86 | 1.13 | 22.99 | 0
6 | 25 | 24:00 | 0 | 2016-06-25 | 24 | 20.07 | 1.13 | 21.2 | 0
6 | 26 | 01:00 | 0 | 2016-06-26 | 1 | 19.16 | 1.04 | 20.2 | 0
6 | 26 | 02:00 | 0 | 2016-06-26 | 2 | 17.43 | 0.88 | 18.31 | 0
6 | 26 | 03:00 | 0 | 2016-06-26 | 3 | 17.49 | 0.88 | 18.37 | 0
6 | 26 | 04:00 | 0 | 2016-06-26 | 4 | 15.02 | 0.91 | 15.93 | 0
6 | 26 | 05:00 | 172 | 2016-06-26 | 5 | -58.8 | 1.16 | -57.64 | -9914.08
6 | 26 | 06:00 | 1789 | 2016-06-26 | 6 | 5.73 | 0.97 | 6.7 | 11986.3
6 | 26 | 07:00 | 5092 | 2016-06-26 | 7 | 4.87 | 1.47 | 6.34 | 32283.28
6 | 26 | 08:00 | 8949 | 2016-06-26 | 8 | 9.14 | 1.17 | 10.31 | 92264.19
6 | 26 | 09:00 | 12466 | 2016-06-26 | 9 | 8.02 | 1.12 | 9.14 | 113939.24
6 | 26 | 10:00 | 14804 | 2016-06-26 | 10 | 20.16 | 0.98 | 21.14 | 312956.56
6 | 26 | 11:00 | 15233 | 2016-06-26 | 11 | 21.53 | 0.91 | 22.44 | 341828.52
6 | 26 | 12:00 | 15271 | 2016-06-26 | 12 | 21.71 | 0.9 | 22.61 | 345277.31
6 | 26 | 13:00 | 15706 | 2016-06-26 | 13 | 25.13 | 0.92 | 26.05 | 409141.3
6 | 26 | 14:00 | 14564 | 2016-06-26 | 14 | 29.43 | 0.92 | 30.35 | 442017.4
6 | 26 | 15:00 | 11814 | 2016-06-26 | 15 | 34.14 | 0.97 | 35.11 | 414789.54
6 | 26 | 16:00 | 9348 | 2016-06-26 | 16 | 37.1 | 1.09 | 38.19 | 357000.12
6 | 26 | 17:00 | 6128 | 2016-06-26 | 17 | 31.26 | 0.96 | 32.22 | 197444.16
6 | 26 | 18:00 | 2869 | 2016-06-26 | 18 | 32.02 | 0.92 | 32.94 | 94504.86
6 | 26 | 19:00 | 760 | 2016-06-26 | 19 | 33.52 | 0.99 | 34.51 | 26227.6
6 | 26 | 20:00 | 31 | 2016-06-26 | 20 | 35.46 | 0.99 | 36.45 | 1129.95
6 | 26 | 21:00 | 0 | 2016-06-26 | 21 | 28.26 | 0.92 | 29.18 | 0
6 | 26 | 22:00 | 0 | 2016-06-26 | 22 | 24.54 | 0.9 | 25.44 | 0
6 | 26 | 23:00 | 0 | 2016-06-26 | 23 | 22.81 | 1.05 | 23.86 | 0
6 | 26 | 24:00 | 0 | 2016-06-26 | 24 | 22.57 | 1.03 | 23.6 | 0
6 | 27 | 01:00 | 0 | 2016-06-27 | 1 | 20.39 | 0.38 | 20.77 | 0
6 | 27 | 02:00 | 0 | 2016-06-27 | 2 | 19.74 | 0.36 | 20.1 | 0
6 | 27 | 03:00 | 0 | 2016-06-27 | 3 | 19.35 | 0.36 | 19.71 | 0
6 | 27 | 04:00 | 0 | 2016-06-27 | 4 | 19.92 | 0.36 | 20.28 | 0
6 | 27 | 05:00 | 159 | 2016-06-27 | 5 | 19.85 | 0.36 | 20.21 | 3213.39
6 | 27 | 06:00 | 1666 | 2016-06-27 | 6 | -1.81 | 0.89 | -0.92 | -1532.72
6 | 27 | 07:00 | 4806 | 2016-06-27 | 7 | -13.88 | 0.74 | -13.14 | -63150.84
6 | 27 | 08:00 | 8451 | 2016-06-27 | 8 | 19.92 | 2.16 | 22.08 | 186598.08
6 | 27 | 09:00 | 12056 | 2016-06-27 | 9 | 24.5 | 1.66 | 26.16 | 315384.96
6 | 27 | 10:00 | 14529 | 2016-06-27 | 10 | 28.81 | 1.58 | 30.39 | 441536.31
6 | 27 | 11:00 | 14928 | 2016-06-27 | 11 | 23.9 | 1.47 | 25.37 | 378723.36
6 | 27 | 12:00 | 14749 | 2016-06-27 | 12 | 28.4 | 1.47 | 29.87 | 440552.63
6 | 27 | 13:00 | 13483 | 2016-06-27 | 13 | 31.97 | 1.46 | 33.43 | 450736.69
6 | 27 | 14:00 | 10257 | 2016-06-27 | 14 | 29.79 | 1.43 | 31.22 | 320223.54
6 | 27 | 15:00 | 6790 | 2016-06-27 | 15 | 28.19 | 1.44 | 29.63 | 201187.7
6 | 27 | 16:00 | 5958 | 2016-06-27 | 16 | 24.62 | 1.41 | 26.03 | 155086.74
6 | 27 | 17:00 | 2658 | 2016-06-27 | 17 | 23.3 | 1.41 | 24.71 | 65679.18
6 | 27 | 18:00 | 1650 | 2016-06-27 | 18 | 23.14 | 1.43 | 24.57 | 40540.5
6 | 27 | 19:00 | 682 | 2016-06-27 | 19 | 22.1 | 1.38 | 23.48 | 16013.36
6 | 27 | 20:00 | 123 | 2016-06-27 | 20 | 21.95 | 1.39 | 23.34 | 2870.82
6 | 27 | 21:00 | 0 | 2016-06-27 | 21 | 22.87 | 1.41 | 24.28 | 0
6 | 27 | 22:00 | 0 | 2016-06-27 | 22 | 22.15 | 1.43 | 23.58 | 0
6 | 27 | 23:00 | 0 | 2016-06-27 | 23 | 19.85 | 1.66 | 21.51 | 0
6 | 27 | 24:00 | 0 | 2016-06-27 | 24 | 20.7 | 0.5 | 21.2 | 0
6 | 28 | 01:00 | 0 | 2016-06-28 | 1 | 21.43 | 0.08 | 21.51 | 0
6 | 28 | 02:00 | 0 | 2016-06-28 | 2 | 21.48 | 0.11 | 21.59 | 0
6 | 28 | 03:00 | 0 | 2016-06-28 | 3 | 21.09 | 0.13 | 21.22 | 0
6 | 28 | 04:00 | 0 | 2016-06-28 | 4 | 21.25 | 0.11 | 21.36 | 0
6 | 28 | 05:00 | 3 | 2016-06-28 | 5 | 22.23 | 0.1 | 22.33 | 66.99
6 | 28 | 06:00 | 364 | 2016-06-28 | 6 | 23.32 | 0.16 | 23.48 | 8546.72
6 | 28 | 07:00 | 916 | 2016-06-28 | 7 | 24.24 | 0.39 | 24.63 | 22561.08
6 | 28 | 08:00 | 1742 | 2016-06-28 | 8 | 22.3 | 1.68 | 23.98 | 41773.16
6 | 28 | 09:00 | 3673 | 2016-06-28 | 9 | 27.38 | 1.43 | 28.81 | 105819.13
6 | 28 | 10:00 | 4610 | 2016-06-28 | 10 | 23.78 | 1.24 | 25.02 | 115342.2
6 | 28 | 11:00 | 4527 | 2016-06-28 | 11 | 22.78 | 1.2 | 23.98 | 108557.46
6 | 28 | 12:00 | 5412 | 2016-06-28 | 12 | 24.64 | 1.18 | 25.82 | 139737.84
6 | 28 | 13:00 | 8190 | 2016-06-28 | 13 | 27.99 | 1.17 | 29.16 | 238820.4
6 | 28 | 14:00 | 7370 | 2016-06-28 | 14 | 24.03 | 1.14 | 25.17 | 185502.9
6 | 28 | 15:00 | 6585 | 2016-06-28 | 15 | 21.87 | 1.15 | 23.02 | 151586.7
6 | 28 | 16:00 | 4903 | 2016-06-28 | 16 | 21.68 | 1.14 | 22.82 | 111886.46
6 | 28 | 17:00 | 3392 | 2016-06-28 | 17 | 21.46 | 1.11 | 22.57 | 76557.44
6 | 28 | 18:00 | 1731 | 2016-06-28 | 18 | 21.11 | 1.2 | 22.31 | 38618.61
6 | 28 | 19:00 | 323 | 2016-06-28 | 19 | 22.17 | 1.09 | 23.26 | 7512.98
6 | 28 | 20:00 | 9 | 2016-06-28 | 20 | 21.85 | 1.1 | 22.95 | 206.55
6 | 28 | 21:00 | 0 | 2016-06-28 | 21 | 23.67 | 1.07 | 24.74 | 0
6 | 28 | 22:00 | 0 | 2016-06-28 | 22 | 28.13 | 1.13 | 29.26 | 0
6 | 28 | 23:00 | 0 | 2016-06-28 | 23 | 22.28 | 1.29 | 23.57 | 0
6 | 28 | 24:00 | 0 | 2016-06-28 | 24 | 20.19 | 0.33 | 20.52 | 0
6 | 29 | 01:00 | 0 | 2016-06-29 | 1 | 20.01 | 0.44 | 20.45 | 0
6 | 29 | 02:00 | 0 | 2016-06-29 | 2 | 21.31 | 0.36 | 21.67 | 0
6 | 29 | 03:00 | 0 | 2016-06-29 | 3 | 22.16 | 0.37 | 22.53 | 0
6 | 29 | 04:00 | 0 | 2016-06-29 | 4 | 21.33 | 0.37 | 21.7 | 0
6 | 29 | 05:00 | 47 | 2016-06-29 | 5 | 21.29 | 0.37 | 21.66 | 1018.02
6 | 29 | 06:00 | 622 | 2016-06-29 | 6 | 23.22 | 0.48 | 23.7 | 14741.4
6 | 29 | 07:00 | 2780 | 2016-06-29 | 7 | 26.6 | 0.9 | 27.5 | 76450
6 | 29 | 08:00 | 2496 | 2016-06-29 | 8 | 46.93 | 2.16 | 49.09 | 122528.64
6 | 29 | 09:00 | 3349 | 2016-06-29 | 9 | 27.31 | 1.6 | 28.91 | 96819.59
6 | 29 | 10:00 | 7921 | 2016-06-29 | 10 | 26.5 | 1.5 | 28 | 221788
6 | 29 | 11:00 | 11778 | 2016-06-29 | 11 | 30.39 | 1.44 | 31.83 | 374893.74
6 | 29 | 12:00 | 11310 | 2016-06-29 | 12 | 33.17 | 1.59 | 34.76 | 393135.6
6 | 29 | 13:00 | 12510 | 2016-06-29 | 13 | 36.65 | 1.51 | 38.16 | 477381.6
6 | 29 | 14:00 | 9988 | 2016-06-29 | 14 | 38.82 | 1.49 | 40.31 | 402616.28
6 | 29 | 15:00 | 12217 | 2016-06-29 | 15 | 37.64 | 1.47 | 39.11 | 477806.87
6 | 29 | 16:00 | 9999 | 2016-06-29 | 16 | 33.27 | 1.44 | 34.71 | 347065.29
6 | 29 | 17:00 | 6321 | 2016-06-29 | 17 | 38.74 | 1.43 | 40.17 | 253914.57
6 | 29 | 18:00 | 3359 | 2016-06-29 | 18 | 39.64 | 1.32 | 40.96 | 137584.64
6 | 29 | 19:00 | 818 | 2016-06-29 | 19 | 52.16 | 1.91 | 54.07 | 44229.26
6 | 29 | 20:00 | 37 | 2016-06-29 | 20 | 40.49 | 1.42 | 41.91 | 1550.67
6 | 29 | 21:00 | 0 | 2016-06-29 | 21 | 28.7 | 1.38 | 30.08 | 0
6 | 29 | 22:00 | 0 | 2016-06-29 | 22 | 32.37 | 1.44 | 33.81 | 0
6 | 29 | 23:00 | 0 | 2016-06-29 | 23 | 23.25 | 1.58 | 24.83 | 0
6 | 29 | 24:00 | 0 | 2016-06-29 | 24 | 16.31 | 0.5 | 16.81 | 0
6 | 30 | 01:00 | 0 | 2016-06-30 | 1 | 20.28 | 0.56 | 20.84 | 0
6 | 30 | 02:00 | 0 | 2016-06-30 | 2 | 17.47 | 0.53 | 18 | 0
6 | 30 | 03:00 | 0 | 2016-06-30 | 3 | 4.69 | 0.59 | 5.28 | 0
6 | 30 | 04:00 | 0 | 2016-06-30 | 4 | 10.42 | 0.68 | 11.1 | 0
6 | 30 | 05:00 | 111 | 2016-06-30 | 5 | 21.47 | 0.55 | 22.02 | 2444.22
6 | 30 | 06:00 | 1577 | 2016-06-30 | 6 | 11.05 | 0.7 | 11.75 | 18529.75
6 | 30 | 07:00 | 5155 | 2016-06-30 | 7 | 16.87 | 0.69 | 17.56 | 90521.8
6 | 30 | 08:00 | 8954 | 2016-06-30 | 8 | 20.21 | 1.97 | 22.18 | 198599.72
6 | 30 | 09:00 | 12784 | 2016-06-30 | 9 | 25.16 | 1.74 | 26.9 | 343889.6
6 | 30 | 10:00 | 14906 | 2016-06-30 | 10 | 26.9 | 1.69 | 28.59 | 426162.54
6 | 30 | 11:00 | 15770 | 2016-06-30 | 11 | 26.28 | 1.62 | 27.9 | 439983
6 | 30 | 12:00 | 14944 | 2016-06-30 | 12 | 24.06 | 1.6 | 25.66 | 383463.04
6 | 30 | 13:00 | 13475 | 2016-06-30 | 13 | 24.94 | 1.54 | 26.48 | 356818
6 | 30 | 14:00 | 14089 | 2016-06-30 | 14 | 30.75 | 1.59 | 32.34 | 455638.26
6 | 30 | 15:00 | 13278 | 2016-06-30 | 15 | 30.8 | 1.57 | 32.37 | 429808.86
6 | 30 | 16:00 | 9771 | 2016-06-30 | 16 | 29.8 | 1.58 | 31.38 | 306613.98
6 | 30 | 17:00 | 6575 | 2016-06-30 | 17 | 33.05 | 1.59 | 34.64 | 227758
6 | 30 | 18:00 | 3278 | 2016-06-30 | 18 | 38.28 | 1.65 | 39.93 | 130890.54
6 | 30 | 19:00 | 816 | 2016-06-30 | 19 | 30.29 | 1.51 | 31.8 | 25948.8
6 | 30 | 20:00 | 41 | 2016-06-30 | 20 | 32.89 | 1.55 | 34.44 | 1412.04
6 | 30 | 21:00 | 0 | 2016-06-30 | 21 | 31.11 | 1.57 | 32.68 | 0
6 | 30 | 22:00 | 0 | 2016-06-30 | 22 | 33.15 | 1.62 | 34.77 | 0
6 | 30 | 23:00 | 0 | 2016-06-30 | 23 | 31.14 | 2.08 | 33.22 | 0
6 | 30 | 24:00 | 0 | 2016-06-30 | 24 | 22.12 | 0.8 | 22.92 | 0
7 | 1 | 01:00 | 0 | 2016-07-01 | 1 | 23.97 | 0.17 | 24.14 | 0
7 | 1 | 02:00 | 0 | 2016-07-01 | 2 | 24.09 | 0.16 | 24.25 | 0
7 | 1 | 03:00 | 0 | 2016-07-01 | 3 | 25.29 | 0.15 | 25.44 | 0
7 | 1 | 04:00 | 0 | 2016-07-01 | 4 | 23.1 | 0.16 | 23.26 | 0
7 | 1 | 05:00 | 100 | 2016-07-01 | 5 | 23.89 | 0.16 | 24.05 | 2405
7 | 1 | 06:00 | 1727 | 2016-07-01 | 6 | 23.76 | 0.34 | 24.1 | 41620.7
7 | 1 | 07:00 | 5134 | 2016-07-01 | 7 | 23.4 | 0.66 | 24.06 | 123524.04
7 | 1 | 08:00 | 9088 | 2016-07-01 | 8 | 22.36 | 1.87 | 24.23 | 220202.24
7 | 1 | 09:00 | 11723 | 2016-07-01 | 9 | 32.19 | 1.5 | 33.69 | 394947.87
7 | 1 | 10:00 | 14334 | 2016-07-01 | 10 | 37.07 | 1.4 | 38.47 | 551428.98
7 | 1 | 11:00 | 13331 | 2016-07-01 | 11 | 40.16 | 1.36 | 41.52 | 553503.12
7 | 1 | 12:00 | 12228 | 2016-07-01 | 12 | 45.61 | 1.34 | 46.95 | 574104.6
7 | 1 | 13:00 | 11749 | 2016-07-01 | 13 | 51.7 | 1.3 | 53 | 622697
7 | 1 | 14:00 | 10669 | 2016-07-01 | 14 | 47.6 | 1.35 | 48.95 | 522247.55
7 | 1 | 15:00 | 8108 | 2016-07-01 | 15 | 40.12 | 1.31 | 41.43 | 335914.44
7 | 1 | 16:00 | 5395 | 2016-07-01 | 16 | 36.1 | 1.3 | 37.4 | 201773
7 | 1 | 17:00 | 4081 | 2016-07-01 | 17 | 44.14 | 1.34 | 45.48 | 185603.88
7 | 1 | 18:00 | 1903 | 2016-07-01 | 18 | 51.31 | 1.42 | 52.73 | 100345.19
7 | 1 | 19:00 | 372 | 2016-07-01 | 19 | 34.16 | 1.38 | 35.54 | 13220.88
7 | 1 | 20:00 | 4 | 2016-07-01 | 20 | 24.06 | 1.29 | 25.35 | 101.4
7 | 1 | 21:00 | 0 | 2016-07-01 | 21 | 23.87 | 1.32 | 25.19 | 0
7 | 1 | 22:00 | 0 | 2016-07-01 | 22 | 27.65 | 1.38 | 29.03 | 0
7 | 1 | 23:00 | 0 | 2016-07-01 | 23 | 22.63 | 1.64 | 24.27 | 0
7 | 1 | 24:00 | 0 | 2016-07-01 | 24 | 19.31 | 0.24 | 19.55 | 0
7 | 2 | 01:00 | 0 | 2016-07-02 | 1 | 24.78 | 0.47 | 25.25 | 0
7 | 2 | 02:00 | 0 | 2016-07-02 | 2 | 26.28 | 0.47 | 26.75 | 0
7 | 2 | 03:00 | 0 | 2016-07-02 | 3 | 22.89 | 0.44 | 23.33 | 0
7 | 2 | 04:00 | 0 | 2016-07-02 | 4 | 20.83 | 0.43 | 21.26 | 0
7 | 2 | 05:00 | 116 | 2016-07-02 | 5 | 20.37 | 0.45 | 20.82 | 2415.12
7 | 2 | 06:00 | 1573 | 2016-07-02 | 6 | 20.7 | 0.45 | 21.15 | 33268.95
7 | 2 | 07:00 | 4926 | 2016-07-02 | 7 | 15.14 | 0.55 | 15.69 | 77288.94
7 | 2 | 08:00 | 7990 | 2016-07-02 | 8 | 10.13 | 0.71 | 10.84 | 86611.6
7 | 2 | 09:00 | 13168 | 2016-07-02 | 9 | 18.64 | 0.49 | 19.13 | 251903.84
7 | 2 | 10:00 | 13664 | 2016-07-02 | 10 | 16.66 | 0.42 | 17.08 | 233381.12
7 | 2 | 11:00 | 13760 | 2016-07-02 | 11 | 4.26 | 0.44 | 4.7 | 64672
7 | 2 | 12:00 | 15022 | 2016-07-02 | 12 | 10.71 | 0.46 | 11.17 | 167795.74
7 | 2 | 13:00 | 14292 | 2016-07-02 | 13 | 8.98 | 0.42 | 9.4 | 134344.8
7 | 2 | 14:00 | 14471 | 2016-07-02 | 14 | -16.77 | 0.64 | -16.13 | -233417.23
7 | 2 | 15:00 | 11461 | 2016-07-02 | 15 | 3.31 | 0.52 | 3.83 | 43895.63
7 | 2 | 16:00 | 10081 | 2016-07-02 | 16 | -0.68 | 0.53 | -0.15 | -1512.15
7 | 2 | 17:00 | 6199 | 2016-07-02 | 17 | 6.12 | 0.56 | 6.68 | 41409.32
7 | 2 | 18:00 | 3383 | 2016-07-02 | 18 | 12.37 | 0.46 | 12.83 | 43403.89
7 | 2 | 19:00 | 772 | 2016-07-02 | 19 | 12.73 | 0.45 | 13.18 | 10174.96
7 | 2 | 20:00 | 38 | 2016-07-02 | 20 | 12.88 | 0.44 | 13.32 | 506.16
7 | 2 | 21:00 | 0 | 2016-07-02 | 21 | 10.5 | 0.44 | 10.94 | 0
7 | 2 | 22:00 | 0 | 2016-07-02 | 22 | 13.25 | 0.46 | 13.71 | 0
7 | 2 | 23:00 | 0 | 2016-07-02 | 23 | 3.38 | 0.61 | 3.99 | 0
7 | 2 | 24:00 | 0 | 2016-07-02 | 24 | -38.78 | 1.09 | -37.69 | 0
7 | 3 | 01:00 | 0 | 2016-07-03 | 1 | -13.35 | 1.93 | -11.42 | 0
7 | 3 | 02:00 | 0 | 2016-07-03 | 2 | -40.35 | 1.72 | -38.63 | 0
7 | 3 | 03:00 | 0 | 2016-07-03 | 3 | -37.37 | 1.62 | -35.75 | 0
7 | 3 | 04:00 | 0 | 2016-07-03 | 4 | 10.63 | 1.59 | 12.22 | 0
7 | 3 | 05:00 | 120 | 2016-07-03 | 5 | 13.52 | 1.56 | 15.08 | 1809.6
7 | 3 | 06:00 | 1641 | 2016-07-03 | 6 | 13.8 | 1.54 | 15.34 | 25172.94
7 | 3 | 07:00 | 5086 | 2016-07-03 | 7 | 15.91 | 1.62 | 17.53 | 89157.58
7 | 3 | 08:00 | 9367 | 2016-07-03 | 8 | 1.67 | 1.79 | 3.46 | 32409.82
7 | 3 | 09:00 | 13029 | 2016-07-03 | 9 | 1.47 | 1.81 | 3.28 | 42735.12
7 | 3 | 10:00 | 15354 | 2016-07-03 | 10 | 2.09 | 1.63 | 3.72 | 57116.88
7 | 3 | 11:00 | 15587 | 2016-07-03 | 11 | 11.2 | 1.56 | 12.76 | 198890.12
7 | 3 | 12:00 | 15698 | 2016-07-03 | 12 | -0.18 | 1.61 | 1.43 | 22448.14
7 | 3 | 13:00 | 15272 | 2016-07-03 | 13 | -2.59 | 1.56 | -1.03 | -15730.16
7 | 3 | 14:00 | 13031 | 2016-07-03 | 14 | 11.2 | 1.47 | 12.67 | 165102.77
7 | 3 | 15:00 | 12441 | 2016-07-03 | 15 | 11.84 | 1.46 | 13.3 | 165465.3
7 | 3 | 16:00 | 10067 | 2016-07-03 | 16 | 8.76 | 1.58 | 10.34 | 104092.78
7 | 3 | 17:00 | 6792 | 2016-07-03 | 17 | 11 | 1.47 | 12.47 | 84696.24
7 | 3 | 18:00 | 3266 | 2016-07-03 | 18 | 12.22 | 1.46 | 13.68 | 44678.88
7 | 3 | 19:00 | 834 | 2016-07-03 | 19 | 4.1 | 1.48 | 5.58 | 4653.72
7 | 3 | 20:00 | 39 | 2016-07-03 | 20 | 8.03 | 1.46 | 9.49 | 370.11
7 | 3 | 21:00 | 0 | 2016-07-03 | 21 | 15.16 | 1.51 | 16.67 | 0
7 | 3 | 22:00 | 0 | 2016-07-03 | 22 | 15.6 | 1.48 | 17.08 | 0
7 | 3 | 23:00 | 0 | 2016-07-03 | 23 | 4.84 | 1.68 | 6.52 | 0
7 | 3 | 24:00 | 0 | 2016-07-03 | 24 | -27.03 | 1.76 | -25.27 | 0
7 | 4 | 01:00 | 0 | 2016-07-04 | 1 | 19.88 | 1.21 | 21.09 | 0
7 | 4 | 02:00 | 0 | 2016-07-04 | 2 | 21.49 | 1.06 | 22.55 | 0
7 | 4 | 03:00 | 0 | 2016-07-04 | 3 | 18.66 | 1.04 | 19.7 | 0
7 | 4 | 04:00 | 0 | 2016-07-04 | 4 | 18.21 | 1.03 | 19.24 | 0
7 | 4 | 05:00 | 113 | 2016-07-04 | 5 | -6.06 | 1.25 | -4.81 | -543.53
7 | 4 | 06:00 | 1505 | 2016-07-04 | 6 | -2.52 | 1.35 | -1.17 | -1760.85
7 | 4 | 07:00 | 5136 | 2016-07-04 | 7 | -69.69 | 2.93 | -66.76 | -342879.36
7 | 4 | 08:00 | 9233 | 2016-07-04 | 8 | 0.39 | 1.69 | 2.08 | 19204.64
7 | 4 | 09:00 | 12741 | 2016-07-04 | 9 | 6.64 | 1.33 | 7.97 | 101545.77
7 | 4 | 10:00 | 15083 | 2016-07-04 | 10 | 18.27 | 1.06 | 19.33 | 291554.39
7 | 4 | 11:00 | 15705 | 2016-07-04 | 11 | 21.2 | 1.06 | 22.26 | 349593.3
7 | 4 | 12:00 | 15914 | 2016-07-04 | 12 | 19.08 | 1.04 | 20.12 | 320189.68
7 | 4 | 13:00 | 15849 | 2016-07-04 | 13 | 18.43 | 1.14 | 19.57 | 310164.93
7 | 4 | 14:00 | 14929 | 2016-07-04 | 14 | 17.59 | 1.18 | 18.77 | 280217.33
7 | 4 | 15:00 | 12807 | 2016-07-04 | 15 | 19.72 | 1.18 | 20.9 | 267666.3
7 | 4 | 16:00 | 9925 | 2016-07-04 | 16 | 22.63 | 1.14 | 23.77 | 235917.25
7 | 4 | 17:00 | 6477 | 2016-07-04 | 17 | 26.09 | 1.06 | 27.15 | 175850.55
7 | 4 | 18:00 | 3008 | 2016-07-04 | 18 | 31.56 | 1.11 | 32.67 | 98271.36
7 | 4 | 19:00 | 871 | 2016-07-04 | 19 | 28.49 | 1.11 | 29.6 | 25781.6
7 | 4 | 20:00 | 64 | 2016-07-04 | 20 | 24.93 | 1.14 | 26.07 | 1668.48
7 | 4 | 21:00 | 0 | 2016-07-04 | 21 | 24.46 | 1.05 | 25.51 | 0
7 | 4 | 22:00 | 0 | 2016-07-04 | 22 | 27.12 | 1.11 | 28.23 | 0
7 | 4 | 23:00 | 0 | 2016-07-04 | 23 | 22.64 | 1.2 | 23.84 | 0
7 | 4 | 24:00 | 0 | 2016-07-04 | 24 | 20.05 | 1.45 | 21.5 | 0
7 | 5 | 01:00 | 0 | 2016-07-05 | 1 | 18.22 | 0.95 | 19.17 | 0
7 | 5 | 02:00 | 0 | 2016-07-05 | 2 | 16.25 | 0.92 | 17.17 | 0
7 | 5 | 03:00 | 0 | 2016-07-05 | 3 | 12.72 | 0.96 | 13.68 | 0
7 | 5 | 04:00 | 0 | 2016-07-05 | 4 | -26.4 | 1.16 | -25.24 | 0
7 | 5 | 05:00 | 114 | 2016-07-05 | 5 | 17.45 | 0.93 | 18.38 | 2095.32
7 | 5 | 06:00 | 1177 | 2016-07-05 | 6 | 19.97 | 1.07 | 21.04 | 24764.08
7 | 5 | 07:00 | 3501 | 2016-07-05 | 7 | 22.08 | 1.13 | 23.21 | 81258.21
7 | 5 | 08:00 | 6600 | 2016-07-05 | 8 | 21.57 | 2.32 | 23.89 | 157674
7 | 5 | 09:00 | 7307 | 2016-07-05 | 9 | 21.68 | 2.13 | 23.81 | 173979.67
7 | 5 | 10:00 | 9763 | 2016-07-05 | 10 | 22.67 | 2.08 | 24.75 | 241634.25
7 | 5 | 11:00 | 10746 | 2016-07-05 | 11 | 22.2 | 2.04 | 24.24 | 260483.04
7 | 5 | 12:00 | 12394 | 2016-07-05 | 12 | 26.56 | 2 | 28.56 | 353972.64
7 | 5 | 13:00 | 13363 | 2016-07-05 | 13 | 30.99 | 1.97 | 32.96 | 440444.48
7 | 5 | 14:00 | 13810 | 2016-07-05 | 14 | 33.57 | 2.01 | 35.58 | 491359.8
7 | 5 | 15:00 | 12615 | 2016-07-05 | 15 | 36.07 | 2.02 | 38.09 | 480505.35
7 | 5 | 16:00 | 9105 | 2016-07-05 | 16 | 41.07 | 1.89 | 42.96 | 391150.8
7 | 5 | 17:00 | 6155 | 2016-07-05 | 17 | 47.69 | 1.88 | 49.57 | 305103.35
7 | 5 | 18:00 | 3014 | 2016-07-05 | 18 | 61.39 | 2.3 | 63.69 | 191961.66
7 | 5 | 19:00 | 755 | 2016-07-05 | 19 | 62.63 | 3.15 | 65.78 | 49663.9
7 | 5 | 20:00 | 27 | 2016-07-05 | 20 | 102.41 | 4.04 | 106.45 | 2874.15
7 | 5 | 21:00 | 0 | 2016-07-05 | 21 | 64.82 | 1.95 | 66.77 | 0
7 | 5 | 22:00 | 0 | 2016-07-05 | 22 | 47.12 | 1.93 | 49.05 | 0
7 | 5 | 23:00 | 0 | 2016-07-05 | 23 | 30.4 | 2.06 | 32.46 | 0
7 | 5 | 24:00 | 0 | 2016-07-05 | 24 | 25.73 | 1.09 | 26.82 | 0
7 | 6 | 01:00 | 0 | 2016-07-06 | 1 | 26.47 | 1.26 | 27.73 | 0
7 | 6 | 02:00 | 0 | 2016-07-06 | 2 | 26.27 | 1.28 | 27.55 | 0
7 | 6 | 03:00 | 0 | 2016-07-06 | 3 | 24.57 | 1.26 | 25.83 | 0
7 | 6 | 04:00 | 0 | 2016-07-06 | 4 | 23.6 | 1.26 | 24.86 | 0
7 | 6 | 05:00 | 68 | 2016-07-06 | 5 | 22.71 | 1.26 | 23.97 | 1629.96
7 | 6 | 06:00 | 1472 | 2016-07-06 | 6 | 22.81 | 1.36 | 24.17 | 35578.24
7 | 6 | 07:00 | 4839 | 2016-07-06 | 7 | 23.93 | 1.38 | 25.31 | 122475.09
7 | 6 | 08:00 | 8575 | 2016-07-06 | 8 | 29.07 | 2.67 | 31.74 | 272170.5
7 | 6 | 09:00 | 11921 | 2016-07-06 | 9 | 26.21 | 2.38 | 28.59 | 340821.39
7 | 6 | 10:00 | 14395 | 2016-07-06 | 10 | 30.88 | 2.32 | 33.2 | 477914
7 | 6 | 11:00 | 14608 | 2016-07-06 | 11 | 49.71 | 2.31 | 52.02 | 759908.16
7 | 6 | 12:00 | 15056 | 2016-07-06 | 12 | 60.47 | 2.36 | 62.83 | 945968.48
7 | 6 | 13:00 | 13770 | 2016-07-06 | 13 | 62.93 | 2.35 | 65.28 | 898905.6
7 | 6 | 14:00 | 11658 | 2016-07-06 | 14 | 73.65 | 2.23 | 75.88 | 884609.04
7 | 6 | 15:00 | 11430 | 2016-07-06 | 15 | 211.24 | 10.43 | 221.67 | 2533688.1
7 | 6 | 16:00 | 8975 | 2016-07-06 | 16 | 176.57 | 8.58 | 185.15 | 1661721.25
7 | 6 | 17:00 | 5897 | 2016-07-06 | 17 | 111.02 | 4.86 | 115.88 | 683344.36
7 | 6 | 18:00 | 3085 | 2016-07-06 | 18 | 109.47 | 4.43 | 113.9 | 351381.5
7 | 6 | 19:00 | 767 | 2016-07-06 | 19 | 96.15 | 3.18 | 99.33 | 76186.11
7 | 6 | 20:00 | 40 | 2016-07-06 | 20 | 52.66 | 2.26 | 54.92 | 2196.8
7 | 6 | 21:00 | 0 | 2016-07-06 | 21 | 74.28 | 2.74 | 77.02 | 0
7 | 6 | 22:00 | 0 | 2016-07-06 | 22 | 61.74 | 2.73 | 64.47 | 0
7 | 6 | 23:00 | 0 | 2016-07-06 | 23 | 36.14 | 2.43 | 38.57 | 0
7 | 6 | 24:00 | 0 | 2016-07-06 | 24 | 34.37 | 1.49 | 35.86 | 0
7 | 7 | 01:00 | 0 | 2016-07-07 | 1 | 33.38 | 0.26 | 33.64 | 0
7 | 7 | 02:00 | 0 | 2016-07-07 | 2 | 31.98 | 0.24 | 32.22 | 0
7 | 7 | 03:00 | 0 | 2016-07-07 | 3 | 29.2 | 0.26 | 29.46 | 0
7 | 7 | 04:00 | 0 | 2016-07-07 | 4 | 27.84 | 0.2 | 28.04 | 0
7 | 7 | 05:00 | 56 | 2016-07-07 | 5 | 27.89 | 0.2 | 28.09 | 1573.04
7 | 7 | 06:00 | 952 | 2016-07-07 | 6 | 30.03 | 0.35 | 30.38 | 28921.76
7 | 7 | 07:00 | 2436 | 2016-07-07 | 7 | 26.16 | 0.59 | 26.75 | 65163
7 | 7 | 08:00 | 4762 | 2016-07-07 | 8 | 28.49 | 1.61 | 30.1 | 143336.2
7 | 7 | 09:00 | 7096 | 2016-07-07 | 9 | 30.39 | 1.4 | 31.79 | 225581.84
7 | 7 | 10:00 | 8962 | 2016-07-07 | 10 | 26.44 | 1.31 | 27.75 | 248695.5
7 | 7 | 11:00 | 9036 | 2016-07-07 | 11 | 27.73 | 1.23 | 28.96 | 261682.56
7 | 7 | 12:00 | 12234 | 2016-07-07 | 12 | 39.1 | 1.22 | 40.32 | 493274.88
7 | 7 | 13:00 | 14478 | 2016-07-07 | 13 | 46.54 | 1.25 | 47.79 | 691903.62
7 | 7 | 14:00 | 13254 | 2016-07-07 | 14 | 44.24 | 1.22 | 45.46 | 602526.84
7 | 7 | 15:00 | 10929 | 2016-07-07 | 15 | 60.59 | 1.63 | 62.22 | 680002.38
7 | 7 | 16:00 | 7806 | 2016-07-07 | 16 | 44.34 | 1.33 | 45.67 | 356500.02
7 | 7 | 17:00 | 5175 | 2016-07-07 | 17 | 35.72 | 1.28 | 37 | 191475
7 | 7 | 18:00 | 2481 | 2016-07-07 | 18 | 30.35 | 1.24 | 31.59 | 78374.79
7 | 7 | 19:00 | 512 | 2016-07-07 | 19 | 33.65 | 1.2 | 34.85 | 17843.2
7 | 7 | 20:00 | 7 | 2016-07-07 | 20 | 31.92 | 1.23 | 33.15 | 232.05
7 | 7 | 21:00 | 0 | 2016-07-07 | 21 | 27.56 | 1.21 | 28.77 | 0
7 | 7 | 22:00 | 0 | 2016-07-07 | 22 | 26.55 | 1.24 | 27.79 | 0
7 | 7 | 23:00 | 0 | 2016-07-07 | 23 | 24.67 | 1.41 | 26.08 | 0
7 | 7 | 24:00 | 0 | 2016-07-07 | 24 | 21.69 | 0.3 | 21.99 | 0
7 | 8 | 01:00 | 0 | 2016-07-08 | 1 | 20.01 | 0.54 | 20.55 | 0
7 | 8 | 02:00 | 0 | 2016-07-08 | 2 | 12.84 | 0.53 | 13.37 | 0
7 | 8 | 03:00 | 0 | 2016-07-08 | 3 | 13.96 | 0.54 | 14.5 | 0
7 | 8 | 04:00 | 0 | 2016-07-08 | 4 | 15.35 | 0.53 | 15.88 | 0
7 | 8 | 05:00 | 14 | 2016-07-08 | 5 | 11.63 | 0.58 | 12.21 | 170.94
7 | 8 | 06:00 | 518 | 2016-07-08 | 6 | 17.91 | 0.68 | 18.59 | 9629.62
7 | 8 | 07:00 | 1963 | 2016-07-08 | 7 | 23.11 | 0.91 | 24.02 | 47151.26
7 | 8 | 08:00 | 3383 | 2016-07-08 | 8 | 9.3 | 2.4 | 11.7 | 39581.1
7 | 8 | 09:00 | 6164 | 2016-07-08 | 9 | 7.84 | 2 | 9.84 | 60653.76
7 | 8 | 10:00 | 10025 | 2016-07-08 | 10 | 8.14 | 1.85 | 9.99 | 100149.75
7 | 8 | 11:00 | 10577 | 2016-07-08 | 11 | 8.57 | 1.8 | 10.37 | 109683.49
7 | 8 | 12:00 | 9596 | 2016-07-08 | 12 | 6.94 | 1.89 | 8.83 | 84732.68
7 | 8 | 13:00 | 8358 | 2016-07-08 | 13 | 21.92 | 1.81 | 23.73 | 198335.34
7 | 8 | 14:00 | 8364 | 2016-07-08 | 14 | 23.89 | 1.68 | 25.57 | 213867.48
7 | 8 | 15:00 | 7709 | 2016-07-08 | 15 | 21.54 | 1.68 | 23.22 | 179002.98
7 | 8 | 16:00 | 5949 | 2016-07-08 | 16 | 16.9 | 1.73 | 18.63 | 110829.87
7 | 8 | 17:00 | 2920 | 2016-07-08 | 17 | 17.02 | 1.73 | 18.75 | 54750
7 | 8 | 18:00 | 2156 | 2016-07-08 | 18 | 21.96 | 1.71 | 23.67 | 51032.52
7 | 8 | 19:00 | 433 | 2016-07-08 | 19 | 6.68 | 1.76 | 8.44 | 3654.52
7 | 8 | 20:00 | 10 | 2016-07-08 | 20 | 0.02 | 1.78 | 1.8 | 18
7 | 8 | 21:00 | 0 | 2016-07-08 | 21 | 0.03 | 1.86 | 1.89 | 0
7 | 8 | 22:00 | 0 | 2016-07-08 | 22 | 0.07 | 1.93 | 2 | 0
7 | 8 | 23:00 | 0 | 2016-07-08 | 23 | 9.8 | 2.24 | 12.04 | 0
7 | 8 | 24:00 | 0 | 2016-07-08 | 24 | 2.17 | 0.98 | 3.15 | 0
7 | 9 | 01:00 | 0 | 2016-07-09 | 1 | 15.17 | 0.6 | 15.77 | 0
7 | 9 | 02:00 | 0 | 2016-07-09 | 2 | 12.89 | 0.45 | 13.34 | 0
7 | 9 | 03:00 | 0 | 2016-07-09 | 3 | 9.82 | 0.42 | 10.24 | 0
7 | 9 | 04:00 | 0 | 2016-07-09 | 4 | 11.64 | 0.46 | 12.1 | 0
7 | 9 | 05:00 | 10 | 2016-07-09 | 5 | 3.62 | 0.42 | 4.04 | 40.4
7 | 9 | 06:00 | 136 | 2016-07-09 | 6 | 12.55 | 0.49 | 13.04 | 1773.44
7 | 9 | 07:00 | 600 | 2016-07-09 | 7 | -28.38 | 0.5 | -27.88 | -16728
7 | 9 | 08:00 | 1538 | 2016-07-09 | 8 | 16.78 | 0.79 | 17.57 | 27022.66
7 | 9 | 09:00 | 2334 | 2016-07-09 | 9 | 16.66 | 0.55 | 17.21 | 40168.14
7 | 9 | 10:00 | 2436 | 2016-07-09 | 10 | 18.91 | 0.57 | 19.48 | 47453.28
7 | 9 | 11:00 | 4275 | 2016-07-09 | 11 | 15.41 | 0.34 | 15.75 | 67331.25
7 | 9 | 12:00 | 3423 | 2016-07-09 | 12 | 16.13 | 0.31 | 16.44 | 56274.12
7 | 9 | 13:00 | 2908 | 2016-07-09 | 13 | 15.36 | 0.31 | 15.67 | 45568.36
7 | 9 | 14:00 | 2606 | 2016-07-09 | 14 | 14.07 | 0.32 | 14.39 | 37500.34
7 | 9 | 15:00 | 2118 | 2016-07-09 | 15 | 5.58 | 0.39 | 5.97 | 12644.46
7 | 9 | 16:00 | 1671 | 2016-07-09 | 16 | 0.03 | 0.44 | 0.47 | 785.37
7 | 9 | 17:00 | 1152 | 2016-07-09 | 17 | 0.07 | 0.45 | 0.52 | 599.04
7 | 9 | 18:00 | 252 | 2016-07-09 | 18 | 8.17 | 0.5 | 8.67 | 2184.84
7 | 9 | 19:00 | 60 | 2016-07-09 | 19 | 1.2 | 0.46 | 1.66 | 99.6
7 | 9 | 20:00 | 1 | 2016-07-09 | 20 | 8.17 | 0.46 | 8.63 | 8.63
7 | 9 | 21:00 | 0 | 2016-07-09 | 21 | 14.1 | 0.52 | 14.62 | 0
7 | 9 | 22:00 | 0 | 2016-07-09 | 22 | 8.11 | 0.33 | 8.44 | 0
7 | 9 | 23:00 | 0 | 2016-07-09 | 23 | 8.61 | 0.4 | 9.01 | 0
7 | 9 | 24:00 | 0 | 2016-07-09 | 24 | -16.69 | 0.64 | -16.05 | 0
7 | 10 | 01:00 | 0 | 2016-07-10 | 1 | -43.58 | 2.25 | -41.33 | 0
7 | 10 | 02:00 | 0 | 2016-07-10 | 2 | 0.95 | 1.98 | 2.93 | 0
7 | 10 | 03:00 | 0 | 2016-07-10 | 3 | 15.97 | 1.85 | 17.82 | 0
7 | 10 | 04:00 | 0 | 2016-07-10 | 4 | -26.9 | 2.24 | -24.66 | 0
7 | 10 | 05:00 | 11 | 2016-07-10 | 5 | 13.71 | 1.96 | 15.67 | 172.37
7 | 10 | 06:00 | 380 | 2016-07-10 | 6 | 13.86 | 1.91 | 15.77 | 5992.6
7 | 10 | 07:00 | 2379 | 2016-07-10 | 7 | -37.6 | 2.29 | -35.31 | -84002.49
7 | 10 | 08:00 | 3300 | 2016-07-10 | 8 | 1.65 | 2.2 | 3.85 | 12705
7 | 10 | 09:00 | 4531 | 2016-07-10 | 9 | 14.36 | 2.04 | 16.4 | 74308.4
7 | 10 | 10:00 | 5159 | 2016-07-10 | 10 | 16.32 | 1.87 | 18.19 | 93842.21
7 | 10 | 11:00 | 4846 | 2016-07-10 | 11 | 18.98 | 1.83 | 20.81 | 100845.26
7 | 10 | 12:00 | 4674 | 2016-07-10 | 12 | 17.73 | 1.88 | 19.61 | 91657.14
7 | 10 | 13:00 | 4097 | 2016-07-10 | 13 | 16.59 | 1.85 | 18.44 | 75548.68
7 | 10 | 14:00 | 4979 | 2016-07-10 | 14 | 17.43 | 1.85 | 19.28 | 95995.12
7 | 10 | 15:00 | 3896 | 2016-07-10 | 15 | 16.24 | 1.84 | 18.08 | 70439.68
7 | 10 | 16:00 | 3519 | 2016-07-10 | 16 | 16.15 | 1.8 | 17.95 | 63166.05
7 | 10 | 17:00 | 2383 | 2016-07-10 | 17 | 17.1 | 1.87 | 18.97 | 45205.51
7 | 10 | 18:00 | 1349 | 2016-07-10 | 18 | 19.21 | 1.9 | 21.11 | 28477.39
7 | 10 | 19:00 | 709 | 2016-07-10 | 19 | 18.39 | 1.89 | 20.28 | 14378.52
7 | 10 | 20:00 | 21 | 2016-07-10 | 20 | 18.82 | 1.93 | 20.75 | 435.75
7 | 10 | 21:00 | 0 | 2016-07-10 | 21 | 17.9 | 1.84 | 19.74 | 0
7 | 10 | 22:00 | 0 | 2016-07-10 | 22 | 18.1 | 1.83 | 19.93 | 0
7 | 10 | 23:00 | 0 | 2016-07-10 | 23 | 16.94 | 2 | 18.94 | 0
7 | 10 | 24:00 | 0 | 2016-07-10 | 24 | 15 | 1.94 | 16.94 | 0
7 | 11 | 01:00 | 0 | 2016-07-11 | 1 | 13.51 | 0.55 | 14.06 | 0
7 | 11 | 02:00 | 0 | 2016-07-11 | 2 | 13.32 | 0.55 | 13.87 | 0
7 | 11 | 03:00 | 0 | 2016-07-11 | 3 | 14.1 | 0.56 | 14.66 | 0
7 | 11 | 04:00 | 0 | 2016-07-11 | 4 | 12.34 | 0.5 | 12.84 | 0
7 | 11 | 05:00 | 53 | 2016-07-11 | 5 | 13.78 | 0.49 | 14.27 | 756.31
7 | 11 | 06:00 | 1094 | 2016-07-11 | 6 | 10.01 | 0.84 | 10.85 | 11869.9
7 | 11 | 07:00 | 3036 | 2016-07-11 | 7 | 10.62 | 0.99 | 11.61 | 35247.96
7 | 11 | 08:00 | 4785 | 2016-07-11 | 8 | 12.22 | 2.12 | 14.34 | 68616.9
7 | 11 | 09:00 | 9385 | 2016-07-11 | 9 | 20.26 | 1.79 | 22.05 | 206939.25
7 | 11 | 10:00 | 13320 | 2016-07-11 | 10 | 20.88 | 1.7 | 22.58 | 300765.6
7 | 11 | 11:00 | 15584 | 2016-07-11 | 11 | 19.29 | 1.66 | 20.95 | 326484.8
7 | 11 | 12:00 | 16113 | 2016-07-11 | 12 | 17.87 | 1.63 | 19.5 | 314203.5
7 | 11 | 13:00 | 15190 | 2016-07-11 | 13 | 17.8 | 1.62 | 19.42 | 294989.8
7 | 11 | 14:00 | 14173 | 2016-07-11 | 14 | 18.44 | 1.6 | 20.04 | 284026.92
7 | 11 | 15:00 | 11607 | 2016-07-11 | 15 | 16.38 | 1.58 | 17.96 | 208461.72
7 | 11 | 16:00 | 8433 | 2016-07-11 | 16 | 18.17 | 1.56 | 19.73 | 166383.09
7 | 11 | 17:00 | 6688 | 2016-07-11 | 17 | 20.37 | 1.55 | 21.92 | 146600.96
7 | 11 | 18:00 | 3112 | 2016-07-11 | 18 | 20.09 | 1.56 | 21.65 | 67374.8
7 | 11 | 19:00 | 976 | 2016-07-11 | 19 | 20.41 | 1.58 | 21.99 | 21462.24
7 | 11 | 20:00 | 70 | 2016-07-11 | 20 | 19.7 | 1.59 | 21.29 | 1490.3
7 | 11 | 21:00 | 0 | 2016-07-11 | 21 | 20.72 | 1.6 | 22.32 | 0
7 | 11 | 22:00 | 0 | 2016-07-11 | 22 | 20.79 | 1.63 | 22.42 | 0
7 | 11 | 23:00 | 0 | 2016-07-11 | 23 | 17.86 | 1.9 | 19.76 | 0
7 | 11 | 24:00 | 0 | 2016-07-11 | 24 | -39.31 | 0.63 | -38.68 | 0
7 | 12 | 01:00 | 0 | 2016-07-12 | 1 | 0.73 | 0.88 | 1.61 | 0
7 | 12 | 02:00 | 0 | 2016-07-12 | 2 | 12.3 | 1.04 | 13.34 | 0
7 | 12 | 03:00 | 0 | 2016-07-12 | 3 | -6.49 | 0.98 | -5.51 | 0
7 | 12 | 04:00 | 0 | 2016-07-12 | 4 | -15.91 | 0.93 | -14.98 | 0
7 | 12 | 05:00 | 59 | 2016-07-12 | 5 | 3.78 | 0.95 | 4.73 | 279.07
7 | 12 | 06:00 | 868 | 2016-07-12 | 6 | -53.06 | 1.22 | -51.84 | -44997.12
7 | 12 | 07:00 | 3241 | 2016-07-12 | 7 | -42.22 | 1.42 | -40.8 | -132232.8
7 | 12 | 08:00 | 7386 | 2016-07-12 | 8 | 7.6 | 2.85 | 10.45 | 77183.7
7 | 12 | 09:00 | 12308 | 2016-07-12 | 9 | 15.8 | 2.26 | 18.06 | 222282.48
7 | 12 | 10:00 | 14817 | 2016-07-12 | 10 | 16.48 | 2.07 | 18.55 | 274855.35
7 | 12 | 11:00 | 15479 | 2016-07-12 | 11 | 19.4 | 2.09 | 21.49 | 332643.71
7 | 12 | 12:00 | 15651 | 2016-07-12 | 12 | 20.96 | 2.05 | 23.01 | 360129.51
7 | 12 | 13:00 | 15541 | 2016-07-12 | 13 | 25.48 | 1.92 | 27.4 | 425823.4
7 | 12 | 14:00 | 14014 | 2016-07-12 | 14 | 25.65 | 1.9 | 27.55 | 386085.7
7 | 12 | 15:00 | 12229 | 2016-07-12 | 15 | 27 | 1.88 | 28.88 | 353173.52
7 | 12 | 16:00 | 9712 | 2016-07-12 | 16 | 29.72 | 1.87 | 31.59 | 306802.08
7 | 12 | 17:00 | 6024 | 2016-07-12 | 17 | 31.66 | 1.83 | 33.49 | 201743.76
7 | 12 | 18:00 | 2954 | 2016-07-12 | 18 | 31.88 | 1.83 | 33.71 | 99579.34
7 | 12 | 19:00 | 787 | 2016-07-12 | 19 | 32.42 | 1.87 | 34.29 | 26986.23
7 | 12 | 20:00 | 43 | 2016-07-12 | 20 | 29.05 | 1.94 | 30.99 | 1332.57
7 | 12 | 21:00 | 0 | 2016-07-12 | 21 | 29.04 | 1.87 | 30.91 | 0
7 | 12 | 22:00 | 0 | 2016-07-12 | 22 | 26.85 | 1.93 | 28.78 | 0
7 | 12 | 23:00 | 0 | 2016-07-12 | 23 | 22.77 | 2.1 | 24.87 | 0
7 | 12 | 24:00 | 0 | 2016-07-12 | 24 | 26.97 | 1.04 | 28.01 | 0
7 | 13 | 01:00 | 0 | 2016-07-13 | 1 | 22.17 | 0.24 | 22.41 | 0
7 | 13 | 02:00 | 0 | 2016-07-13 | 2 | 20.48 | 0.24 | 20.72 | 0
7 | 13 | 03:00 | 0 | 2016-07-13 | 3 | 18.85 | 0.24 | 19.09 | 0
7 | 13 | 04:00 | 0 | 2016-07-13 | 4 | 20.8 | 0.25 | 21.05 | 0
7 | 13 | 05:00 | 79 | 2016-07-13 | 5 | 21.3 | 0.25 | 21.55 | 1702.45
7 | 13 | 06:00 | 1237 | 2016-07-13 | 6 | 19.86 | 0.38 | 20.24 | 25036.88
7 | 13 | 07:00 | 4206 | 2016-07-13 | 7 | 21.55 | 0.29 | 21.84 | 91859.04
7 | 13 | 08:00 | 8263 | 2016-07-13 | 8 | 24.6 | 1.66 | 26.26 | 216986.38
7 | 13 | 09:00 | 11357 | 2016-07-13 | 9 | 22.86 | 1.4 | 24.26 | 275520.82
7 | 13 | 10:00 | 14086 | 2016-07-13 | 10 | 23.21 | 1.3 | 24.51 | 345247.86
7 | 13 | 11:00 | 15193 | 2016-07-13 | 11 | 27.67 | 1.24 | 28.91 | 439229.63
7 | 13 | 12:00 | 15413 | 2016-07-13 | 12 | 34.41 | 1.22 | 35.63 | 549165.19
7 | 13 | 13:00 | 13887 | 2016-07-13 | 13 | 51.49 | 1.59 | 53.08 | 737121.96
7 | 13 | 14:00 | 12873 | 2016-07-13 | 14 | 47.47 | 1.35 | 48.82 | 628459.86
7 | 13 | 15:00 | 10797 | 2016-07-13 | 15 | 39.4 | 1.21 | 40.61 | 438466.17
7 | 13 | 16:00 | 9162 | 2016-07-13 | 16 | 48.19 | 1.32 | 49.51 | 453610.62
7 | 13 | 17:00 | 5935 | 2016-07-13 | 17 | 61.23 | 1.68 | 62.91 | 373370.85
7 | 13 | 18:00 | 2868 | 2016-07-13 | 18 | 61.39 | 1.83 | 63.22 | 181314.96
7 | 13 | 19:00 | 550 | 2016-07-13 | 19 | 46.28 | 1.3 | 47.58 | 26169
7 | 13 | 20:00 | 4 | 2016-07-13 | 20 | 34.03 | 1.21 | 35.24 | 140.96
7 | 13 | 21:00 | 0 | 2016-07-13 | 21 | 30.35 | 1.21 | 31.56 | 0
7 | 13 | 22:00 | 0 | 2016-07-13 | 22 | 26.02 | 1.26 | 27.28 | 0
7 | 13 | 23:00 | 0 | 2016-07-13 | 23 | 25.97 | 1.41 | 27.38 | 0
7 | 13 | 24:00 | 0 | 2016-07-13 | 24 | 22.29 | 0.44 | 22.73 | 0
7 | 14 | 01:00 | 0 | 2016-07-14 | 1 | 19.81 | 0.47 | 20.28 | 0
7 | 14 | 02:00 | 0 | 2016-07-14 | 2 | 19.98 | 0.46 | 20.44 | 0
7 | 14 | 03:00 | 0 | 2016-07-14 | 3 | 17.8 | 0.46 | 18.26 | 0
7 | 14 | 04:00 | 0 | 2016-07-14 | 4 | -36.53 | 0.79 | -35.74 | 0
7 | 14 | 05:00 | 63 | 2016-07-14 | 5 | 17.46 | 0.48 | 17.94 | 1130.22
7 | 14 | 06:00 | 934 | 2016-07-14 | 6 | 20.12 | 0.55 | 20.67 | 19305.78
7 | 14 | 07:00 | 2733 | 2016-07-14 | 7 | 22.11 | 0.51 | 22.62 | 61820.46
7 | 14 | 08:00 | 4136 | 2016-07-14 | 8 | 33.08 | 1.96 | 35.04 | 144925.44
7 | 14 | 09:00 | 5989 | 2016-07-14 | 9 | 25.2 | 1.69 | 26.89 | 161044.21
7 | 14 | 10:00 | 5281 | 2016-07-14 | 10 | 22.38 | 1.48 | 23.86 | 126004.66
7 | 14 | 11:00 | 4931 | 2016-07-14 | 11 | 22.37 | 1.43 | 23.8 | 117357.8
7 | 14 | 12:00 | 8891 | 2016-07-14 | 12 | 25.95 | 1.45 | 27.4 | 243613.4
7 | 14 | 13:00 | 7503 | 2016-07-14 | 13 | 27.14 | 1.43 | 28.57 | 214360.71
7 | 14 | 14:00 | 10428 | 2016-07-14 | 14 | 29.25 | 1.42 | 30.67 | 319826.76
7 | 14 | 15:00 | 8373 | 2016-07-14 | 15 | 26.61 | 1.43 | 28.04 | 234778.92
7 | 14 | 16:00 | 7081 | 2016-07-14 | 16 | 32.35 | 1.47 | 33.82 | 239479.42
7 | 14 | 17:00 | 3727 | 2016-07-14 | 17 | 32.93 | 1.64 | 34.57 | 128842.39
7 | 14 | 18:00 | 1477 | 2016-07-14 | 18 | 32.56 | 1.86 | 34.42 | 50838.34
7 | 14 | 19:00 | 738 | 2016-07-14 | 19 | 28.69 | 1.62 | 30.31 | 22368.78
7 | 14 | 20:00 | 115 | 2016-07-14 | 20 | 27.49 | 1.4 | 28.89 | 3322.35
7 | 14 | 21:00 | 0 | 2016-07-14 | 21 | 34.47 | 1.45 | 35.92 | 0
7 | 14 | 22:00 | 0 | 2016-07-14 | 22 | 35.92 | 1.53 | 37.45 | 0
7 | 14 | 23:00 | 0 | 2016-07-14 | 23 | 32.07 | 1.69 | 33.76 | 0
7 | 14 | 24:00 | 0 | 2016-07-14 | 24 | 22.85 | 0.5 | 23.35 | 0
7 | 15 | 01:00 | 0 | 2016-07-15 | 1 | 13.76 | 1.39 | 15.15 | 0
7 | 15 | 02:00 | 0 | 2016-07-15 | 2 | 5.84 | 1.37 | 7.21 | 0
7 | 15 | 03:00 | 0 | 2016-07-15 | 3 | 10.29 | 1.32 | 11.61 | 0
7 | 15 | 04:00 | 0 | 2016-07-15 | 4 | 14.87 | 1.31 | 16.18 | 0
7 | 15 | 05:00 | 62 | 2016-07-15 | 5 | 18.51 | 1.31 | 19.82 | 1228.84
7 | 15 | 06:00 | 1023 | 2016-07-15 | 6 | -0.29 | 1.43 | 1.14 | 1166.22
7 | 15 | 07:00 | 3746 | 2016-07-15 | 7 | -5.8 | 2.24 | -3.56 | -13335.76
7 | 15 | 08:00 | 6792 | 2016-07-15 | 8 | 20.04 | 2.57 | 22.61 | 153567.12
7 | 15 | 09:00 | 9892 | 2016-07-15 | 9 | 25.95 | 2.37 | 28.32 | 280141.44
7 | 15 | 10:00 | 12665 | 2016-07-15 | 10 | 35.95 | 2.33 | 38.28 | 484816.2
7 | 15 | 11:00 | 15377 | 2016-07-15 | 11 | 56.11 | 2.45 | 58.56 | 900477.12
7 | 15 | 12:00 | 12643 | 2016-07-15 | 12 | 61.68 | 2.42 | 64.1 | 810416.3
7 | 15 | 13:00 | 13293 | 2016-07-15 | 13 | 44.34 | 2.36 | 46.7 | 620783.1
7 | 15 | 14:00 | 12445 | 2016-07-15 | 14 | 41.83 | 2.37 | 44.2 | 550069
7 | 15 | 15:00 | 10229 | 2016-07-15 | 15 | 50.16 | 2.37 | 52.53 | 537329.37
7 | 15 | 16:00 | 6852 | 2016-07-15 | 16 | 41.8 | 2.4 | 44.2 | 302858.4
7 | 15 | 17:00 | 3520 | 2016-07-15 | 17 | 45.71 | 2.41 | 48.12 | 169382.4
7 | 15 | 18:00 | 1557 | 2016-07-15 | 18 | 45.49 | 2.35 | 47.84 | 74486.88
7 | 15 | 19:00 | 408 | 2016-07-15 | 19 | 55.78 | 2.28 | 58.06 | 23688.48
7 | 15 | 20:00 | 6 | 2016-07-15 | 20 | 50.49 | 2.26 | 52.75 | 316.5
7 | 15 | 21:00 | 0 | 2016-07-15 | 21 | 38.71 | 2.25 | 40.96 | 0
7 | 15 | 22:00 | 0 | 2016-07-15 | 22 | 29.3 | 2.27 | 31.57 | 0
7 | 15 | 23:00 | 0 | 2016-07-15 | 23 | 29.29 | 2.36 | 31.65 | 0
7 | 15 | 24:00 | 0 | 2016-07-15 | 24 | 30.22 | 1.39 | 31.61 | 0
7 | 16 | 01:00 | 0 | 2016-07-16 | 1 | 29.66 | 0.61 | 30.27 | 0
7 | 16 | 02:00 | 0 | 2016-07-16 | 2 | 25.51 | 0.56 | 26.07 | 0
7 | 16 | 03:00 | 0 | 2016-07-16 | 3 | 24.14 | 0.57 | 24.71 | 0
7 | 16 | 04:00 | 0 | 2016-07-16 | 4 | 22.77 | 0.59 | 23.36 | 0
7 | 16 | 05:00 | 78 | 2016-07-16 | 5 | 21.54 | 0.57 | 22.11 | 1724.58
7 | 16 | 06:00 | 1027 | 2016-07-16 | 6 | 21.02 | 0.57 | 21.59 | 22172.93
7 | 16 | 07:00 | 3642 | 2016-07-16 | 7 | 14.01 | 0.78 | 14.79 | 53865.18
7 | 16 | 08:00 | 9012 | 2016-07-16 | 8 | 20.51 | 0.72 | 21.23 | 191324.76
7 | 16 | 09:00 | 11885 | 2016-07-16 | 9 | 30.58 | 0.67 | 31.25 | 371406.25
7 | 16 | 10:00 | 12639 | 2016-07-16 | 10 | 38.11 | 0.71 | 38.82 | 490645.98
7 | 16 | 11:00 | 15076 | 2016-07-16 | 11 | 30.29 | 0.65 | 30.94 | 466451.44
7 | 16 | 12:00 | 14723 | 2016-07-16 | 12 | 38.84 | 0.71 | 39.55 | 582294.65
7 | 16 | 13:00 | 14627 | 2016-07-16 | 13 | 44.12 | 0.75 | 44.87 | 656313.49
7 | 16 | 14:00 | 12780 | 2016-07-16 | 14 | 44.57 | 0.75 | 45.32 | 579189.6
7 | 16 | 15:00 | 10923 | 2016-07-16 | 15 | 44.79 | 0.76 | 45.55 | 497542.65
7 | 16 | 16:00 | 7431 | 2016-07-16 | 16 | 47.77 | 0.72 | 48.49 | 360329.19
7 | 16 | 17:00 | 5282 | 2016-07-16 | 17 | 54.9 | 0.86 | 55.76 | 294524.32
7 | 16 | 18:00 | 2509 | 2016-07-16 | 18 | 55.09 | 0.75 | 55.84 | 140102.56
7 | 16 | 19:00 | 701 | 2016-07-16 | 19 | 45.06 | 0.74 | 45.8 | 32105.8
7 | 16 | 20:00 | 7 | 2016-07-16 | 20 | 39.21 | 0.8 | 40.01 | 280.07
7 | 16 | 21:00 | 0 | 2016-07-16 | 21 | 34.66 | 0.72 | 35.38 | 0
7 | 16 | 22:00 | 0 | 2016-07-16 | 22 | 38.18 | 0.93 | 39.11 | 0
7 | 16 | 23:00 | 0 | 2016-07-16 | 23 | 30.55 | 0.85 | 31.4 | 0
7 | 16 | 24:00 | 0 | 2016-07-16 | 24 | 33.45 | 0.92 | 34.37 | 0
7 | 17 | 01:00 | 0 | 2016-07-17 | 1 | 29.06 | 0.64 | 29.7 | 0
7 | 17 | 02:00 | 0 | 2016-07-17 | 2 | 23.43 | 0.5 | 23.93 | 0
7 | 17 | 03:00 | 0 | 2016-07-17 | 3 | 22.47 | 0.62 | 23.09 | 0
7 | 17 | 04:00 | 0 | 2016-07-17 | 4 | 22.58 | 0.56 | 23.14 | 0
7 | 17 | 05:00 | 35 | 2016-07-17 | 5 | 23.85 | 0.54 | 24.39 | 853.65
7 | 17 | 06:00 | 581 | 2016-07-17 | 6 | 25.34 | 0.48 | 25.82 | 15001.42
7 | 17 | 07:00 | 2086 | 2016-07-17 | 7 | 25.42 | 0.59 | 26.01 | 54256.86
7 | 17 | 08:00 | 4603 | 2016-07-17 | 8 | 25.88 | 0.58 | 26.46 | 121795.38
7 | 17 | 09:00 | 9599 | 2016-07-17 | 9 | 22.42 | 0.6 | 23.02 | 220968.98
7 | 17 | 10:00 | 11081 | 2016-07-17 | 10 | 28.63 | 0.54 | 29.17 | 323232.77
7 | 17 | 11:00 | 13981 | 2016-07-17 | 11 | 35.64 | 0.57 | 36.21 | 506252.01
7 | 17 | 12:00 | 11868 | 2016-07-17 | 12 | 44.83 | 0.66 | 45.49 | 539875.32
7 | 17 | 13:00 | 12695 | 2016-07-17 | 13 | 45.2 | 0.71 | 45.91 | 582827.45
7 | 17 | 14:00 | 12109 | 2016-07-17 | 14 | 51.57 | 0.72 | 52.29 | 633179.61
7 | 17 | 15:00 | 11191 | 2016-07-17 | 15 | 45.49 | 0.58 | 46.07 | 515569.37
7 | 17 | 16:00 | 8029 | 2016-07-17 | 16 | 51.81 | 0.58 | 52.39 | 420639.31
7 | 17 | 17:00 | 6106 | 2016-07-17 | 17 | 61.26 | 0.6 | 61.86 | 377717.16
7 | 17 | 18:00 | 2947 | 2016-07-17 | 18 | 69.26 | 0.69 | 69.95 | 206142.65
7 | 17 | 19:00 | 607 | 2016-07-17 | 19 | 75.53 | 0.62 | 76.15 | 46223.05
7 | 17 | 20:00 | 4 | 2016-07-17 | 20 | 71.57 | 0.66 | 72.23 | 288.92
7 | 17 | 21:00 | 0 | 2016-07-17 | 21 | 66.64 | 0.69 | 67.33 | 0
7 | 17 | 22:00 | 0 | 2016-07-17 | 22 | 48.38 | 0.63 | 49.01 | 0
7 | 17 | 23:00 | 0 | 2016-07-17 | 23 | 42.01 | 0.84 | 42.85 | 0
7 | 17 | 24:00 | 0 | 2016-07-17 | 24 | 27.06 | 0.86 | 27.92 | 0
7 | 18 | 01:00 | 0 | 2016-07-18 | 1 | 27.55 | 0.64 | 28.19 | 0
7 | 18 | 02:00 | 0 | 2016-07-18 | 2 | 25.23 | 0.59 | 25.82 | 0
7 | 18 | 03:00 | 0 | 2016-07-18 | 3 | 23.13 | 0.57 | 23.7 | 0
7 | 18 | 04:00 | 0 | 2016-07-18 | 4 | 25.25 | 0.56 | 25.81 | 0
7 | 18 | 05:00 | 35 | 2016-07-18 | 5 | 25.7 | 0.55 | 26.25 | 918.75
7 | 18 | 06:00 | 1189 | 2016-07-18 | 6 | 26.48 | 0.7 | 27.18 | 32317.02
7 | 18 | 07:00 | 3954 | 2016-07-18 | 7 | 26.89 | 0.8 | 27.69 | 109486.26
7 | 18 | 08:00 | 8043 | 2016-07-18 | 8 | 23.54 | 2.07 | 25.61 | 205981.23
7 | 18 | 09:00 | 12037 | 2016-07-18 | 9 | 26.15 | 1.71 | 27.86 | 335350.82
7 | 18 | 10:00 | 13594 | 2016-07-18 | 10 | 29.26 | 1.55 | 30.81 | 418831.14
7 | 18 | 11:00 | 12855 | 2016-07-18 | 11 | 51.71 | 1.63 | 53.34 | 685685.7
7 | 18 | 12:00 | 11126 | 2016-07-18 | 12 | 54.37 | 1.56 | 55.93 | 622277.18
7 | 18 | 13:00 | 9992 | 2016-07-18 | 13 | 51.1 | 1.55 | 52.65 | 526078.8
7 | 18 | 14:00 | 4369 | 2016-07-18 | 14 | 59.59 | 1.57 | 61.16 | 267208.04
7 | 18 | 15:00 | 2426 | 2016-07-18 | 15 | 58.58 | 1.53 | 60.11 | 145826.86
7 | 18 | 16:00 | 5206 | 2016-07-18 | 16 | 47.11 | 1.58 | 48.69 | 253480.14
7 | 18 | 17:00 | 3855 | 2016-07-18 | 17 | 40.3 | 1.55 | 41.85 | 161331.75
7 | 18 | 18:00 | 2606 | 2016-07-18 | 18 | 32.89 | 1.49 | 34.38 | 89594.28
7 | 18 | 19:00 | 798 | 2016-07-18 | 19 | 29.95 | 1.45 | 31.4 | 25057.2
7 | 18 | 20:00 | 24 | 2016-07-18 | 20 | 29.9 | 1.48 | 31.38 | 753.12
7 | 18 | 21:00 | 0 | 2016-07-18 | 21 | 32.74 | 1.51 | 34.25 | 0
7 | 18 | 22:00 | 0 | 2016-07-18 | 22 | 26.32 | 1.52 | 27.84 | 0
7 | 18 | 23:00 | 0 | 2016-07-18 | 23 | 20.29 | 1.63 | 21.92 | 0
7 | 18 | 24:00 | 0 | 2016-07-18 | 24 | 21.3 | 0.65 | 21.95 | 0
7 | 19 | 01:00 | 0 | 2016-07-19 | 1 | 24.23 | 0.23 | 24.46 | 0
7 | 19 | 02:00 | 0 | 2016-07-19 | 2 | 25.46 | 0.21 | 25.67 | 0
7 | 19 | 03:00 | 0 | 2016-07-19 | 3 | 21.34 | 0.2 | 21.54 | 0
7 | 19 | 04:00 | 0 | 2016-07-19 | 4 | 19.99 | 0.21 | 20.2 | 0
7 | 19 | 05:00 | 55 | 2016-07-19 | 5 | 20.37 | 0.21 | 20.58 | 1131.9
7 | 19 | 06:00 | 1223 | 2016-07-19 | 6 | 20.47 | 0.34 | 20.81 | 25450.63
7 | 19 | 07:00 | 4417 | 2016-07-19 | 7 | 19.65 | 0.61 | 20.26 | 89488.42
7 | 19 | 08:00 | 8020 | 2016-07-19 | 8 | 27.86 | 1.67 | 29.53 | 236830.6
7 | 19 | 09:00 | 10808 | 2016-07-19 | 9 | 23.73 | 1.43 | 25.16 | 271929.28
7 | 19 | 10:00 | 11918 | 2016-07-19 | 10 | 20.85 | 1.27 | 22.12 | 263626.16
7 | 19 | 11:00 | 9288 | 2016-07-19 | 11 | 20.02 | 1.1 | 21.12 | 196162.56
7 | 19 | 12:00 | 9687 | 2016-07-19 | 12 | 21.54 | 1.09 | 22.63 | 219216.81
7 | 19 | 13:00 | 14153 | 2016-07-19 | 13 | 22.66 | 1.11 | 23.77 | 336416.81
7 | 19 | 14:00 | 13423 | 2016-07-19 | 14 | 20.78 | 1.19 | 21.97 | 294903.31
7 | 19 | 15:00 | 10519 | 2016-07-19 | 15 | 22.92 | 1.2 | 24.12 | 253718.28
7 | 19 | 16:00 | 8012 | 2016-07-19 | 16 | 23.72 | 1.2 | 24.92 | 199659.04
7 | 19 | 17:00 | 4341 | 2016-07-19 | 17 | 23.8 | 1.21 | 25.01 | 108568.41
7 | 19 | 18:00 | 2122 | 2016-07-19 | 18 | 23.45 | 1.2 | 24.65 | 52307.3
7 | 19 | 19:00 | 600 | 2016-07-19 | 19 | 24.41 | 1.25 | 25.66 | 15396
7 | 19 | 20:00 | 13 | 2016-07-19 | 20 | 23.88 | 1.24 | 25.12 | 326.56
7 | 19 | 21:00 | 0 | 2016-07-19 | 21 | 23.46 | 1.26 | 24.72 | 0
7 | 19 | 22:00 | 0 | 2016-07-19 | 22 | 23.59 | 1.32 | 24.91 | 0
7 | 19 | 23:00 | 0 | 2016-07-19 | 23 | 22.64 | 1.5 | 24.14 | 0
7 | 19 | 24:00 | 0 | 2016-07-19 | 24 | 18.54 | 0.26 | 18.8 | 0
7 | 20 | 01:00 | 0 | 2016-07-20 | 1 | 19.15 | 0.94 | 20.09 | 0
7 | 20 | 02:00 | 0 | 2016-07-20 | 2 | -48.21 | 1.04 | -47.17 | 0
7 | 20 | 03:00 | 0 | 2016-07-20 | 3 | -46.25 | 1.06 | -45.19 | 0
7 | 20 | 04:00 | 0 | 2016-07-20 | 4 | -5.16 | 0.98 | -4.18 | 0
7 | 20 | 05:00 | 62 | 2016-07-20 | 5 | -11.18 | 1.06 | -10.12 | -627.44
7 | 20 | 06:00 | 1281 | 2016-07-20 | 6 | 17.72 | 1.04 | 18.76 | 24031.56
7 | 20 | 07:00 | 4454 | 2016-07-20 | 7 | 18.9 | 1.08 | 19.98 | 88990.92
7 | 20 | 08:00 | 8198 | 2016-07-20 | 8 | 16.64 | 2.62 | 19.26 | 157893.48
7 | 20 | 09:00 | 12306 | 2016-07-20 | 9 | 20.01 | 2.25 | 22.26 | 273931.56
7 | 20 | 10:00 | 14726 | 2016-07-20 | 10 | 20.1 | 2.12 | 22.22 | 327211.72
7 | 20 | 11:00 | 14995 | 2016-07-20 | 11 | 20.32 | 1.97 | 22.29 | 334238.55
7 | 20 | 12:00 | 14089 | 2016-07-20 | 12 | 20.68 | 1.93 | 22.61 | 318552.29
7 | 20 | 13:00 | 12714 | 2016-07-20 | 13 | 20.53 | 2 | 22.53 | 286446.42
7 | 20 | 14:00 | 13049 | 2016-07-20 | 14 | 20.75 | 1.96 | 22.71 | 296342.79
7 | 20 | 15:00 | 11783 | 2016-07-20 | 15 | 20.59 | 1.94 | 22.53 | 265470.99
7 | 20 | 16:00 | 9348 | 2016-07-20 | 16 | 27.67 | 1.94 | 29.61 | 276794.28
7 | 20 | 17:00 | 5937 | 2016-07-20 | 17 | 51.85 | 2.15 | 54 | 320598
7 | 20 | 18:00 | 2644 | 2016-07-20 | 18 | 37.29 | 2 | 39.29 | 103882.76
7 | 20 | 19:00 | 727 | 2016-07-20 | 19 | 32.49 | 1.97 | 34.46 | 25052.42
7 | 20 | 20:00 | 21 | 2016-07-20 | 20 | 25.35 | 1.95 | 27.3 | 573.3
7 | 20 | 21:00 | 0 | 2016-07-20 | 21 | 26.14 | 1.97 | 28.11 | 0
7 | 20 | 22:00 | 0 | 2016-07-20 | 22 | 25.69 | 2.02 | 27.71 | 0
7 | 20 | 23:00 | 0 | 2016-07-20 | 23 | 21.92 | 2.2 | 24.12 | 0
7 | 20 | 24:00 | 0 | 2016-07-20 | 24 | 19.4 | 0.98 | 20.38 | 0
7 | 21 | 01:00 | 0 | 2016-07-21 | 1 | 21.21 | 0.28 | 21.49 | 0
7 | 21 | 02:00 | 0 | 2016-07-21 | 2 | 20.38 | 0.27 | 20.65 | 0
7 | 21 | 03:00 | 0 | 2016-07-21 | 3 | 20.34 | 0.25 | 20.59 | 0
7 | 21 | 04:00 | 0 | 2016-07-21 | 4 | 20.54 | 0.28 | 20.82 | 0
7 | 21 | 05:00 | 53 | 2016-07-21 | 5 | 20.46 | 0.27 | 20.73 | 1098.69
7 | 21 | 06:00 | 1245 | 2016-07-21 | 6 | 20.08 | 0.31 | 20.39 | 25385.55
7 | 21 | 07:00 | 4381 | 2016-07-21 | 7 | 21.13 | 0.37 | 21.5 | 94191.5
7 | 21 | 08:00 | 8556 | 2016-07-21 | 8 | 21.12 | 1.72 | 22.84 | 195419.04
7 | 21 | 09:00 | 12265 | 2016-07-21 | 9 | 21.54 | 1.55 | 23.09 | 283198.85
7 | 21 | 10:00 | 14428 | 2016-07-21 | 10 | 20.43 | 1.44 | 21.87 | 315540.36
7 | 21 | 11:00 | 15452 | 2016-07-21 | 11 | 20.69 | 1.33 | 22.02 | 340253.04
7 | 21 | 12:00 | 15685 | 2016-07-21 | 12 | 21.14 | 1.25 | 22.39 | 351187.15
7 | 21 | 13:00 | 15446 | 2016-07-21 | 13 | 24.84 | 1.22 | 26.06 | 402522.76
7 | 21 | 14:00 | 14620 | 2016-07-21 | 14 | 35.93 | 1.27 | 37.2 | 543864
7 | 21 | 15:00 | 12032 | 2016-07-21 | 15 | 35.7 | 1.29 | 36.99 | 445063.68
7 | 21 | 16:00 | 8804 | 2016-07-21 | 16 | 38.17 | 1.28 | 39.45 | 347317.8
7 | 21 | 17:00 | 6002 | 2016-07-21 | 17 | 40.93 | 1.24 | 42.17 | 253104.34
7 | 21 | 18:00 | 2889 | 2016-07-21 | 18 | 43.8 | 1.25 | 45.05 | 130149.45
7 | 21 | 19:00 | 538 | 2016-07-21 | 19 | 48.48 | 1.28 | 49.76 | 26770.88
7 | 21 | 20:00 | 10 | 2016-07-21 | 20 | 33.59 | 1.28 | 34.87 | 348.7
7 | 21 | 21:00 | 0 | 2016-07-21 | 21 | 27.44 | 1.29 | 28.73 | 0
7 | 21 | 22:00 | 0 | 2016-07-21 | 22 | 23.51 | 1.28 | 24.79 | 0
7 | 21 | 23:00 | 0 | 2016-07-21 | 23 | 23.05 | 1.38 | 24.43 | 0
7 | 21 | 24:00 | 0 | 2016-07-21 | 24 | 21.41 | 0.34 | 21.75 | 0
7 | 22 | 01:00 | 0 | 2016-07-22 | 1 | 21.21 | 2.53 | 23.74 | 0
7 | 22 | 02:00 | 0 | 2016-07-22 | 2 | 21.57 | 2.51 | 24.08 | 0
7 | 22 | 03:00 | 0 | 2016-07-22 | 3 | 19.23 | 2.51 | 21.74 | 0
7 | 22 | 04:00 | 0 | 2016-07-22 | 4 | 15.4 | 2.53 | 17.93 | 0
7 | 22 | 05:00 | 50 | 2016-07-22 | 5 | 10.17 | 2.55 | 12.72 | 636
7 | 22 | 06:00 | 1609 | 2016-07-22 | 6 | 14.17 | 2.57 | 16.74 | 26934.66
7 | 22 | 07:00 | 3393 | 2016-07-22 | 7 | 17.9 | 2.75 | 20.65 | 70065.45
7 | 22 | 08:00 | 6349 | 2016-07-22 | 8 | 15.12 | 3.91 | 19.03 | 120821.47
7 | 22 | 09:00 | 7082 | 2016-07-22 | 9 | 20.9 | 3.63 | 24.53 | 173721.46
7 | 22 | 10:00 | 12749 | 2016-07-22 | 10 | 24.56 | 3.54 | 28.1 | 358246.9
7 | 22 | 11:00 | 15275 | 2016-07-22 | 11 | 35.6 | 3.51 | 39.11 | 597405.25
7 | 22 | 12:00 | 15331 | 2016-07-22 | 12 | 57.33 | 3.75 | 61.08 | 936417.48
7 | 22 | 13:00 | 14562 | 2016-07-22 | 13 | 56.67 | 3.56 | 60.23 | 877069.26
7 | 22 | 14:00 | 14196 | 2016-07-22 | 14 | 65.11 | 3.52 | 68.63 | 974271.48
7 | 22 | 15:00 | 12001 | 2016-07-22 | 15 | 108.11 | 6.71 | 114.82 | 1377954.82
7 | 22 | 16:00 | 8458 | 2016-07-22 | 16 | 55.82 | 3.45 | 59.27 | 501305.66
7 | 22 | 17:00 | 5942 | 2016-07-22 | 17 | 49.45 | 3.41 | 52.86 | 314094.12
7 | 22 | 18:00 | 2789 | 2016-07-22 | 18 | 55.62 | 3.42 | 59.04 | 164662.56
7 | 22 | 19:00 | 537 | 2016-07-22 | 19 | 128.67 | 3.85 | 132.52 | 71163.24
7 | 22 | 20:00 | 8 | 2016-07-22 | 20 | 68.9 | 3.48 | 72.38 | 579.04
7 | 22 | 21:00 | 0 | 2016-07-22 | 21 | 55.39 | 3.39 | 58.78 | 0
7 | 22 | 22:00 | 0 | 2016-07-22 | 22 | 45.34 | 3.42 | 48.76 | 0
7 | 22 | 23:00 | 0 | 2016-07-22 | 23 | 47.57 | 3.54 | 51.11 | 0
7 | 22 | 24:00 | 0 | 2016-07-22 | 24 | 38.68 | 2.8 | 41.48 | 0
7 | 23 | 01:00 | 0 | 2016-07-23 | 1 | 40.22 | 2.12 | 42.34 | 0
7 | 23 | 02:00 | 0 | 2016-07-23 | 2 | 34.38 | 1.69 | 36.07 | 0
7 | 23 | 03:00 | 0 | 2016-07-23 | 3 | 30.09 | 1.72 | 31.81 | 0
7 | 23 | 04:00 | 0 | 2016-07-23 | 4 | 41.03 | 1.94 | 42.97 | 0
7 | 23 | 05:00 | 31 | 2016-07-23 | 5 | 27.59 | 1.73 | 29.32 | 908.92
7 | 23 | 06:00 | 1035 | 2016-07-23 | 6 | 25.43 | 1.69 | 27.12 | 28069.2
7 | 23 | 07:00 | 4017 | 2016-07-23 | 7 | 27.75 | 1.86 | 29.61 | 118943.37
7 | 23 | 08:00 | 7957 | 2016-07-23 | 8 | 35.53 | 1.78 | 37.31 | 296875.67
7 | 23 | 09:00 | 11787 | 2016-07-23 | 9 | 46.38 | 2.2 | 48.58 | 572612.46
7 | 23 | 10:00 | 14207 | 2016-07-23 | 10 | 34.06 | 1.71 | 35.77 | 508184.39
7 | 23 | 11:00 | 15651 | 2016-07-23 | 11 | 30.19 | 1.67 | 31.86 | 498640.86
7 | 23 | 12:00 | 15255 | 2016-07-23 | 12 | 38.71 | 1.73 | 40.44 | 616912.2
7 | 23 | 13:00 | 11910 | 2016-07-23 | 13 | 42.53 | 1.65 | 44.18 | 526183.8
7 | 23 | 14:00 | 11131 | 2016-07-23 | 14 | 43.1 | 1.71 | 44.81 | 498780.11
7 | 23 | 15:00 | 7917 | 2016-07-23 | 15 | 45.38 | 1.89 | 47.27 | 374236.59
7 | 23 | 16:00 | 6678 | 2016-07-23 | 16 | 47.99 | 1.83 | 49.82 | 332697.96
7 | 23 | 17:00 | 2914 | 2016-07-23 | 17 | 83.87 | 6.59 | 90.46 | 263600.44
7 | 23 | 18:00 | 235 | 2016-07-23 | 18 | 118.19 | 7.52 | 125.71 | 29541.85
7 | 23 | 19:00 | 73 | 2016-07-23 | 19 | 56.96 | 2.1 | 59.06 | 4311.38
7 | 23 | 20:00 | 21 | 2016-07-23 | 20 | 32.21 | 1.69 | 33.9 | 711.9
7 | 23 | 21:00 | 0 | 2016-07-23 | 21 | 25.23 | 1.65 | 26.88 | 0
7 | 23 | 22:00 | 0 | 2016-07-23 | 22 | 24.02 | 1.68 | 25.7 | 0
7 | 23 | 23:00 | 0 | 2016-07-23 | 23 | 22.31 | 1.74 | 24.05 | 0
7 | 23 | 24:00 | 0 | 2016-07-23 | 24 | 22.5 | 1.78 | 24.28 | 0
7 | 24 | 01:00 | 0 | 2016-07-24 | 1 | 21.51 | 0.8 | 22.31 | 0
7 | 24 | 02:00 | 0 | 2016-07-24 | 2 | 21.78 | 0.7 | 22.48 | 0
7 | 24 | 03:00 | 0 | 2016-07-24 | 3 | 21.18 | 0.7 | 21.88 | 0
7 | 24 | 04:00 | 0 | 2016-07-24 | 4 | 19.43 | 0.71 | 20.14 | 0
7 | 24 | 05:00 | 22 | 2016-07-24 | 5 | 8.97 | 0.8 | 9.77 | 214.94
7 | 24 | 06:00 | 853 | 2016-07-24 | 6 | 20.07 | 0.73 | 20.8 | 17742.4
7 | 24 | 07:00 | 3502 | 2016-07-24 | 7 | 17.42 | 0.78 | 18.2 | 63736.4
7 | 24 | 08:00 | 8099 | 2016-07-24 | 8 | -61.22 | 1.65 | -59.57 | -482457.43
7 | 24 | 09:00 | 12091 | 2016-07-24 | 9 | -21.24 | 1.15 | -20.09 | -242908.19
7 | 24 | 10:00 | 14016 | 2016-07-24 | 10 | 21.85 | 1.45 | 23.3 | 326572.8
7 | 24 | 11:00 | 14935 | 2016-07-24 | 11 | 23.95 | 0.86 | 24.81 | 370537.35
7 | 24 | 12:00 | 15168 | 2016-07-24 | 12 | 26.39 | 0.72 | 27.11 | 411204.48
7 | 24 | 13:00 | 14564 | 2016-07-24 | 13 | 29.44 | 0.72 | 30.16 | 439250.24
7 | 24 | 14:00 | 14358 | 2016-07-24 | 14 | 33.08 | 0.76 | 33.84 | 485874.72
7 | 24 | 15:00 | 12374 | 2016-07-24 | 15 | 39.68 | 0.75 | 40.43 | 500280.82
7 | 24 | 16:00 | 8882 | 2016-07-24 | 16 | 41.42 | 0.79 | 42.21 | 374909.22
7 | 24 | 17:00 | 6537 | 2016-07-24 | 17 | 43.62 | 1.06 | 44.68 | 292073.16
7 | 24 | 18:00 | 3037 | 2016-07-24 | 18 | 52.53 | 1.37 | 53.9 | 163694.3
7 | 24 | 19:00 | 631 | 2016-07-24 | 19 | 43.52 | 1.29 | 44.81 | 28275.11
7 | 24 | 20:00 | 4 | 2016-07-24 | 20 | 33.69 | 0.82 | 34.51 | 138.04
7 | 24 | 21:00 | 0 | 2016-07-24 | 21 | 31.76 | 0.77 | 32.53 | 0
7 | 24 | 22:00 | 0 | 2016-07-24 | 22 | 35.53 | 0.78 | 36.31 | 0
7 | 24 | 23:00 | 0 | 2016-07-24 | 23 | 25.44 | 0.79 | 26.23 | 0
7 | 24 | 24:00 | 0 | 2016-07-24 | 24 | 23.16 | 0.77 | 23.93 | 0
7 | 25 | 01:00 | 0 | 2016-07-25 | 1 | 20.41 | 2.58 | 22.99 | 0
7 | 25 | 02:00 | 0 | 2016-07-25 | 2 | 5.99 | 2.54 | 8.53 | 0
7 | 25 | 03:00 | 0 | 2016-07-25 | 3 | 0.65 | 2.48 | 3.13 | 0
7 | 25 | 04:00 | 0 | 2016-07-25 | 4 | 13.75 | 2.48 | 16.23 | 0
7 | 25 | 05:00 | 29 | 2016-07-25 | 5 | 12.59 | 2.56 | 15.15 | 439.35
7 | 25 | 06:00 | 625 | 2016-07-25 | 6 | 14.06 | 2.86 | 16.92 | 10575
7 | 25 | 07:00 | 2150 | 2016-07-25 | 7 | 8.7 | 2.61 | 11.31 | 24316.5
7 | 25 | 08:00 | 6690 | 2016-07-25 | 8 | 15.8 | 3.81 | 19.61 | 131190.9
7 | 25 | 09:00 | 11127 | 2016-07-25 | 9 | 24.97 | 3.16 | 28.13 | 313002.51
7 | 25 | 10:00 | 12770 | 2016-07-25 | 10 | 40.72 | 3.57 | 44.29 | 565583.3
7 | 25 | 11:00 | 14537 | 2016-07-25 | 11 | 41.17 | 3.33 | 44.5 | 646896.5
7 | 25 | 12:00 | 13061 | 2016-07-25 | 12 | 61 | 3.36 | 64.36 | 840605.96
7 | 25 | 13:00 | 11887 | 2016-07-25 | 13 | 86.85 | 3.81 | 90.66 | 1077675.42
7 | 25 | 14:00 | 10679 | 2016-07-25 | 14 | 82.72 | 4.79 | 87.51 | 934519.29
7 | 25 | 15:00 | 7306 | 2016-07-25 | 15 | 111.03 | 5.4 | 116.43 | 850637.58
7 | 25 | 16:00 | 6794 | 2016-07-25 | 16 | 96.29 | 6.2 | 102.49 | 696317.06
7 | 25 | 17:00 | 3086 | 2016-07-25 | 17 | 69.07 | 6.19 | 75.26 | 232252.36
7 | 25 | 18:00 | 1394 | 2016-07-25 | 18 | 60.61 | 5.62 | 66.23 | 92324.62
7 | 25 | 19:00 | 190 | 2016-07-25 | 19 | 75.08 | 5.74 | 80.82 | 15355.8
7 | 25 | 20:00 | 14 | 2016-07-25 | 20 | 49.74 | 3.71 | 53.45 | 748.3
7 | 25 | 21:00 | 0 | 2016-07-25 | 21 | 62.52 | 3.44 | 65.96 | 0
7 | 25 | 22:00 | 0 | 2016-07-25 | 22 | 29.75 | 3.27 | 33.02 | 0
7 | 25 | 23:00 | 0 | 2016-07-25 | 23 | 25.57 | 3.35 | 28.92 | 0
7 | 25 | 24:00 | 0 | 2016-07-25 | 24 | 23.92 | 2.36 | 26.28 | 0
7 | 26 | 01:00 | 0 | 2016-07-26 | 1 | 24.47 | 1.06 | 25.53 | 0
7 | 26 | 02:00 | 0 | 2016-07-26 | 2 | 22.01 | 1.08 | 23.09 | 0
7 | 26 | 03:00 | 0 | 2016-07-26 | 3 | 15.62 | 1.23 | 16.85 | 0
7 | 26 | 04:00 | 0 | 2016-07-26 | 4 | 17.44 | 1.33 | 18.77 | 0
7 | 26 | 05:00 | 21 | 2016-07-26 | 5 | 21.01 | 1.34 | 22.35 | 469.35
7 | 26 | 06:00 | 976 | 2016-07-26 | 6 | 21.52 | 1.25 | 22.77 | 22223.52
7 | 26 | 07:00 | 3960 | 2016-07-26 | 7 | 13.52 | 1.32 | 14.84 | 58766.4
7 | 26 | 08:00 | 8202 | 2016-07-26 | 8 | 23.46 | 2.35 | 25.81 | 211693.62
7 | 26 | 09:00 | 12023 | 2016-07-26 | 9 | 25.57 | 2.23 | 27.8 | 334239.4
7 | 26 | 10:00 | 14879 | 2016-07-26 | 10 | 23.85 | 2.15 | 26 | 386854
7 | 26 | 11:00 | 14951 | 2016-07-26 | 11 | 28.74 | 2.07 | 30.81 | 460640.31
7 | 26 | 12:00 | 14405 | 2016-07-26 | 12 | 33.75 | 2 | 35.75 | 514978.75
7 | 26 | 13:00 | 15648 | 2016-07-26 | 13 | 35.12 | 2.02 | 37.14 | 581166.72
7 | 26 | 14:00 | 12727 | 2016-07-26 | 14 | 37.85 | 1.99 | 39.84 | 507043.68
7 | 26 | 15:00 | 11724 | 2016-07-26 | 15 | 33.22 | 2.01 | 35.23 | 413036.52
7 | 26 | 16:00 | 8286 | 2016-07-26 | 16 | 32.81 | 4.12 | 36.93 | 306001.98
7 | 26 | 17:00 | 5221 | 2016-07-26 | 17 | 49.08 | 4.01 | 53.09 | 277182.89
7 | 26 | 18:00 | 3103 | 2016-07-26 | 18 | 41.27 | 4 | 45.27 | 140472.81
7 | 26 | 19:00 | 439 | 2016-07-26 | 19 | 47.38 | 4.07 | 51.45 | 22586.55
7 | 26 | 20:00 | 5 | 2016-07-26 | 20 | 37.18 | 2.26 | 39.44 | 197.2
7 | 26 | 21:00 | 0 | 2016-07-26 | 21 | 29.92 | 1.95 | 31.87 | 0
7 | 26 | 22:00 | 0 | 2016-07-26 | 22 | 34.05 | 2.09 | 36.14 | 0
7 | 26 | 23:00 | 0 | 2016-07-26 | 23 | 25.26 | 2.12 | 27.38 | 0
7 | 26 | 24:00 | 0 | 2016-07-26 | 24 | 23.04 | 1.11 | 24.15 | 0
7 | 27 | 01:00 | 0 | 2016-07-27 | 1 | 23.67 | 0.9 | 24.57 | 0
7 | 27 | 02:00 | 0 | 2016-07-27 | 2 | 22.24 | 0.87 | 23.11 | 0
7 | 27 | 03:00 | 0 | 2016-07-27 | 3 | 20.88 | 0.84 | 21.72 | 0
7 | 27 | 04:00 | 0 | 2016-07-27 | 4 | 17.24 | 1.03 | 18.27 | 0
7 | 27 | 05:00 | 19 | 2016-07-27 | 5 | 18.41 | 1.09 | 19.5 | 370.5
7 | 27 | 06:00 | 1006 | 2016-07-27 | 6 | 19.35 | 1.11 | 20.46 | 20582.76
7 | 27 | 07:00 | 3757 | 2016-07-27 | 7 | 23.16 | 1.45 | 24.61 | 92459.77
7 | 27 | 08:00 | 8203 | 2016-07-27 | 8 | 30.09 | 2.26 | 32.35 | 265367.05
7 | 27 | 09:00 | 11953 | 2016-07-27 | 9 | 27.19 | 1.97 | 29.16 | 348549.48
7 | 27 | 10:00 | 13831 | 2016-07-27 | 10 | 32.64 | 1.92 | 34.56 | 477999.36
7 | 27 | 11:00 | 14005 | 2016-07-27 | 11 | 34.47 | 1.89 | 36.36 | 509221.8
7 | 27 | 12:00 | 13825 | 2016-07-27 | 12 | 45.33 | 1.89 | 47.22 | 652816.5
7 | 27 | 13:00 | 14950 | 2016-07-27 | 13 | 38.23 | 1.87 | 40.1 | 599495
7 | 27 | 14:00 | 13897 | 2016-07-27 | 14 | 36.19 | 1.81 | 38 | 528086
7 | 27 | 15:00 | 12951 | 2016-07-27 | 15 | 41.63 | 1.8 | 43.43 | 562461.93
7 | 27 | 16:00 | 9653 | 2016-07-27 | 16 | 52.84 | 1.87 | 54.71 | 528115.63
7 | 27 | 17:00 | 5925 | 2016-07-27 | 17 | 64.26 | 2 | 66.26 | 392590.5
7 | 27 | 18:00 | 2669 | 2016-07-27 | 18 | 77.39 | 4.42 | 81.81 | 218350.89
7 | 27 | 19:00 | 455 | 2016-07-27 | 19 | 96.3 | 7.98 | 104.28 | 47447.4
7 | 27 | 20:00 | 4 | 2016-07-27 | 20 | 45.11 | 2.49 | 47.6 | 190.4
7 | 27 | 21:00 | 0 | 2016-07-27 | 21 | 43.6 | 1.75 | 45.35 | 0
7 | 27 | 22:00 | 0 | 2016-07-27 | 22 | 39.6 | 1.72 | 41.32 | 0
7 | 27 | 23:00 | 0 | 2016-07-27 | 23 | 42.07 | 2.06 | 44.13 | 0
7 | 27 | 24:00 | 0 | 2016-07-27 | 24 | 31.43 | 0.99 | 32.42 | 0
7 | 28 | 01:00 | 0 | 2016-07-28 | 1 | 30.18 | 0.54 | 30.72 | 0
7 | 28 | 02:00 | 0 | 2016-07-28 | 2 | 25.64 | 0.5 | 26.14 | 0
7 | 28 | 03:00 | 0 | 2016-07-28 | 3 | 25.95 | 0.53 | 26.48 | 0
7 | 28 | 04:00 | 0 | 2016-07-28 | 4 | 22.92 | 0.52 | 23.44 | 0
7 | 28 | 05:00 | 7 | 2016-07-28 | 5 | 22.81 | 0.5 | 23.31 | 163.17
7 | 28 | 06:00 | 889 | 2016-07-28 | 6 | 26.96 | 0.59 | 27.55 | 24491.95
7 | 28 | 07:00 | 3666 | 2016-07-28 | 7 | 26.3 | 0.63 | 26.93 | 98725.38
7 | 28 | 08:00 | 7878 | 2016-07-28 | 8 | 26.47 | 1.76 | 28.23 | 222395.94
7 | 28 | 09:00 | 11223 | 2016-07-28 | 9 | 32.48 | 1.66 | 34.14 | 383153.22
7 | 28 | 10:00 | 11798 | 2016-07-28 | 10 | 33.68 | 1.54 | 35.22 | 415525.56
7 | 28 | 11:00 | 13045 | 2016-07-28 | 11 | 45.04 | 1.68 | 46.72 | 609462.4
7 | 28 | 12:00 | 13873 | 2016-07-28 | 12 | 56.84 | 1.98 | 58.82 | 816009.86
7 | 28 | 13:00 | 11630 | 2016-07-28 | 13 | 55.98 | 1.72 | 57.7 | 671051
7 | 28 | 14:00 | 8258 | 2016-07-28 | 14 | 56.95 | 1.51 | 58.46 | 482762.68
7 | 28 | 15:00 | 8446 | 2016-07-28 | 15 | 77.01 | 2.51 | 79.52 | 671625.92
7 | 28 | 16:00 | 5105 | 2016-07-28 | 16 | 107.83 | 4.23 | 112.06 | 572066.3
7 | 28 | 17:00 | 2436 | 2016-07-28 | 17 | 67.79 | 2.93 | 70.72 | 172273.92
7 | 28 | 18:00 | 1592 | 2016-07-28 | 18 | 77.48 | 2.27 | 79.75 | 126962
7 | 28 | 19:00 | 352 | 2016-07-28 | 19 | 52.7 | 1.66 | 54.36 | 19134.72
7 | 28 | 20:00 | 0 | 2016-07-28 | 20 | 48.3 | 1.48 | 49.78 | 0
7 | 28 | 21:00 | 0 | 2016-07-28 | 21 | 52.32 | 1.64 | 53.96 | 0
7 | 28 | 22:00 | 0 | 2016-07-28 | 22 | 37.09 | 1.47 | 38.56 | 0
7 | 28 | 23:00 | 0 | 2016-07-28 | 23 | 36.75 | 1.68 | 38.43 | 0
7 | 28 | 24:00 | 0 | 2016-07-28 | 24 | 42.18 | 0.95 | 43.13 | 0
7 | 29 | 01:00 | 0 | 2016-07-29 | 1 | 30.15 | 3.12 | 33.27 | 0
7 | 29 | 02:00 | 0 | 2016-07-29 | 2 | 35.89 | 3.1 | 38.99 | 0
7 | 29 | 03:00 | 0 | 2016-07-29 | 3 | 38.45 | 3.09 | 41.54 | 0
7 | 29 | 04:00 | 0 | 2016-07-29 | 4 | 34.04 | 3.03 | 37.07 | 0
7 | 29 | 05:00 | 7 | 2016-07-29 | 5 | 31.29 | 2.97 | 34.26 | 239.82
7 | 29 | 06:00 | 313 | 2016-07-29 | 6 | 56.96 | 3.19 | 60.15 | 18826.95
7 | 29 | 07:00 | 938 | 2016-07-29 | 7 | 44.39 | 3.29 | 47.68 | 44723.84
7 | 29 | 08:00 | 1744 | 2016-07-29 | 8 | 44.48 | 4.57 | 49.05 | 85543.2
7 | 29 | 09:00 | 3859 | 2016-07-29 | 9 | 41.01 | 4.28 | 45.29 | 174774.11
7 | 29 | 10:00 | 5509 | 2016-07-29 | 10 | 34.87 | 4.09 | 38.96 | 214630.64
7 | 29 | 11:00 | 7827 | 2016-07-29 | 11 | 27.46 | 3.95 | 31.41 | 245846.07
7 | 29 | 12:00 | 11209 | 2016-07-29 | 12 | 29.55 | 3.97 | 33.52 | 375725.68
7 | 29 | 13:00 | 12999 | 2016-07-29 | 13 | 31.82 | 3.99 | 35.81 | 465494.19
7 | 29 | 14:00 | 9551 | 2016-07-29 | 14 | 42.15 | 4.03 | 46.18 | 441065.18
7 | 29 | 15:00 | 11153 | 2016-07-29 | 15 | 52.73 | 3.96 | 56.69 | 632263.57
7 | 29 | 16:00 | 6694 | 2016-07-29 | 16 | 75.59 | 4.71 | 80.3 | 537528.2
7 | 29 | 17:00 | 3957 | 2016-07-29 | 17 | 132.92 | 6.63 | 139.55 | 552199.35
7 | 29 | 18:00 | 1946 | 2016-07-29 | 18 | 159.78 | 5.51 | 165.29 | 321654.34
7 | 29 | 19:00 | 472 | 2016-07-29 | 19 | 61.02 | 4.3 | 65.32 | 30831.04
7 | 29 | 20:00 | 4 | 2016-07-29 | 20 | 92.57 | 5.66 | 98.23 | 392.92
7 | 29 | 21:00 | 0 | 2016-07-29 | 21 | 88.97 | 5.4 | 94.37 | 0
7 | 29 | 22:00 | 0 | 2016-07-29 | 22 | 40.01 | 4.11 | 44.12 | 0
7 | 29 | 23:00 | 0 | 2016-07-29 | 23 | 60.82 | 4.4 | 65.22 | 0
7 | 29 | 24:00 | 0 | 2016-07-29 | 24 | 35.71 | 3.23 | 38.94 | 0
7 | 30 | 01:00 | 0 | 2016-07-30 | 1 | 41.43 | 2.67 | 44.1 | 0
7 | 30 | 02:00 | 0 | 2016-07-30 | 2 | 28.22 | 2.04 | 30.26 | 0
7 | 30 | 03:00 | 0 | 2016-07-30 | 3 | 26.3 | 2.02 | 28.32 | 0
7 | 30 | 04:00 | 0 | 2016-07-30 | 4 | 24.74 | 2 | 26.74 | 0
7 | 30 | 05:00 | 27 | 2016-07-30 | 5 | 26.94 | 1.94 | 28.88 | 779.76
7 | 30 | 06:00 | 1197 | 2016-07-30 | 6 | 30.81 | 1.97 | 32.78 | 39237.66
7 | 30 | 07:00 | 4077 | 2016-07-30 | 7 | 44.38 | 2.39 | 46.77 | 190681.29
7 | 30 | 08:00 | 7621 | 2016-07-30 | 8 | 26.09 | 2.08 | 28.17 | 214683.57
7 | 30 | 09:00 | 10930 | 2016-07-30 | 9 | 24.26 | 2 | 26.26 | 287021.8
7 | 30 | 10:00 | 13201 | 2016-07-30 | 10 | 24.28 | 1.96 | 26.24 | 346394.24
7 | 30 | 11:00 | 12791 | 2016-07-30 | 11 | 23.45 | 2 | 25.45 | 325530.95
7 | 30 | 12:00 | 12975 | 2016-07-30 | 12 | 38.39 | 2.16 | 40.55 | 526136.25
7 | 30 | 13:00 | 11608 | 2016-07-30 | 13 | 45.16 | 2.06 | 47.22 | 548129.76
7 | 30 | 14:00 | 10909 | 2016-07-30 | 14 | 58.48 | 2.46 | 60.94 | 664794.46
7 | 30 | 15:00 | 10136 | 2016-07-30 | 15 | 43.97 | 2.21 | 46.18 | 468080.48
7 | 30 | 16:00 | 7958 | 2016-07-30 | 16 | 52.02 | 2.8 | 54.82 | 436257.56
7 | 30 | 17:00 | 4595 | 2016-07-30 | 17 | 76.1 | 3.28 | 79.38 | 364751.1
7 | 30 | 18:00 | 1698 | 2016-07-30 | 18 | 102.08 | 4.51 | 106.59 | 180989.82
7 | 30 | 19:00 | 319 | 2016-07-30 | 19 | 64.74 | 3.56 | 68.3 | 21787.7
7 | 30 | 20:00 | 0 | 2016-07-30 | 20 | 25.66 | 2.29 | 27.95 | 0
7 | 30 | 21:00 | 0 | 2016-07-30 | 21 | 46.29 | 2.71 | 49 | 0
7 | 30 | 22:00 | 0 | 2016-07-30 | 22 | 30.89 | 2.11 | 33 | 0
7 | 30 | 23:00 | 0 | 2016-07-30 | 23 | 27.05 | 2.05 | 29.1 | 0
7 | 30 | 24:00 | 0 | 2016-07-30 | 24 | 27.36 | 2.2 | 29.56 | 0
7 | 31 | 01:00 | 0 | 2016-07-31 | 1 | 36.98 | 0.56 | 37.54 | 0
7 | 31 | 02:00 | 0 | 2016-07-31 | 2 | 36.99 | 0.47 | 37.46 | 0
7 | 31 | 03:00 | 0 | 2016-07-31 | 3 | 49.44 | 0.65 | 50.09 | 0
7 | 31 | 04:00 | 0 | 2016-07-31 | 4 | 33.35 | 0.4 | 33.75 | 0
7 | 31 | 05:00 | 0 | 2016-07-31 | 5 | 32.46 | 0.34 | 32.8 | 0
7 | 31 | 06:00 | 78 | 2016-07-31 | 6 | 36.21 | 0.46 | 36.67 | 2860.26
7 | 31 | 07:00 | 523 | 2016-07-31 | 7 | 27.96 | 0.52 | 28.48 | 14895.04
7 | 31 | 08:00 | 1076 | 2016-07-31 | 8 | 23.95 | 0.37 | 24.32 | 26168.32
7 | 31 | 09:00 | 2306 | 2016-07-31 | 9 | 26.72 | 0.35 | 27.07 | 62423.42
7 | 31 | 10:00 | 3675 | 2016-07-31 | 10 | 31.16 | 0.39 | 31.55 | 115946.25
7 | 31 | 11:00 | 2695 | 2016-07-31 | 11 | 31.04 | 0.39 | 31.43 | 84703.85
7 | 31 | 12:00 | 3695 | 2016-07-31 | 12 | 35.79 | 0.47 | 36.26 | 133980.7
7 | 31 | 13:00 | 4086 | 2016-07-31 | 13 | 34.25 | 0.43 | 34.68 | 141702.48
7 | 31 | 14:00 | 4068 | 2016-07-31 | 14 | 31.89 | 0.43 | 32.32 | 131477.76
7 | 31 | 15:00 | 4119 | 2016-07-31 | 15 | 30.8 | 0.41 | 31.21 | 128553.99
7 | 31 | 16:00 | 3513 | 2016-07-31 | 16 | 43.3 | 0.58 | 43.88 | 154150.44
7 | 31 | 17:00 | 2100 | 2016-07-31 | 17 | 55.44 | 0.9 | 56.34 | 118314
7 | 31 | 18:00 | 669 | 2016-07-31 | 18 | 49.76 | 0.64 | 50.4 | 33717.6
7 | 31 | 19:00 | 102 | 2016-07-31 | 19 | 53.49 | 0.54 | 54.03 | 5511.06
7 | 31 | 20:00 | 0 | 2016-07-31 | 20 | 50.6 | 0.67 | 51.27 | 0
7 | 31 | 21:00 | 0 | 2016-07-31 | 21 | 51.37 | 0.7 | 52.07 | 0
7 | 31 | 22:00 | 0 | 2016-07-31 | 22 | 29.88 | 0.46 | 30.34 | 0
7 | 31 | 23:00 | 0 | 2016-07-31 | 23 | 26.39 | 0.5 | 26.89 | 0
7 | 31 | 24:00 | 0 | 2016-07-31 | 24 | 21.77 | 0.48 | 22.25 | 0
8 | 1 | 01:00 | 0 | 2016-08-01 | 1 | 25.42 | 0.23 | 25.65 | 0
8 | 1 | 02:00 | 0 | 2016-08-01 | 2 | 21.77 | 0.16 | 21.93 | 0
8 | 1 | 03:00 | 0 | 2016-08-01 | 3 | 22.64 | 0.15 | 22.79 | 0
8 | 1 | 04:00 | 0 | 2016-08-01 | 4 | 22.71 | 0.15 | 22.86 | 0
8 | 1 | 05:00 | 5 | 2016-08-01 | 5 | 23.3 | 0.15 | 23.45 | 117.25
8 | 1 | 06:00 | 352 | 2016-08-01 | 6 | 27.08 | 0.43 | 27.51 | 9683.52
8 | 1 | 07:00 | 1622 | 2016-08-01 | 7 | 31.63 | 0.58 | 32.21 | 52244.62
8 | 1 | 08:00 | 2353 | 2016-08-01 | 8 | 21.24 | 1.43 | 22.67 | 53342.51
8 | 1 | 09:00 | 3135 | 2016-08-01 | 9 | 21.27 | 1.24 | 22.51 | 70568.85
8 | 1 | 10:00 | 3356 | 2016-08-01 | 10 | 26.29 | 1.18 | 27.47 | 92189.32
8 | 1 | 11:00 | 2913 | 2016-08-01 | 11 | 24.29 | 1.15 | 25.44 | 74106.72
8 | 1 | 12:00 | 2804 | 2016-08-01 | 12 | 23.25 | 1.12 | 24.37 | 68333.48
8 | 1 | 13:00 | 2394 | 2016-08-01 | 13 | 24.64 | 1.12 | 25.76 | 61669.44
8 | 1 | 14:00 | 3340 | 2016-08-01 | 14 | 25.44 | 1.1 | 26.54 | 88643.6
8 | 1 | 15:00 | 1913 | 2016-08-01 | 15 | 24.2 | 1.1 | 25.3 | 48398.9
8 | 1 | 16:00 | 1334 | 2016-08-01 | 16 | 23.62 | 1.11 | 24.73 | 32989.82
8 | 1 | 17:00 | 1009 | 2016-08-01 | 17 | 24.68 | 1.11 | 25.79 | 26022.11
8 | 1 | 18:00 | 389 | 2016-08-01 | 18 | 27.83 | 1.25 | 29.08 | 11312.12
8 | 1 | 19:00 | 40 | 2016-08-01 | 19 | 24.96 | 1.35 | 26.31 | 1052.4
8 | 1 | 20:00 | 0 | 2016-08-01 | 20 | 23.3 | 1.18 | 24.48 | 0
8 | 1 | 21:00 | 0 | 2016-08-01 | 21 | 23.54 | 1.14 | 24.68 | 0
8 | 1 | 22:00 | 0 | 2016-08-01 | 22 | 21.22 | 1.2 | 22.42 | 0
8 | 1 | 23:00 | 0 | 2016-08-01 | 23 | 20.62 | 1.4 | 22.02 | 0
8 | 1 | 24:00 | 0 | 2016-08-01 | 24 | 20.06 | 0.3 | 20.36 | 0
8 | 2 | 01:00 | 0 | 2016-08-02 | 1 | 21.67 | 0.16 | 21.83 | 0
8 | 2 | 02:00 | 0 | 2016-08-02 | 2 | 22.87 | 0.14 | 23.01 | 0
8 | 2 | 03:00 | 0 | 2016-08-02 | 3 | 22.49 | 0.15 | 22.64 | 0
8 | 2 | 04:00 | 0 | 2016-08-02 | 4 | 23.77 | 0.14 | 23.91 | 0
8 | 2 | 05:00 | 44 | 2016-08-02 | 5 | 24.07 | 0.14 | 24.21 | 1065.24
8 | 2 | 06:00 | 330 | 2016-08-02 | 6 | 25.75 | 0.34 | 26.09 | 8609.7
8 | 2 | 07:00 | 1338 | 2016-08-02 | 7 | 42.63 | 0.63 | 43.26 | 57881.88
8 | 2 | 08:00 | 2987 | 2016-08-02 | 8 | 37.43 | 1.5 | 38.93 | 116283.91
8 | 2 | 09:00 | 5450 | 2016-08-02 | 9 | 34.51 | 1.53 | 36.04 | 196418
8 | 2 | 10:00 | 8078 | 2016-08-02 | 10 | 25.6 | 1.21 | 26.81 | 216571.18
8 | 2 | 11:00 | 9403 | 2016-08-02 | 11 | 23.5 | 1.14 | 24.64 | 231689.92
8 | 2 | 12:00 | 11658 | 2016-08-02 | 12 | 23.52 | 1.13 | 24.65 | 287369.7
8 | 2 | 13:00 | 10545 | 2016-08-02 | 13 | 23.21 | 1.14 | 24.35 | 256770.75
8 | 2 | 14:00 | 11633 | 2016-08-02 | 14 | 23.39 | 1.14 | 24.53 | 285357.49
8 | 2 | 15:00 | 11468 | 2016-08-02 | 15 | 22.21 | 1.15 | 23.36 | 267892.48
8 | 2 | 16:00 | 7477 | 2016-08-02 | 16 | 21.65 | 1.15 | 22.8 | 170475.6
8 | 2 | 17:00 | 5175 | 2016-08-02 | 17 | 22.32 | 1.14 | 23.46 | 121405.5
8 | 2 | 18:00 | 2236 | 2016-08-02 | 18 | 22.79 | 1.13 | 23.92 | 53485.12
8 | 2 | 19:00 | 445 | 2016-08-02 | 19 | 24.25 | 1.14 | 25.39 | 11298.55
8 | 2 | 20:00 | 1 | 2016-08-02 | 20 | 24.41 | 1.18 | 25.59 | 25.59
8 | 2 | 21:00 | 0 | 2016-08-02 | 21 | 23.35 | 1.19 | 24.54 | 0
8 | 2 | 22:00 | 0 | 2016-08-02 | 22 | 22.92 | 1.21 | 24.13 | 0
8 | 2 | 23:00 | 0 | 2016-08-02 | 23 | 21.6 | 1.37 | 22.97 | 0
8 | 2 | 24:00 | 0 | 2016-08-02 | 24 | 19.3 | 0.16 | 19.46 | 0
8 | 3 | 01:00 | 0 | 2016-08-03 | 1 | 17.96 | 0.24 | 18.2 | 0
8 | 3 | 02:00 | 0 | 2016-08-03 | 2 | 17.39 | 0.23 | 17.62 | 0
8 | 3 | 03:00 | 0 | 2016-08-03 | 3 | 16.02 | 0.24 | 16.26 | 0
8 | 3 | 04:00 | 0 | 2016-08-03 | 4 | 17.68 | 0.24 | 17.92 | 0
8 | 3 | 05:00 | 9 | 2016-08-03 | 5 | 17.44 | 0.25 | 17.69 | 159.21
8 | 3 | 06:00 | 729 | 2016-08-03 | 6 | 17.36 | 0.36 | 17.72 | 12917.88
8 | 3 | 07:00 | 2785 | 2016-08-03 | 7 | 20.77 | 0.34 | 21.11 | 58791.35
8 | 3 | 08:00 | 6389 | 2016-08-03 | 8 | 22.06 | 1.49 | 23.55 | 150460.95
8 | 3 | 09:00 | 11975 | 2016-08-03 | 9 | 24.34 | 1.38 | 25.72 | 307997
8 | 3 | 10:00 | 14588 | 2016-08-03 | 10 | 22.4 | 1.26 | 23.66 | 345152.08
8 | 3 | 11:00 | 15603 | 2016-08-03 | 11 | 23.13 | 1.22 | 24.35 | 379933.05
8 | 3 | 12:00 | 15512 | 2016-08-03 | 12 | 23.14 | 1.19 | 24.33 | 377406.96
8 | 3 | 13:00 | 15361 | 2016-08-03 | 13 | 25.28 | 1.17 | 26.45 | 406298.45
8 | 3 | 14:00 | 14419 | 2016-08-03 | 14 | 31.97 | 1.16 | 33.13 | 477701.47
8 | 3 | 15:00 | 12249 | 2016-08-03 | 15 | 42.47 | 1.57 | 44.04 | 539445.96
8 | 3 | 16:00 | 8924 | 2016-08-03 | 16 | 44.24 | 1.19 | 45.43 | 405417.32
8 | 3 | 17:00 | 5716 | 2016-08-03 | 17 | 41.57 | 1.26 | 42.83 | 244816.28
8 | 3 | 18:00 | 2631 | 2016-08-03 | 18 | 53.91 | 1.58 | 55.49 | 145994.19
8 | 3 | 19:00 | 322 | 2016-08-03 | 19 | 37.81 | 1.24 | 39.05 | 12574.1
8 | 3 | 20:00 | 0 | 2016-08-03 | 20 | 35.71 | 1.24 | 36.95 | 0
8 | 3 | 21:00 | 0 | 2016-08-03 | 21 | 27.91 | 1.16 | 29.07 | 0
8 | 3 | 22:00 | 0 | 2016-08-03 | 22 | 25.03 | 1.18 | 26.21 | 0
8 | 3 | 23:00 | 0 | 2016-08-03 | 23 | 22.28 | 1.34 | 23.62 | 0
8 | 3 | 24:00 | 0 | 2016-08-03 | 24 | 19.87 | 0.27 | 20.14 | 0
8 | 4 | 01:00 | 0 | 2016-08-04 | 1 | 19.27 | 0.57 | 19.84 | 0
8 | 4 | 02:00 | 0 | 2016-08-04 | 2 | 16.73 | 0.57 | 17.3 | 0
8 | 4 | 03:00 | 0 | 2016-08-04 | 3 | 14.21 | 0.57 | 14.78 | 0
8 | 4 | 04:00 | 0 | 2016-08-04 | 4 | 16.64 | 0.59 | 17.23 | 0
8 | 4 | 05:00 | 6 | 2016-08-04 | 5 | 18.18 | 0.58 | 18.76 | 112.56
8 | 4 | 06:00 | 835 | 2016-08-04 | 6 | 18.18 | 0.67 | 18.85 | 15739.75
8 | 4 | 07:00 | 3771 | 2016-08-04 | 7 | 18.98 | 0.71 | 19.69 | 74250.99
8 | 4 | 08:00 | 8016 | 2016-08-04 | 8 | 20.09 | 1.86 | 21.95 | 175951.2
8 | 4 | 09:00 | 12008 | 2016-08-04 | 9 | 21.69 | 1.67 | 23.36 | 280506.88
8 | 4 | 10:00 | 14286 | 2016-08-04 | 10 | 21.83 | 1.57 | 23.4 | 334292.4
8 | 4 | 11:00 | 15277 | 2016-08-04 | 11 | 24.27 | 1.54 | 25.81 | 394299.37
8 | 4 | 12:00 | 14837 | 2016-08-04 | 12 | 24.97 | 1.5 | 26.47 | 392735.39
8 | 4 | 13:00 | 15033 | 2016-08-04 | 13 | 32.52 | 1.48 | 34 | 511122
8 | 4 | 14:00 | 14625 | 2016-08-04 | 14 | 41.06 | 1.63 | 42.69 | 624341.25
8 | 4 | 15:00 | 12613 | 2016-08-04 | 15 | 37.15 | 1.56 | 38.71 | 488249.23
8 | 4 | 16:00 | 9355 | 2016-08-04 | 16 | 31.97 | 1.49 | 33.46 | 313018.3
8 | 4 | 17:00 | 5583 | 2016-08-04 | 17 | 31.31 | 1.48 | 32.79 | 183066.57
8 | 4 | 18:00 | 2314 | 2016-08-04 | 18 | 34.5 | 1.59 | 36.09 | 83512.26
8 | 4 | 19:00 | 319 | 2016-08-04 | 19 | 39.87 | 1.53 | 41.4 | 13206.6
8 | 4 | 20:00 | 0 | 2016-08-04 | 20 | 30.71 | 1.48 | 32.19 | 0
8 | 4 | 21:00 | 0 | 2016-08-04 | 21 | 30.81 | 1.48 | 32.29 | 0
8 | 4 | 22:00 | 0 | 2016-08-04 | 22 | 32.72 | 1.6 | 34.32 | 0
8 | 4 | 23:00 | 0 | 2016-08-04 | 23 | 24.8 | 1.7 | 26.5 | 0
8 | 4 | 24:00 | 0 | 2016-08-04 | 24 | 19.58 | 0.65 | 20.23 | 0
8 | 5 | 01:00 | 0 | 2016-08-05 | 1 | 20.06 | 0.5 | 20.56 | 0
8 | 5 | 02:00 | 0 | 2016-08-05 | 2 | 19.07 | 0.5 | 19.57 | 0
8 | 5 | 03:00 | 0 | 2016-08-05 | 3 | 10.35 | 0.5 | 10.85 | 0
8 | 5 | 04:00 | 0 | 2016-08-05 | 4 | 19.87 | 0.49 | 20.36 | 0
8 | 5 | 05:00 | 3 | 2016-08-05 | 5 | 18.66 | 0.49 | 19.15 | 57.45
8 | 5 | 06:00 | 815 | 2016-08-05 | 6 | -9.17 | 0.69 | -8.48 | -6911.2
8 | 5 | 07:00 | 3624 | 2016-08-05 | 7 | -1.42 | 1.18 | -0.24 | -869.76
8 | 5 | 08:00 | 7806 | 2016-08-05 | 8 | 20.06 | 1.8 | 21.86 | 170639.16
8 | 5 | 09:00 | 11888 | 2016-08-05 | 9 | 23.48 | 1.49 | 24.97 | 296843.36
8 | 5 | 10:00 | 14245 | 2016-08-05 | 10 | 24.06 | 1.41 | 25.47 | 362820.15
8 | 5 | 11:00 | 15343 | 2016-08-05 | 11 | 23.62 | 1.35 | 24.97 | 383114.71
8 | 5 | 12:00 | 14860 | 2016-08-05 | 12 | 26.59 | 1.36 | 27.95 | 415337
8 | 5 | 13:00 | 14555 | 2016-08-05 | 13 | 29.58 | 1.35 | 30.93 | 450186.15
8 | 5 | 14:00 | 13687 | 2016-08-05 | 14 | 31.49 | 1.34 | 32.83 | 449344.21
8 | 5 | 15:00 | 12051 | 2016-08-05 | 15 | 36.15 | 1.4 | 37.55 | 452515.05
8 | 5 | 16:00 | 8730 | 2016-08-05 | 16 | 59.19 | 2.49 | 61.68 | 538466.4
8 | 5 | 17:00 | 5566 | 2016-08-05 | 17 | 48.32 | 2.44 | 50.76 | 282530.16
8 | 5 | 18:00 | 2292 | 2016-08-05 | 18 | 32 | 2.91 | 34.91 | 80013.72
8 | 5 | 19:00 | 302 | 2016-08-05 | 19 | 27.51 | 1.97 | 29.48 | 8902.96
8 | 5 | 20:00 | 0 | 2016-08-05 | 20 | 28.75 | 1.37 | 30.12 | 0
8 | 5 | 21:00 | 0 | 2016-08-05 | 21 | 28.92 | 1.35 | 30.27 | 0
8 | 5 | 22:00 | 0 | 2016-08-05 | 22 | 25.87 | 1.38 | 27.25 | 0
8 | 5 | 23:00 | 0 | 2016-08-05 | 23 | 30.08 | 1.58 | 31.66 | 0
8 | 5 | 24:00 | 0 | 2016-08-05 | 24 | 39.44 | 0.78 | 40.22 | 0
8 | 6 | 01:00 | 0 | 2016-08-06 | 1 | 31.11 | 1.36 | 32.47 | 0
8 | 6 | 02:00 | 0 | 2016-08-06 | 2 | 22.43 | 1.32 | 23.75 | 0
8 | 6 | 03:00 | 0 | 2016-08-06 | 3 | 22.37 | 1.34 | 23.71 | 0
8 | 6 | 04:00 | 0 | 2016-08-06 | 4 | 20.96 | 1.29 | 22.25 | 0
8 | 6 | 05:00 | 5 | 2016-08-06 | 5 | 25.75 | 1.33 | 27.08 | 135.4
8 | 6 | 06:00 | 223 | 2016-08-06 | 6 | 26.18 | 1.33 | 27.51 | 6134.73
8 | 6 | 07:00 | 728 | 2016-08-06 | 7 | 23.82 | 1.51 | 25.33 | 18440.24
8 | 6 | 08:00 | 1485 | 2016-08-06 | 8 | 27.01 | 1.4 | 28.41 | 42188.85
8 | 6 | 09:00 | 3079 | 2016-08-06 | 9 | 28.86 | 1.38 | 30.24 | 93108.96
8 | 6 | 10:00 | 5071 | 2016-08-06 | 10 | 26.64 | 1.29 | 27.93 | 141633.03
8 | 6 | 11:00 | 10320 | 2016-08-06 | 11 | 23.78 | 1.28 | 25.06 | 258619.2
8 | 6 | 12:00 | 11655 | 2016-08-06 | 12 | 25.86 | 1.27 | 27.13 | 316200.15
8 | 6 | 13:00 | 13227 | 2016-08-06 | 13 | 39.43 | 1.6 | 41.03 | 542703.81
8 | 6 | 14:00 | 11262 | 2016-08-06 | 14 | 41.09 | 1.43 | 42.52 | 478860.24
8 | 6 | 15:00 | 11334 | 2016-08-06 | 15 | 32.9 | 1.31 | 34.21 | 387736.14
8 | 6 | 16:00 | 8577 | 2016-08-06 | 16 | 46.06 | 2.57 | 48.63 | 417099.51
8 | 6 | 17:00 | 5517 | 2016-08-06 | 17 | 139.6 | 9.18 | 148.78 | 820819.26
8 | 6 | 18:00 | 2240 | 2016-08-06 | 18 | 175.96 | 16.1 | 192.06 | 430214.4
8 | 6 | 19:00 | 242 | 2016-08-06 | 19 | 58.15 | 4.01 | 62.16 | 15042.72
8 | 6 | 20:00 | 0 | 2016-08-06 | 20 | 39.13 | 1.67 | 40.8 | 0
8 | 6 | 21:00 | 0 | 2016-08-06 | 21 | 48.62 | 1.66 | 50.28 | 0
8 | 6 | 22:00 | 0 | 2016-08-06 | 22 | 44.34 | 1.76 | 46.1 | 0
8 | 6 | 23:00 | 0 | 2016-08-06 | 23 | 30.62 | 1.54 | 32.16 | 0
8 | 6 | 24:00 | 0 | 2016-08-06 | 24 | 23.82 | 1.38 | 25.2 | 0
8 | 7 | 01:00 | 0 | 2016-08-07 | 1 | 23.33 | 0.37 | 23.7 | 0
8 | 7 | 02:00 | 0 | 2016-08-07 | 2 | 25.72 | 0.27 | 25.99 | 0
8 | 7 | 03:00 | 0 | 2016-08-07 | 3 | 25.79 | 0.25 | 26.04 | 0
8 | 7 | 04:00 | 0 | 2016-08-07 | 4 | 23.67 | 0.19 | 23.86 | 0
8 | 7 | 05:00 | 3 | 2016-08-07 | 5 | 20.24 | 0.19 | 20.43 | 61.29
8 | 7 | 06:00 | 751 | 2016-08-07 | 6 | 18.95 | 0.2 | 19.15 | 14381.65
8 | 7 | 07:00 | 3329 | 2016-08-07 | 7 | 18.15 | 0.2 | 18.35 | 61087.15
8 | 7 | 08:00 | 7735 | 2016-08-07 | 8 | 16.15 | 0.24 | 16.39 | 126776.65
8 | 7 | 09:00 | 11800 | 2016-08-07 | 9 | 21.48 | 0.22 | 21.7 | 256060
8 | 7 | 10:00 | 13844 | 2016-08-07 | 10 | 23.76 | 0.2 | 23.96 | 331702.24
8 | 7 | 11:00 | 14003 | 2016-08-07 | 11 | 23.3 | 0.18 | 23.48 | 328790.44
8 | 7 | 12:00 | 10697 | 2016-08-07 | 12 | 24.2 | 0.16 | 24.36 | 260578.92
8 | 7 | 13:00 | 12225 | 2016-08-07 | 13 | 25.34 | 0.16 | 25.5 | 311737.5
8 | 7 | 14:00 | 11727 | 2016-08-07 | 14 | 30.64 | 0.19 | 30.83 | 361543.41
8 | 7 | 15:00 | 10677 | 2016-08-07 | 15 | 29.98 | 0.16 | 30.14 | 321804.78
8 | 7 | 16:00 | 8835 | 2016-08-07 | 16 | 26.82 | 0.17 | 26.99 | 238456.65
8 | 7 | 17:00 | 5741 | 2016-08-07 | 17 | 38.71 | 0.19 | 38.9 | 223324.9
8 | 7 | 18:00 | 2292 | 2016-08-07 | 18 | 33.7 | 0.24 | 33.94 | 77790.48
8 | 7 | 19:00 | 250 | 2016-08-07 | 19 | 35.69 | 0.17 | 35.86 | 8965
8 | 7 | 20:00 | 0 | 2016-08-07 | 20 | 30.16 | 0.23 | 30.39 | 0
8 | 7 | 21:00 | 0 | 2016-08-07 | 21 | 30.99 | 0.24 | 31.23 | 0
8 | 7 | 22:00 | 0 | 2016-08-07 | 22 | 31.23 | 0.65 | 31.88 | 0
8 | 7 | 23:00 | 0 | 2016-08-07 | 23 | 22.61 | 0.31 | 22.92 | 0
8 | 7 | 24:00 | 0 | 2016-08-07 | 24 | 21.2 | 0.37 | 21.57 | 0
8 | 8 | 01:00 | 0 | 2016-08-08 | 1 | 21.07 | 0.27 | 21.34 | 0
8 | 8 | 02:00 | 0 | 2016-08-08 | 2 | 18.05 | 0.25 | 18.3 | 0
8 | 8 | 03:00 | 0 | 2016-08-08 | 3 | 15.14 | 0.2 | 15.34 | 0
8 | 8 | 04:00 | 0 | 2016-08-08 | 4 | 16.8 | 0.18 | 16.98 | 0
8 | 8 | 05:00 | 4 | 2016-08-08 | 5 | 19.19 | 0.19 | 19.38 | 77.52
8 | 8 | 06:00 | 812 | 2016-08-08 | 6 | 18.9 | 0.26 | 19.16 | 15557.92
8 | 8 | 07:00 | 3767 | 2016-08-08 | 7 | 20.61 | 0.69 | 21.3 | 80237.1
8 | 8 | 08:00 | 8140 | 2016-08-08 | 8 | 17.65 | 1.59 | 19.24 | 156613.6
8 | 8 | 09:00 | 12230 | 2016-08-08 | 9 | 22.3 | 1.27 | 23.57 | 288261.1
8 | 8 | 10:00 | 14028 | 2016-08-08 | 10 | 22.09 | 1.15 | 23.24 | 326010.72
8 | 8 | 11:00 | 15423 | 2016-08-08 | 11 | 22.17 | 1.12 | 23.29 | 359201.67
8 | 8 | 12:00 | 15417 | 2016-08-08 | 12 | 22.7 | 1.1 | 23.8 | 366924.6
8 | 8 | 13:00 | 14363 | 2016-08-08 | 13 | 25.38 | 1.1 | 26.48 | 380332.24
8 | 8 | 14:00 | 12876 | 2016-08-08 | 14 | 34.22 | 1.16 | 35.38 | 455552.88
8 | 8 | 15:00 | 10904 | 2016-08-08 | 15 | 29.44 | 1.07 | 30.51 | 332681.04
8 | 8 | 16:00 | 8600 | 2016-08-08 | 16 | 29.13 | 1.08 | 30.21 | 259806
8 | 8 | 17:00 | 5731 | 2016-08-08 | 17 | 40.63 | 1.08 | 41.71 | 239040.01
8 | 8 | 18:00 | 2166 | 2016-08-08 | 18 | 42.21 | 1.12 | 43.33 | 93852.78
8 | 8 | 19:00 | 238 | 2016-08-08 | 19 | 41.7 | 1.22 | 42.92 | 10214.96
8 | 8 | 20:00 | 0 | 2016-08-08 | 20 | 38.63 | 1.14 | 39.77 | 0
8 | 8 | 21:00 | 0 | 2016-08-08 | 21 | 32.85 | 1.15 | 34 | 0
8 | 8 | 22:00 | 0 | 2016-08-08 | 22 | 23.19 | 1.15 | 24.34 | 0
8 | 8 | 23:00 | 0 | 2016-08-08 | 23 | 20.25 | 1.34 | 21.59 | 0
8 | 8 | 24:00 | 0 | 2016-08-08 | 24 | 20.72 | 0.4 | 21.12 | 0
8 | 9 | 01:00 | 0 | 2016-08-09 | 1 | 20.97 | 1.54 | 22.51 | 0
8 | 9 | 02:00 | 0 | 2016-08-09 | 2 | 17.72 | 1.51 | 19.23 | 0
8 | 9 | 03:00 | 0 | 2016-08-09 | 3 | 18.71 | 1.52 | 20.23 | 0
8 | 9 | 04:00 | 0 | 2016-08-09 | 4 | 12.3 | 1.63 | 13.93 | 0
8 | 9 | 05:00 | 4 | 2016-08-09 | 5 | 19.36 | 1.54 | 20.9 | 83.6
8 | 9 | 06:00 | 760 | 2016-08-09 | 6 | 15.52 | 1.68 | 17.2 | 13072
8 | 9 | 07:00 | 3612 | 2016-08-09 | 7 | 19.74 | 1.73 | 21.47 | 77549.64
8 | 9 | 08:00 | 7726 | 2016-08-09 | 8 | 21.46 | 2.87 | 24.33 | 187973.58
8 | 9 | 09:00 | 11829 | 2016-08-09 | 9 | 21.89 | 2.63 | 24.52 | 290047.08
8 | 9 | 10:00 | 14097 | 2016-08-09 | 10 | 20.61 | 2.58 | 23.19 | 326909.43
8 | 9 | 11:00 | 15405 | 2016-08-09 | 11 | 21.78 | 2.55 | 24.33 | 374803.65
8 | 9 | 12:00 | 15689 | 2016-08-09 | 12 | 23.42 | 2.51 | 25.93 | 406815.77
8 | 9 | 13:00 | 15395 | 2016-08-09 | 13 | 29.18 | 2.49 | 31.67 | 487559.65
8 | 9 | 14:00 | 14035 | 2016-08-09 | 14 | 45.7 | 2.57 | 48.27 | 677469.45
8 | 9 | 15:00 | 10729 | 2016-08-09 | 15 | 43.83 | 2.51 | 46.34 | 497181.86
8 | 9 | 16:00 | 8621 | 2016-08-09 | 16 | 46.98 | 2.41 | 49.39 | 425791.19
8 | 9 | 17:00 | 5563 | 2016-08-09 | 17 | 103.37 | 3.13 | 106.5 | 592459.5
8 | 9 | 18:00 | 2431 | 2016-08-09 | 18 | 61.67 | 3.37 | 65.04 | 158112.24
8 | 9 | 19:00 | 358 | 2016-08-09 | 19 | 87.07 | 3.02 | 90.09 | 32252.22
8 | 9 | 20:00 | 0 | 2016-08-09 | 20 | 35.6 | 2.42 | 38.02 | 0
8 | 9 | 21:00 | 0 | 2016-08-09 | 21 | 38.13 | 2.52 | 40.65 | 0
8 | 9 | 22:00 | 0 | 2016-08-09 | 22 | 29.34 | 2.53 | 31.87 | 0
8 | 9 | 23:00 | 0 | 2016-08-09 | 23 | 25.48 | 2.69 | 28.17 | 0
8 | 9 | 24:00 | 0 | 2016-08-09 | 24 | 21.84 | 1.61 | 23.45 | 0
8 | 10 | 01:00 | 0 | 2016-08-10 | 1 | 22.63 | 0.8 | 23.43 | 0
8 | 10 | 02:00 | 0 | 2016-08-10 | 2 | 22.04 | 0.78 | 22.82 | 0
8 | 10 | 03:00 | 0 | 2016-08-10 | 3 | 21.52 | 0.77 | 22.29 | 0
8 | 10 | 04:00 | 0 | 2016-08-10 | 4 | 21.88 | 0.78 | 22.66 | 0
8 | 10 | 05:00 | 1 | 2016-08-10 | 5 | 22.38 | 0.77 | 23.15 | 23.15
8 | 10 | 06:00 | 431 | 2016-08-10 | 6 | 25.44 | 0.9 | 26.34 | 11352.54
8 | 10 | 07:00 | 1244 | 2016-08-10 | 7 | 25.46 | 1.09 | 26.55 | 33028.2
8 | 10 | 08:00 | 1358 | 2016-08-10 | 8 | 26.12 | 2.23 | 28.35 | 38499.3
8 | 10 | 09:00 | 884 | 2016-08-10 | 9 | 30.36 | 1.9 | 32.26 | 28517.84
8 | 10 | 10:00 | 1127 | 2016-08-10 | 10 | 26.48 | 1.84 | 28.32 | 31916.64
8 | 10 | 11:00 | 2021 | 2016-08-10 | 11 | 33.25 | 1.81 | 35.06 | 70856.26
8 | 10 | 12:00 | 3806 | 2016-08-10 | 12 | 35.14 | 1.82 | 36.96 | 140669.76
8 | 10 | 13:00 | 4852 | 2016-08-10 | 13 | 43.47 | 1.91 | 45.38 | 220183.76
8 | 10 | 14:00 | 5989 | 2016-08-10 | 14 | 32.71 | 1.84 | 34.55 | 206919.95
8 | 10 | 15:00 | 5493 | 2016-08-10 | 15 | 47.14 | 1.91 | 49.05 | 269431.65
8 | 10 | 16:00 | 3503 | 2016-08-10 | 16 | 57.61 | 1.9 | 59.51 | 208463.53
8 | 10 | 17:00 | 2750 | 2016-08-10 | 17 | 61.08 | 1.95 | 63.03 | 173332.5
8 | 10 | 18:00 | 2021 | 2016-08-10 | 18 | 52.13 | 1.8 | 53.93 | 108992.53
8 | 10 | 19:00 | 320 | 2016-08-10 | 19 | 49.58 | 1.74 | 51.32 | 16422.4
8 | 10 | 20:00 | 0 | 2016-08-10 | 20 | 57.44 | 1.77 | 59.21 | 0
8 | 10 | 21:00 | 0 | 2016-08-10 | 21 | 129.02 | 2.51 | 131.53 | 0
8 | 10 | 22:00 | 0 | 2016-08-10 | 22 | 41.84 | 1.93 | 43.77 | 0
8 | 10 | 23:00 | 0 | 2016-08-10 | 23 | 28.85 | 1.85 | 30.7 | 0
8 | 10 | 24:00 | 0 | 2016-08-10 | 24 | 51.04 | 1.37 | 52.41 | 0
8 | 11 | 01:00 | 0 | 2016-08-11 | 1 | 27.68 | 2.96 | 30.64 | 0
8 | 11 | 02:00 | 0 | 2016-08-11 | 2 | 25.96 | 2.92 | 28.88 | 0
8 | 11 | 03:00 | 0 | 2016-08-11 | 3 | 24.25 | 2.92 | 27.17 | 0
8 | 11 | 04:00 | 0 | 2016-08-11 | 4 | 24.13 | 2.92 | 27.05 | 0
8 | 11 | 05:00 | 2 | 2016-08-11 | 5 | 24.76 | 2.91 | 27.67 | 55.34
8 | 11 | 06:00 | 573 | 2016-08-11 | 6 | 28.77 | 2.98 | 31.75 | 18192.75
8 | 11 | 07:00 | 2846 | 2016-08-11 | 7 | 29.87 | 3.16 | 33.03 | 94003.38
8 | 11 | 08:00 | 6130 | 2016-08-11 | 8 | 32.15 | 4.05 | 36.2 | 221906
8 | 11 | 09:00 | 10093 | 2016-08-11 | 9 | 45.08 | 4.37 | 49.45 | 499098.85
8 | 11 | 10:00 | 13527 | 2016-08-11 | 10 | 49.23 | 4.2 | 53.43 | 722747.61
8 | 11 | 11:00 | 14851 | 2016-08-11 | 11 | 85.88 | 4.35 | 90.23 | 1340005.73
8 | 11 | 12:00 | 14602 | 2016-08-11 | 12 | 110.74 | 5.06 | 115.8 | 1690911.6
8 | 11 | 13:00 | 13815 | 2016-08-11 | 13 | 138.9 | 5.84 | 144.74 | 1999583.1
8 | 11 | 14:00 | 12543 | 2016-08-11 | 14 | 381.67 | 26.2 | 407.87 | 5115913.41
8 | 11 | 15:00 | 11185 | 2016-08-11 | 15 | 1420.69 | 77.29 | 1497.98 | 16754906.3
8 | 11 | 16:00 | 8351 | 2016-08-11 | 16 | 510.37 | 36.97 | 547.34 | 4570836.34
8 | 11 | 17:00 | 4952 | 2016-08-11 | 17 | 915.91 | 62.65 | 978.56 | 4845829.12
8 | 11 | 18:00 | 2131 | 2016-08-11 | 18 | 1364.19 | 77.53 | 1441.72 | 3072305.32
8 | 11 | 19:00 | 276 | 2016-08-11 | 19 | 399.11 | 29.97 | 429.08 | 118426.08
8 | 11 | 20:00 | 0 | 2016-08-11 | 20 | 98.11 | 3.93 | 102.04 | 0
8 | 11 | 21:00 | 0 | 2016-08-11 | 21 | 107.32 | 3.99 | 111.31 | 0
8 | 11 | 22:00 | 0 | 2016-08-11 | 22 | 88.57 | 4.16 | 92.73 | 0
8 | 11 | 23:00 | 0 | 2016-08-11 | 23 | 58.02 | 4.03 | 62.05 | 0
8 | 11 | 24:00 | 0 | 2016-08-11 | 24 | 36.86 | 3.07 | 39.93 | 0
8 | 12 | 01:00 | 0 | 2016-08-12 | 1 | 37.27 | 1.13 | 38.4 | 0
8 | 12 | 02:00 | 0 | 2016-08-12 | 2 | 32.69 | 1.11 | 33.8 | 0
8 | 12 | 03:00 | 0 | 2016-08-12 | 3 | 29.68 | 1.09 | 30.77 | 0
8 | 12 | 04:00 | 0 | 2016-08-12 | 4 | 27.67 | 1.1 | 28.77 | 0
8 | 12 | 05:00 | 3 | 2016-08-12 | 5 | 27.62 | 1.1 | 28.72 | 86.16
8 | 12 | 06:00 | 691 | 2016-08-12 | 6 | 32.79 | 1.33 | 34.12 | 23576.92
8 | 12 | 07:00 | 3279 | 2016-08-12 | 7 | 37.31 | 1.25 | 38.56 | 126438.24
8 | 12 | 08:00 | 6988 | 2016-08-12 | 8 | 34.7 | 2.33 | 37.03 | 258765.64
8 | 12 | 09:00 | 10075 | 2016-08-12 | 9 | 41.04 | 2.07 | 43.11 | 434333.25
8 | 12 | 10:00 | 11040 | 2016-08-12 | 10 | 69.8 | 2.14 | 71.94 | 794217.6
8 | 12 | 11:00 | 13475 | 2016-08-12 | 11 | 104.47 | 2.49 | 106.96 | 1441286
8 | 12 | 12:00 | 12130 | 2016-08-12 | 12 | 204.57 | 3.72 | 208.29 | 2526557.7
8 | 12 | 13:00 | 11370 | 2016-08-12 | 13 | 208.16 | 3.23 | 211.39 | 2403504.3
8 | 12 | 14:00 | 12476 | 2016-08-12 | 14 | 204.79 | 4.74 | 209.53 | 2614096.28
8 | 12 | 15:00 | 10361 | 2016-08-12 | 15 | 238.42 | 15.27 | 253.69 | 2628482.09 |  | system peak hour
8 | 12 | 16:00 | 7695 | 2016-08-12 | 16 | 306.38 | 23.59 | 329.97 | 2539119.15
8 | 12 | 17:00 | 2768 | 2016-08-12 | 17 | 251.02 | 21.2 | 272.22 | 753504.96
8 | 12 | 18:00 | 670 | 2016-08-12 | 18 | 148.04 | 11.92 | 159.96 | 107173.2
8 | 12 | 19:00 | 183 | 2016-08-12 | 19 | 100.05 | 2.74 | 102.79 | 18810.57
8 | 12 | 20:00 | 0 | 2016-08-12 | 20 | 96.29 | 2.16 | 98.45 | 0
8 | 12 | 21:00 | 0 | 2016-08-12 | 21 | 93.21 | 2.18 | 95.39 | 0
8 | 12 | 22:00 | 0 | 2016-08-12 | 22 | 61.06 | 2.08 | 63.14 | 0
8 | 12 | 23:00 | 0 | 2016-08-12 | 23 | 55.65 | 2.15 | 57.8 | 0
8 | 12 | 24:00 | 0 | 2016-08-12 | 24 | 44.15 | 1.43 | 45.58 | 0
8 | 13 | 01:00 | 0 | 2016-08-13 | 1 | 32.46 | 0.21 | 32.67 | 0
8 | 13 | 02:00 | 0 | 2016-08-13 | 2 | 27.63 | 0.17 | 27.8 | 0
8 | 13 | 03:00 | 0 | 2016-08-13 | 3 | 27.71 | 0.19 | 27.9 | 0
8 | 13 | 04:00 | 0 | 2016-08-13 | 4 | 29.09 | 0.18 | 29.27 | 0
8 | 13 | 05:00 | 1 | 2016-08-13 | 5 | 30.5 | 0.19 | 30.69 | 30.69
8 | 13 | 06:00 | 505 | 2016-08-13 | 6 | 27.69 | 0.17 | 27.86 | 14069.3
8 | 13 | 07:00 | 2749 | 2016-08-13 | 7 | 26.81 | 0.27 | 27.08 | 74442.92
8 | 13 | 08:00 | 4907 | 2016-08-13 | 8 | 26.33 | 0.24 | 26.57 | 130378.99
8 | 13 | 09:00 | 7935 | 2016-08-13 | 9 | 29.65 | 0.21 | 29.86 | 236939.1
8 | 13 | 10:00 | 8285 | 2016-08-13 | 10 | 32.34 | 0.19 | 32.53 | 269511.05
8 | 13 | 11:00 | 9539 | 2016-08-13 | 11 | 33.54 | 0.19 | 33.73 | 321750.47
8 | 13 | 12:00 | 13692 | 2016-08-13 | 12 | 36.65 | 0.19 | 36.84 | 504413.28
8 | 13 | 13:00 | 12405 | 2016-08-13 | 13 | 50.99 | 0.45 | 51.44 | 638113.2
8 | 13 | 14:00 | 10896 | 2016-08-13 | 14 | 59.37 | 0.39 | 59.76 | 651144.96
8 | 13 | 15:00 | 6536 | 2016-08-13 | 15 | 47.74 | 0.27 | 48.01 | 313793.36
8 | 13 | 16:00 | 2887 | 2016-08-13 | 16 | 56.51 | 0.32 | 56.83 | 164068.21
8 | 13 | 17:00 | 1453 | 2016-08-13 | 17 | 55.68 | 0.28 | 55.96 | 81309.88
8 | 13 | 18:00 | 465 | 2016-08-13 | 18 | 56.87 | 0.41 | 57.28 | 26635.2
8 | 13 | 19:00 | 23 | 2016-08-13 | 19 | 52.72 | 0.36 | 53.08 | 1220.84
8 | 13 | 20:00 | 0 | 2016-08-13 | 20 | 39.23 | 0.22 | 39.45 | 0
8 | 13 | 21:00 | 0 | 2016-08-13 | 21 | 47.18 | 0.3 | 47.48 | 0
8 | 13 | 22:00 | 0 | 2016-08-13 | 22 | 26.98 | 0.18 | 27.16 | 0
8 | 13 | 23:00 | 0 | 2016-08-13 | 23 | 23.8 | 0.21 | 24.01 | 0
8 | 13 | 24:00 | 0 | 2016-08-13 | 24 | 22.36 | 0.21 | 22.57 | 0
8 | 14 | 01:00 | 0 | 2016-08-14 | 1 | 20.3 | 2.16 | 22.46 | 0
8 | 14 | 02:00 | 0 | 2016-08-14 | 2 | 20.69 | 2.08 | 22.77 | 0
8 | 14 | 03:00 | 0 | 2016-08-14 | 3 | -124.32 | 2.54 | -121.78 | 0
8 | 14 | 04:00 | 0 | 2016-08-14 | 4 | -75.9 | 2.41 | -73.49 | 0
8 | 14 | 05:00 | 0 | 2016-08-14 | 5 | -8.48 | 2.15 | -6.33 | 0
8 | 14 | 06:00 | 398 | 2016-08-14 | 6 | 0.65 | 2.11 | 2.76 | 1098.48
8 | 14 | 07:00 | 2659 | 2016-08-14 | 7 | -154.27 | 2.7 | -151.57 | -403024.63
8 | 14 | 08:00 | 4412 | 2016-08-14 | 8 | -5.73 | 2.35 | -3.38 | -14912.56
8 | 14 | 09:00 | 8925 | 2016-08-14 | 9 | 10.17 | 2.25 | 12.42 | 110848.5
8 | 14 | 10:00 | 12931 | 2016-08-14 | 10 | 24.89 | 2.1 | 26.99 | 349007.69
8 | 14 | 11:00 | 11683 | 2016-08-14 | 11 | 29.14 | 2.05 | 31.19 | 364392.77
8 | 14 | 12:00 | 14026 | 2016-08-14 | 12 | 49.64 | 2.22 | 51.86 | 727388.36
8 | 14 | 13:00 | 11707 | 2016-08-14 | 13 | 59.88 | 2.26 | 62.14 | 727472.98
8 | 14 | 14:00 | 11112 | 2016-08-14 | 14 | 68.29 | 2.46 | 70.75 | 786174
8 | 14 | 15:00 | 10537 | 2016-08-14 | 15 | 74.38 | 2.35 | 76.73 | 808504.01
8 | 14 | 16:00 | 6772 | 2016-08-14 | 16 | 168.76 | 10.11 | 178.87 | 1211307.64
8 | 14 | 17:00 | 3464 | 2016-08-14 | 17 | 68.69 | 3.52 | 72.21 | 250135.44
8 | 14 | 18:00 | 1024 | 2016-08-14 | 18 | 313.52 | 29.17 | 342.69 | 350914.56
8 | 14 | 19:00 | 83 | 2016-08-14 | 19 | 499.23 | 39.36 | 538.59 | 44702.97
8 | 14 | 20:00 | 0 | 2016-08-14 | 20 | 63.62 | 2.5 | 66.12 | 0
8 | 14 | 21:00 | 0 | 2016-08-14 | 21 | 81.66 | 2.52 | 84.18 | 0
8 | 14 | 22:00 | 0 | 2016-08-14 | 22 | 51.98 | 2.32 | 54.3 | 0
8 | 14 | 23:00 | 0 | 2016-08-14 | 23 | 39.43 | 2.22 | 41.65 | 0
8 | 14 | 24:00 | 0 | 2016-08-14 | 24 | 28.03 | 2.15 | 30.18 | 0
8 | 15 | 01:00 | 0 | 2016-08-15 | 1 | 31.27 | 3.4 | 34.67 | 0
8 | 15 | 02:00 | 0 | 2016-08-15 | 2 | 31.35 | 3.4 | 34.75 | 0
8 | 15 | 03:00 | 0 | 2016-08-15 | 3 | 30.84 | 3.4 | 34.24 | 0
8 | 15 | 04:00 | 0 | 2016-08-15 | 4 | 29.19 | 3.4 | 32.59 | 0
8 | 15 | 05:00 | 0 | 2016-08-15 | 5 | 27.61 | 3.4 | 31.01 | 0
8 | 15 | 06:00 | 414 | 2016-08-15 | 6 | 29.21 | 3.46 | 32.67 | 13525.38
8 | 15 | 07:00 | 2753 | 2016-08-15 | 7 | 29.5 | 3.54 | 33.04 | 90959.12
8 | 15 | 08:00 | 6284 | 2016-08-15 | 8 | 30.94 | 4.53 | 35.47 | 222893.48
8 | 15 | 09:00 | 11529 | 2016-08-15 | 9 | 31.89 | 4.32 | 36.21 | 417465.09
8 | 15 | 10:00 | 12877 | 2016-08-15 | 10 | 30.93 | 4.3 | 35.23 | 453656.71
8 | 15 | 11:00 | 14553 | 2016-08-15 | 11 | 31.22 | 4.28 | 35.5 | 516631.5
8 | 15 | 12:00 | 12864 | 2016-08-15 | 12 | 40.72 | 4.25 | 44.97 | 578494.08
8 | 15 | 13:00 | 14236 | 2016-08-15 | 13 | 43.35 | 4.25 | 47.6 | 677633.6
8 | 15 | 14:00 | 12770 | 2016-08-15 | 14 | 59.46 | 4.25 | 63.71 | 813576.7
8 | 15 | 15:00 | 9241 | 2016-08-15 | 15 | 84.17 | 4.35 | 88.52 | 818013.32
8 | 15 | 16:00 | 6329 | 2016-08-15 | 16 | 92.08 | 4.43 | 96.51 | 610811.79
8 | 15 | 17:00 | 4787 | 2016-08-15 | 17 | 89.54 | 4.4 | 93.94 | 449690.78
8 | 15 | 18:00 | 1712 | 2016-08-15 | 18 | 88.52 | 4.65 | 93.17 | 159507.04
8 | 15 | 19:00 | 174 | 2016-08-15 | 19 | 71.37 | 4.37 | 75.74 | 13178.76
8 | 15 | 20:00 | 0 | 2016-08-15 | 20 | 50.45 | 4.4 | 54.85 | 0
8 | 15 | 21:00 | 0 | 2016-08-15 | 21 | 57.64 | 4.42 | 62.06 | 0
8 | 15 | 22:00 | 0 | 2016-08-15 | 22 | 41.92 | 4.4 | 46.32 | 0
8 | 15 | 23:00 | 0 | 2016-08-15 | 23 | 30.5 | 4.54 | 35.04 | 0
8 | 15 | 24:00 | 0 | 2016-08-15 | 24 | 30.2 | 3.58 | 33.78 | 0
8 | 16 | 01:00 | 0 | 2016-08-16 | 1 | 38.22 | 0.43 | 38.65 | 0
8 | 16 | 02:00 | 0 | 2016-08-16 | 2 | 42.84 | 0.28 | 43.12 | 0
8 | 16 | 03:00 | 0 | 2016-08-16 | 3 | 38.22 | 0.28 | 38.5 | 0
8 | 16 | 04:00 | 0 | 2016-08-16 | 4 | 33.11 | 0.52 | 33.63 | 0
8 | 16 | 05:00 | 0 | 2016-08-16 | 5 | 32.64 | 0.58 | 33.22 | 0
8 | 16 | 06:00 | 379 | 2016-08-16 | 6 | 33.61 | 1.09 | 34.7 | 13151.3
8 | 16 | 07:00 | 1477 | 2016-08-16 | 7 | 34.63 | 0.78 | 35.41 | 52300.57
8 | 16 | 08:00 | 3331 | 2016-08-16 | 8 | 39.77 | 1.66 | 41.43 | 138003.33
8 | 16 | 09:00 | 4933 | 2016-08-16 | 9 | 36 | 1.34 | 37.34 | 184198.22
8 | 16 | 10:00 | 6493 | 2016-08-16 | 10 | 36.39 | 1.22 | 37.61 | 244201.73
8 | 16 | 11:00 | 7671 | 2016-08-16 | 11 | 40.08 | 1.16 | 41.24 | 316352.04
8 | 16 | 12:00 | 9463 | 2016-08-16 | 12 | 42.58 | 1.09 | 43.67 | 413249.21
8 | 16 | 13:00 | 7771 | 2016-08-16 | 13 | 50.06 | 1.07 | 51.13 | 397331.23
8 | 16 | 14:00 | 5828 | 2016-08-16 | 14 | 58.09 | 1.09 | 59.18 | 344901.04
8 | 16 | 15:00 | 2127 | 2016-08-16 | 15 | 56.24 | 1.11 | 57.35 | 121983.45
8 | 16 | 16:00 | 1311 | 2016-08-16 | 16 | 49.8 | 1.1 | 50.9 | 66729.9
8 | 16 | 17:00 | 1349 | 2016-08-16 | 17 | 51.09 | 2.64 | 53.73 | 72481.77
8 | 16 | 18:00 | 795 | 2016-08-16 | 18 | 58.08 | 2.18 | 60.26 | 47906.7
8 | 16 | 19:00 | 77 | 2016-08-16 | 19 | 66.22 | 1.66 | 67.88 | 5226.76
8 | 16 | 20:00 | 0 | 2016-08-16 | 20 | 64.35 | 1.15 | 65.5 | 0
8 | 16 | 21:00 | 0 | 2016-08-16 | 21 | 56.03 | 1.09 | 57.12 | 0
8 | 16 | 22:00 | 0 | 2016-08-16 | 22 | 48.36 | 1.13 | 49.49 | 0
8 | 16 | 23:00 | 0 | 2016-08-16 | 23 | 37.4 | 1.22 | 38.62 | 0
8 | 16 | 24:00 | 0 | 2016-08-16 | 24 | 34.45 | 0.55 | 35 | 0
8 | 17 | 01:00 | 0 | 2016-08-17 | 1 | 39.86 | 0.36 | 40.22 | 0
8 | 17 | 02:00 | 0 | 2016-08-17 | 2 | 46.04 | 0.33 | 46.37 | 0
8 | 17 | 03:00 | 0 | 2016-08-17 | 3 | 48.83 | 0.31 | 49.14 | 0
8 | 17 | 04:00 | 0 | 2016-08-17 | 4 | 48.91 | 0.25 | 49.16 | 0
8 | 17 | 05:00 | 0 | 2016-08-17 | 5 | 49.14 | 0.3 | 49.44 | 0
8 | 17 | 06:00 | 322 | 2016-08-17 | 6 | 49.01 | 0.55 | 49.56 | 15958.32
8 | 17 | 07:00 | 2319 | 2016-08-17 | 7 | 65.34 | 0.76 | 66.1 | 153285.9
8 | 17 | 08:00 | 5467 | 2016-08-17 | 8 | 75.09 | 1.69 | 76.78 | 419756.26
8 | 17 | 09:00 | 7541 | 2016-08-17 | 9 | 65.87 | 1.66 | 67.53 | 509243.73
8 | 17 | 10:00 | 7116 | 2016-08-17 | 10 | 46.18 | 1.31 | 47.49 | 337938.84
8 | 17 | 11:00 | 12514 | 2016-08-17 | 11 | 36.93 | 1.17 | 38.1 | 476783.4
8 | 17 | 12:00 | 13077 | 2016-08-17 | 12 | 41.95 | 1.1 | 43.05 | 562964.85
8 | 17 | 13:00 | 13840 | 2016-08-17 | 13 | 41.38 | 1.14 | 42.52 | 588476.8
8 | 17 | 14:00 | 11264 | 2016-08-17 | 14 | 39.97 | 1.14 | 41.11 | 463063.04
8 | 17 | 15:00 | 9692 | 2016-08-17 | 15 | 34.26 | 1.12 | 35.38 | 342902.96
8 | 17 | 16:00 | 8392 | 2016-08-17 | 16 | 36.28 | 1.12 | 37.4 | 313860.8
8 | 17 | 17:00 | 4976 | 2016-08-17 | 17 | 37.6 | 1.15 | 38.75 | 192820
8 | 17 | 18:00 | 1491 | 2016-08-17 | 18 | 40.02 | 1.15 | 41.17 | 61384.47
8 | 17 | 19:00 | 108 | 2016-08-17 | 19 | 35.77 | 1.09 | 36.86 | 3980.88
8 | 17 | 20:00 | 0 | 2016-08-17 | 20 | 32.32 | 1.14 | 33.46 | 0
8 | 17 | 21:00 | 0 | 2016-08-17 | 21 | 29.67 | 1.17 | 30.84 | 0
8 | 17 | 22:00 | 0 | 2016-08-17 | 22 | 19.3 | 1.19 | 20.49 | 0
8 | 17 | 23:00 | 0 | 2016-08-17 | 23 | 14.32 | 1.56 | 15.88 | 0
8 | 17 | 24:00 | 0 | 2016-08-17 | 24 | 0.47 | 0.39 | 0.86 | 0
8 | 18 | 01:00 | 0 | 2016-08-18 | 1 | -9.65 | 0.56 | -9.09 | 0
8 | 18 | 02:00 | 0 | 2016-08-18 | 2 | -18.9 | 0.57 | -18.33 | 0
8 | 18 | 03:00 | 0 | 2016-08-18 | 3 | -49.97 | 0.71 | -49.26 | 0
8 | 18 | 04:00 | 0 | 2016-08-18 | 4 | 6.69 | 0.55 | 7.24 | 0
8 | 18 | 05:00 | 0 | 2016-08-18 | 5 | 13.71 | 0.51 | 14.22 | 0
8 | 18 | 06:00 | 325 | 2016-08-18 | 6 | 18.64 | 0.56 | 19.2 | 6240
8 | 18 | 07:00 | 1584 | 2016-08-18 | 7 | 14.43 | 0.94 | 15.37 | 24346.08
8 | 18 | 08:00 | 5626 | 2016-08-18 | 8 | 10.32 | 1.93 | 12.25 | 68918.5
8 | 18 | 09:00 | 11279 | 2016-08-18 | 9 | 18.1 | 1.6 | 19.7 | 222196.3
8 | 18 | 10:00 | 13749 | 2016-08-18 | 10 | 19.39 | 1.49 | 20.88 | 287079.12
8 | 18 | 11:00 | 13311 | 2016-08-18 | 11 | 21.47 | 1.43 | 22.9 | 304821.9
8 | 18 | 12:00 | 13877 | 2016-08-18 | 12 | 23.11 | 1.38 | 24.49 | 339847.73
8 | 18 | 13:00 | 12949 | 2016-08-18 | 13 | 25.05 | 1.36 | 26.41 | 341983.09
8 | 18 | 14:00 | 11531 | 2016-08-18 | 14 | 35.27 | 1.35 | 36.62 | 422265.22
8 | 18 | 15:00 | 9462 | 2016-08-18 | 15 | 43.57 | 1.34 | 44.91 | 424938.42
8 | 18 | 16:00 | 7151 | 2016-08-18 | 16 | 43.82 | 1.34 | 45.16 | 322939.16
8 | 18 | 17:00 | 2796 | 2016-08-18 | 17 | 41.21 | 1.32 | 42.53 | 118913.88
8 | 18 | 18:00 | 942 | 2016-08-18 | 18 | 43 | 1.36 | 44.36 | 41787.12
8 | 18 | 19:00 | 137 | 2016-08-18 | 19 | 38.82 | 1.45 | 40.27 | 5516.99
8 | 18 | 20:00 | 0 | 2016-08-18 | 20 | 39.73 | 1.5 | 41.23 | 0
8 | 18 | 21:00 | 0 | 2016-08-18 | 21 | 38.92 | 1.43 | 40.35 | 0
8 | 18 | 22:00 | 0 | 2016-08-18 | 22 | 30.47 | 1.45 | 31.92 | 0
8 | 18 | 23:00 | 0 | 2016-08-18 | 23 | 21.41 | 1.5 | 22.91 | 0
8 | 18 | 24:00 | 0 | 2016-08-18 | 24 | 20.07 | 0.63 | 20.7 | 0
8 | 19 | 01:00 | 0 | 2016-08-19 | 1 | 23.35 | 0.27 | 23.62 | 0
8 | 19 | 02:00 | 0 | 2016-08-19 | 2 | 24.1 | 0.26 | 24.36 | 0
8 | 19 | 03:00 | 0 | 2016-08-19 | 3 | 28.5 | 0.29 | 28.79 | 0
8 | 19 | 04:00 | 0 | 2016-08-19 | 4 | 24.08 | 0.27 | 24.35 | 0
8 | 19 | 05:00 | 0 | 2016-08-19 | 5 | 23.01 | 0.26 | 23.27 | 0
8 | 19 | 06:00 | 587 | 2016-08-19 | 6 | 24.95 | 0.31 | 25.26 | 14827.62
8 | 19 | 07:00 | 3204 | 2016-08-19 | 7 | 24.95 | 0.88 | 25.83 | 82759.32
8 | 19 | 08:00 | 7200 | 2016-08-19 | 8 | 26.57 | 1.48 | 28.05 | 201960
8 | 19 | 09:00 | 11232 | 2016-08-19 | 9 | 26.85 | 1.26 | 28.11 | 315731.52
8 | 19 | 10:00 | 14011 | 2016-08-19 | 10 | 25.17 | 1.18 | 26.35 | 369189.85
8 | 19 | 11:00 | 15024 | 2016-08-19 | 11 | 28.6 | 1.15 | 29.75 | 446964
8 | 19 | 12:00 | 14902 | 2016-08-19 | 12 | 42.88 | 1.19 | 44.07 | 656731.14
8 | 19 | 13:00 | 14905 | 2016-08-19 | 13 | 42.21 | 1.23 | 43.44 | 647473.2
8 | 19 | 14:00 | 14246 | 2016-08-19 | 14 | 45.6 | 1.3 | 46.9 | 668137.4
8 | 19 | 15:00 | 11893 | 2016-08-19 | 15 | 49.05 | 1.42 | 50.47 | 600239.71
8 | 19 | 16:00 | 8779 | 2016-08-19 | 16 | 51.37 | 1.34 | 52.71 | 462741.09
8 | 19 | 17:00 | 5132 | 2016-08-19 | 17 | 53.33 | 1.21 | 54.54 | 279899.28
8 | 19 | 18:00 | 1608 | 2016-08-19 | 18 | 44.87 | 1.3 | 46.17 | 74241.36
8 | 19 | 19:00 | 115 | 2016-08-19 | 19 | 43.76 | 1.28 | 45.04 | 5179.6
8 | 19 | 20:00 | 0 | 2016-08-19 | 20 | 33.52 | 1.2 | 34.72 | 0
8 | 19 | 21:00 | 0 | 2016-08-19 | 21 | 34.66 | 1.26 | 35.92 | 0
8 | 19 | 22:00 | 0 | 2016-08-19 | 22 | 26.21 | 1.26 | 27.47 | 0
8 | 19 | 23:00 | 0 | 2016-08-19 | 23 | 23.07 | 1.44 | 24.51 | 0
8 | 19 | 24:00 | 0 | 2016-08-19 | 24 | 21.26 | 0.39 | 21.65 | 0
8 | 20 | 01:00 | 0 | 2016-08-20 | 1 | 31.33 | 0.86 | 32.19 | 0
8 | 20 | 02:00 | 0 | 2016-08-20 | 2 | 31.18 | 0.76 | 31.94 | 0
8 | 20 | 03:00 | 0 | 2016-08-20 | 3 | 22.75 | 0.27 | 23.02 | 0
8 | 20 | 04:00 | 0 | 2016-08-20 | 4 | 21.66 | 0.26 | 21.92 | 0
8 | 20 | 05:00 | 0 | 2016-08-20 | 5 | 20.83 | 0.27 | 21.1 | 0
8 | 20 | 06:00 | 493 | 2016-08-20 | 6 | 21.61 | 0.28 | 21.89 | 10791.77
8 | 20 | 07:00 | 3023 | 2016-08-20 | 7 | 21.87 | 0.35 | 22.22 | 67171.06
8 | 20 | 08:00 | 6150 | 2016-08-20 | 8 | 16.7 | 0.53 | 17.23 | 105964.5
8 | 20 | 09:00 | 9022 | 2016-08-20 | 9 | 23.06 | 0.35 | 23.41 | 211205.02
8 | 20 | 10:00 | 11251 | 2016-08-20 | 10 | 23.73 | 0.3 | 24.03 | 270361.53
8 | 20 | 11:00 | 11948 | 2016-08-20 | 11 | 21.67 | 0.29 | 21.96 | 262378.08
8 | 20 | 12:00 | 14102 | 2016-08-20 | 12 | 23.45 | 0.28 | 23.73 | 334640.46
8 | 20 | 13:00 | 13580 | 2016-08-20 | 13 | 25.22 | 0.28 | 25.5 | 346290
8 | 20 | 14:00 | 13636 | 2016-08-20 | 14 | 29.71 | 0.35 | 30.06 | 409898.16
8 | 20 | 15:00 | 11395 | 2016-08-20 | 15 | 31.24 | 0.34 | 31.58 | 359854.1
8 | 20 | 16:00 | 8107 | 2016-08-20 | 16 | 29.55 | 0.34 | 29.89 | 242318.23
8 | 20 | 17:00 | 4614 | 2016-08-20 | 17 | 27.83 | 0.31 | 28.14 | 129837.96
8 | 20 | 18:00 | 1510 | 2016-08-20 | 18 | 36.88 | 0.38 | 37.26 | 56262.6
8 | 20 | 19:00 | 223 | 2016-08-20 | 19 | 28.53 | 0.33 | 28.86 | 6435.78
8 | 20 | 20:00 | 0 | 2016-08-20 | 20 | 22.61 | 0.28 | 22.89 | 0
8 | 20 | 21:00 | 0 | 2016-08-20 | 21 | 22.93 | 0.28 | 23.21 | 0
8 | 20 | 22:00 | 0 | 2016-08-20 | 22 | 23.04 | 0.28 | 23.32 | 0
8 | 20 | 23:00 | 0 | 2016-08-20 | 23 | 21.46 | 0.33 | 21.79 | 0
8 | 20 | 24:00 | 0 | 2016-08-20 | 24 | 21.56 | 0.34 | 21.9 | 0
8 | 21 | 01:00 | 0 | 2016-08-21 | 1 | 21.39 | 0.53 | 21.92 | 0
8 | 21 | 02:00 | 0 | 2016-08-21 | 2 | 17.9 | 0.43 | 18.33 | 0
8 | 21 | 03:00 | 0 | 2016-08-21 | 3 | 18.81 | 0.41 | 19.22 | 0
8 | 21 | 04:00 | 0 | 2016-08-21 | 4 | 18.48 | 0.41 | 18.89 | 0
8 | 21 | 05:00 | 0 | 2016-08-21 | 5 | 19.83 | 0.41 | 20.24 | 0
8 | 21 | 06:00 | 450 | 2016-08-21 | 6 | 18.85 | 0.38 | 19.23 | 8653.5
8 | 21 | 07:00 | 2827 | 2016-08-21 | 7 | 19.47 | 0.5 | 19.97 | 56455.19
8 | 21 | 08:00 | 6750 | 2016-08-21 | 8 | 18.32 | 0.52 | 18.84 | 127170
8 | 21 | 09:00 | 10950 | 2016-08-21 | 9 | 19.79 | 0.46 | 20.25 | 221737.5
8 | 21 | 10:00 | 14301 | 2016-08-21 | 10 | 21.23 | 0.43 | 21.66 | 309759.66
8 | 21 | 11:00 | 13837 | 2016-08-21 | 11 | 22.33 | 0.42 | 22.75 | 314791.75
8 | 21 | 12:00 | 14546 | 2016-08-21 | 12 | 22.86 | 0.42 | 23.28 | 338630.88
8 | 21 | 13:00 | 13800 | 2016-08-21 | 13 | 24.09 | 0.44 | 24.53 | 338514
8 | 21 | 14:00 | 12719 | 2016-08-21 | 14 | 31.94 | 0.56 | 32.5 | 413367.5
8 | 21 | 15:00 | 10043 | 2016-08-21 | 15 | 33.84 | 0.48 | 34.32 | 344675.76
8 | 21 | 16:00 | 5771 | 2016-08-21 | 16 | 33.8 | 0.5 | 34.3 | 197945.3
8 | 21 | 17:00 | 2855 | 2016-08-21 | 17 | 34.78 | 0.5 | 35.28 | 100724.4
8 | 21 | 18:00 | 596 | 2016-08-21 | 18 | 36.35 | 0.5 | 36.85 | 21962.6
8 | 21 | 19:00 | 61 | 2016-08-21 | 19 | 30.86 | 0.5 | 31.36 | 1912.96
8 | 21 | 20:00 | 0 | 2016-08-21 | 20 | 33.29 | 0.47 | 33.76 | 0
8 | 21 | 21:00 | 0 | 2016-08-21 | 21 | 36.62 | 0.5 | 37.12 | 0
8 | 21 | 22:00 | 0 | 2016-08-21 | 22 | 31.17 | 0.47 | 31.64 | 0
8 | 21 | 23:00 | 0 | 2016-08-21 | 23 | 24.38 | 0.48 | 24.86 | 0
8 | 21 | 24:00 | 0 | 2016-08-21 | 24 | 22.91 | 0.5 | 23.41 | 0
8 | 22 | 01:00 | 0 | 2016-08-22 | 1 | 32.85 | 1.01 | 33.86 | 0
8 | 22 | 02:00 | 0 | 2016-08-22 | 2 | 32.22 | 0.95 | 33.17 | 0
8 | 22 | 03:00 | 0 | 2016-08-22 | 3 | 23.27 | 0.68 | 23.95 | 0
8 | 22 | 04:00 | 0 | 2016-08-22 | 4 | 21.49 | 0.65 | 22.14 | 0
8 | 22 | 05:00 | 0 | 2016-08-22 | 5 | 21.28 | 0.65 | 21.93 | 0
8 | 22 | 06:00 | 121 | 2016-08-22 | 6 | 21.41 | 0.7 | 22.11 | 2675.31
8 | 22 | 07:00 | 2734 | 2016-08-22 | 7 | 25.47 | 0.86 | 26.33 | 71986.22
8 | 22 | 08:00 | 7317 | 2016-08-22 | 8 | 22.98 | 1.86 | 24.84 | 181754.28
8 | 22 | 09:00 | 9812 | 2016-08-22 | 9 | 21.88 | 1.62 | 23.5 | 230582
8 | 22 | 10:00 | 11711 | 2016-08-22 | 10 | 21.87 | 1.54 | 23.41 | 274154.51
8 | 22 | 11:00 | 13557 | 2016-08-22 | 11 | 21.21 | 1.6 | 22.81 | 309235.17
8 | 22 | 12:00 | 15502 | 2016-08-22 | 12 | 20.32 | 1.59 | 21.91 | 339648.82
8 | 22 | 13:00 | 15596 | 2016-08-22 | 13 | 21.09 | 1.59 | 22.68 | 353717.28
8 | 22 | 14:00 | 14802 | 2016-08-22 | 14 | 21.08 | 1.65 | 22.73 | 336449.46
8 | 22 | 15:00 | 11883 | 2016-08-22 | 15 | 20.07 | 1.67 | 21.74 | 258336.42
8 | 22 | 16:00 | 9135 | 2016-08-22 | 16 | 18.01 | 1.61 | 19.62 | 179228.7
8 | 22 | 17:00 | 5170 | 2016-08-22 | 17 | 17.03 | 1.61 | 18.64 | 96368.8
8 | 22 | 18:00 | 1232 | 2016-08-22 | 18 | 17.9 | 1.61 | 19.51 | 24036.32
8 | 22 | 19:00 | 109 | 2016-08-22 | 19 | 14.62 | 1.64 | 16.26 | 1772.34
8 | 22 | 20:00 | 0 | 2016-08-22 | 20 | 10.07 | 1.76 | 11.83 | 0
8 | 22 | 21:00 | 0 | 2016-08-22 | 21 | 15.42 | 1.69 | 17.11 | 0
8 | 22 | 22:00 | 0 | 2016-08-22 | 22 | 10.64 | 1.76 | 12.4 | 0
8 | 22 | 23:00 | 0 | 2016-08-22 | 23 | -6.46 | 2.05 | -4.41 | 0
8 | 22 | 24:00 | 0 | 2016-08-22 | 24 | -154.21 | 2.31 | -151.9 | 0
8 | 23 | 01:00 | 0 | 2016-08-23 | 1 | -27.95 | 1.55 | -26.4 | 0
8 | 23 | 02:00 | 0 | 2016-08-23 | 2 | -11.7 | 1.15 | -10.55 | 0
8 | 23 | 03:00 | 0 | 2016-08-23 | 3 | -20.43 | 1.14 | -19.29 | 0
8 | 23 | 04:00 | 0 | 2016-08-23 | 4 | -20.84 | 1.18 | -19.66 | 0
8 | 23 | 05:00 | 0 | 2016-08-23 | 5 | -0.28 | 1.25 | 0.97 | 0
8 | 23 | 06:00 | 410 | 2016-08-23 | 6 | 10.53 | 1.41 | 11.94 | 4895.4
8 | 23 | 07:00 | 3007 | 2016-08-23 | 7 | 12.71 | 1.68 | 14.39 | 43270.73
8 | 23 | 08:00 | 7409 | 2016-08-23 | 8 | 14.24 | 2.66 | 16.9 | 125212.1
8 | 23 | 09:00 | 11985 | 2016-08-23 | 9 | 19.19 | 2.32 | 21.51 | 257797.35
8 | 23 | 10:00 | 14528 | 2016-08-23 | 10 | 11.05 | 2.26 | 13.31 | 193367.68
8 | 23 | 11:00 | 15548 | 2016-08-23 | 11 | 18.51 | 2.1 | 20.61 | 320444.28
8 | 23 | 12:00 | 15587 | 2016-08-23 | 12 | 19.02 | 2.09 | 21.11 | 329041.57
8 | 23 | 13:00 | 15197 | 2016-08-23 | 13 | 18.54 | 2.06 | 20.6 | 313058.2
8 | 23 | 14:00 | 14260 | 2016-08-23 | 14 | 18.48 | 2.03 | 20.51 | 292472.6
8 | 23 | 15:00 | 11832 | 2016-08-23 | 15 | 18.45 | 2.04 | 20.49 | 242437.68
8 | 23 | 16:00 | 8525 | 2016-08-23 | 16 | 18.69 | 2.02 | 20.71 | 176552.75
8 | 23 | 17:00 | 4875 | 2016-08-23 | 17 | 20.67 | 1.98 | 22.65 | 110418.75
8 | 23 | 18:00 | 1275 | 2016-08-23 | 18 | 22.32 | 1.95 | 24.27 | 30944.25
8 | 23 | 19:00 | 72 | 2016-08-23 | 19 | 24.64 | 2 | 26.64 | 1918.08
8 | 23 | 20:00 | 0 | 2016-08-23 | 20 | 22.92 | 2.01 | 24.93 | 0
8 | 23 | 21:00 | 0 | 2016-08-23 | 21 | 23.21 | 2.02 | 25.23 | 0
8 | 23 | 22:00 | 0 | 2016-08-23 | 22 | 20.12 | 2.07 | 22.19 | 0
8 | 23 | 23:00 | 0 | 2016-08-23 | 23 | 14.98 | 2.3 | 17.28 | 0
8 | 23 | 24:00 | 0 | 2016-08-23 | 24 | 6.01 | 1.31 | 7.32 | 0
8 | 24 | 01:00 | 0 | 2016-08-24 | 1 | 18.47 | 1.52 | 19.99 | 0
8 | 24 | 02:00 | 0 | 2016-08-24 | 2 | 10.27 | 1.56 | 11.83 | 0
8 | 24 | 03:00 | 0 | 2016-08-24 | 3 | 5.21 | 1.58 | 6.79 | 0
8 | 24 | 04:00 | 0 | 2016-08-24 | 4 | 5.62 | 1.64 | 7.26 | 0
8 | 24 | 05:00 | 0 | 2016-08-24 | 5 | 17 | 1.54 | 18.54 | 0
8 | 24 | 06:00 | 362 | 2016-08-24 | 6 | 14.6 | 1.73 | 16.33 | 5911.46
8 | 24 | 07:00 | 2803 | 2016-08-24 | 7 | 21.15 | 1.62 | 22.77 | 63824.31
8 | 24 | 08:00 | 6775 | 2016-08-24 | 8 | 15.47 | 3.16 | 18.63 | 126218.25
8 | 24 | 09:00 | 10628 | 2016-08-24 | 9 | 20.07 | 2.69 | 22.76 | 241893.28
8 | 24 | 10:00 | 13534 | 2016-08-24 | 10 | 20.4 | 2.6 | 23 | 311282
8 | 24 | 11:00 | 14501 | 2016-08-24 | 11 | 20.98 | 2.42 | 23.4 | 339323.4
8 | 24 | 12:00 | 14930 | 2016-08-24 | 12 | 27.62 | 2.39 | 30.01 | 448049.3
8 | 24 | 13:00 | 14853 | 2016-08-24 | 13 | 27.91 | 2.4 | 30.31 | 450194.43
8 | 24 | 14:00 | 13324 | 2016-08-24 | 14 | 38.8 | 2.49 | 41.29 | 550147.96
8 | 24 | 15:00 | 10461 | 2016-08-24 | 15 | 47.64 | 2.53 | 50.17 | 524828.37
8 | 24 | 16:00 | 7306 | 2016-08-24 | 16 | 83.27 | 3.88 | 87.15 | 636717.9
8 | 24 | 17:00 | 3924 | 2016-08-24 | 17 | 104.41 | 4.39 | 108.8 | 426931.2
8 | 24 | 18:00 | 1707 | 2016-08-24 | 18 | 46.4 | 2.92 | 49.32 | 84189.24
8 | 24 | 19:00 | 183 | 2016-08-24 | 19 | 36.8 | 2.7 | 39.5 | 7228.5
8 | 24 | 20:00 | 0 | 2016-08-24 | 20 | 33.14 | 2.42 | 35.56 | 0
8 | 24 | 21:00 | 0 | 2016-08-24 | 21 | 41.05 | 2.64 | 43.69 | 0
8 | 24 | 22:00 | 0 | 2016-08-24 | 22 | 27.41 | 2.41 | 29.82 | 0
8 | 24 | 23:00 | 0 | 2016-08-24 | 23 | 23.97 | 2.51 | 26.48 | 0
8 | 24 | 24:00 | 0 | 2016-08-24 | 24 | 33.26 | 1.57 | 34.83 | 0
8 | 25 | 01:00 | 0 | 2016-08-25 | 1 | 24.24 | 0.44 | 24.68 | 0
8 | 25 | 02:00 | 0 | 2016-08-25 | 2 | 29.76 | 0.42 | 30.18 | 0
8 | 25 | 03:00 | 0 | 2016-08-25 | 3 | 24.27 | 0.43 | 24.7 | 0
8 | 25 | 04:00 | 0 | 2016-08-25 | 4 | 19.33 | 0.4 | 19.73 | 0
8 | 25 | 05:00 | 0 | 2016-08-25 | 5 | 21.57 | 0.41 | 21.98 | 0
8 | 25 | 06:00 | 419 | 2016-08-25 | 6 | 25.01 | 0.68 | 25.69 | 10764.11
8 | 25 | 07:00 | 2873 | 2016-08-25 | 7 | 25.98 | 0.64 | 26.62 | 76479.26
8 | 25 | 08:00 | 6711 | 2016-08-25 | 8 | 26.6 | 1.55 | 28.15 | 188914.65
8 | 25 | 09:00 | 11203 | 2016-08-25 | 9 | 34.48 | 1.46 | 35.94 | 402635.82
8 | 25 | 10:00 | 12523 | 2016-08-25 | 10 | 26.13 | 1.31 | 27.44 | 343631.12
8 | 25 | 11:00 | 12704 | 2016-08-25 | 11 | 25.87 | 1.29 | 27.16 | 345040.64
8 | 25 | 12:00 | 12026 | 2016-08-25 | 12 | 26.96 | 1.25 | 28.21 | 339253.46
8 | 25 | 13:00 | 10964 | 2016-08-25 | 13 | 40.91 | 1.35 | 42.26 | 463338.64
8 | 25 | 14:00 | 8120 | 2016-08-25 | 14 | 47.01 | 1.36 | 48.37 | 392764.4
8 | 25 | 15:00 | 4646 | 2016-08-25 | 15 | 36.13 | 1.36 | 37.49 | 174178.54
8 | 25 | 16:00 | 3726 | 2016-08-25 | 16 | 40.54 | 1.44 | 41.98 | 156417.48
8 | 25 | 17:00 | 1473 | 2016-08-25 | 17 | 38.62 | 1.48 | 40.1 | 59067.3
8 | 25 | 18:00 | 414 | 2016-08-25 | 18 | 35.29 | 1.37 | 36.66 | 15177.24
8 | 25 | 19:00 | 29 | 2016-08-25 | 19 | 31.19 | 1.38 | 32.57 | 944.53
8 | 25 | 20:00 | 0 | 2016-08-25 | 20 | 36.44 | 1.32 | 37.76 | 0
8 | 25 | 21:00 | 0 | 2016-08-25 | 21 | 37.27 | 1.44 | 38.71 | 0
8 | 25 | 22:00 | 0 | 2016-08-25 | 22 | 30.62 | 1.39 | 32.01 | 0
8 | 25 | 23:00 | 0 | 2016-08-25 | 23 | 27.42 | 1.48 | 28.9 | 0
8 | 25 | 24:00 | 0 | 2016-08-25 | 24 | 22.78 | 0.45 | 23.23 | 0
8 | 26 | 01:00 | 0 | 2016-08-26 | 1 | 20.1 | 0.59 | 20.69 | 0
8 | 26 | 02:00 | 0 | 2016-08-26 | 2 | 19.8 | 0.61 | 20.41 | 0
8 | 26 | 03:00 | 0 | 2016-08-26 | 3 | 19.68 | 0.63 | 20.31 | 0
8 | 26 | 04:00 | 0 | 2016-08-26 | 4 | 19.47 | 0.66 | 20.13 | 0
8 | 26 | 05:00 | 0 | 2016-08-26 | 5 | 18.84 | 0.68 | 19.52 | 0
8 | 26 | 06:00 | 349 | 2016-08-26 | 6 | 18.23 | 0.71 | 18.94 | 6610.06
8 | 26 | 07:00 | 1457 | 2016-08-26 | 7 | 17.57 | 0.9 | 18.47 | 26910.79
8 | 26 | 08:00 | 1863 | 2016-08-26 | 8 | 20.33 | 1.79 | 22.12 | 41209.56
8 | 26 | 09:00 | 3346 | 2016-08-26 | 9 | 21.71 | 1.6 | 23.31 | 77995.26
8 | 26 | 10:00 | 5205 | 2016-08-26 | 10 | 21.36 | 1.53 | 22.89 | 119142.45
8 | 26 | 11:00 | 6073 | 2016-08-26 | 11 | 27.44 | 1.47 | 28.91 | 175570.43
8 | 26 | 12:00 | 8399 | 2016-08-26 | 12 | 44.34 | 1.45 | 45.79 | 384590.21
8 | 26 | 13:00 | 13077 | 2016-08-26 | 13 | 54.9 | 1.5 | 56.4 | 737542.8
8 | 26 | 14:00 | 13250 | 2016-08-26 | 14 | 54.96 | 1.53 | 56.49 | 748492.5
8 | 26 | 15:00 | 10552 | 2016-08-26 | 15 | 54.66 | 1.46 | 56.12 | 592178.24
8 | 26 | 16:00 | 7876 | 2016-08-26 | 16 | 56.24 | 1.51 | 57.75 | 454839
8 | 26 | 17:00 | 4356 | 2016-08-26 | 17 | 60.89 | 1.52 | 62.41 | 271857.96
8 | 26 | 18:00 | 1166 | 2016-08-26 | 18 | 65.96 | 3.43 | 69.39 | 80908.74
8 | 26 | 19:00 | 65 | 2016-08-26 | 19 | 44.22 | 1.95 | 46.17 | 3001.05
8 | 26 | 20:00 | 0 | 2016-08-26 | 20 | 37.12 | 1.5 | 38.62 | 0
8 | 26 | 21:00 | 0 | 2016-08-26 | 21 | 29.77 | 1.48 | 31.25 | 0
8 | 26 | 22:00 | 0 | 2016-08-26 | 22 | 24.03 | 1.53 | 25.56 | 0
8 | 26 | 23:00 | 0 | 2016-08-26 | 23 | 21.76 | 1.63 | 23.39 | 0
8 | 26 | 24:00 | 0 | 2016-08-26 | 24 | 20.96 | 0.7 | 21.66 | 0
8 | 27 | 01:00 | 0 | 2016-08-27 | 1 | 25.1 | 0.44 | 25.54 | 0
8 | 27 | 02:00 | 0 | 2016-08-27 | 2 | 24.34 | 0.44 | 24.78 | 0
8 | 27 | 03:00 | 0 | 2016-08-27 | 3 | 25.3 | 0.44 | 25.74 | 0
8 | 27 | 04:00 | 0 | 2016-08-27 | 4 | 25.95 | 0.46 | 26.41 | 0
8 | 27 | 05:00 | 0 | 2016-08-27 | 5 | 21.96 | 0.44 | 22.4 | 0
8 | 27 | 06:00 | 428 | 2016-08-27 | 6 | 22.09 | 0.42 | 22.51 | 9634.28
8 | 27 | 07:00 | 2967 | 2016-08-27 | 7 | 22.56 | 0.52 | 23.08 | 68478.36
8 | 27 | 08:00 | 6733 | 2016-08-27 | 8 | 18.91 | 0.51 | 19.42 | 130754.86
8 | 27 | 09:00 | 11087 | 2016-08-27 | 9 | 24.68 | 0.56 | 25.24 | 279835.88
8 | 27 | 10:00 | 13520 | 2016-08-27 | 10 | 27.47 | 0.54 | 28.01 | 378695.2
8 | 27 | 11:00 | 14707 | 2016-08-27 | 11 | 24.98 | 0.44 | 25.42 | 373851.94
8 | 27 | 12:00 | 14250 | 2016-08-27 | 12 | 27.69 | 0.44 | 28.13 | 400852.5
8 | 27 | 13:00 | 13934 | 2016-08-27 | 13 | 30.19 | 0.47 | 30.66 | 427216.44
8 | 27 | 14:00 | 13477 | 2016-08-27 | 14 | 32.64 | 0.51 | 33.15 | 446762.55
8 | 27 | 15:00 | 10878 | 2016-08-27 | 15 | 33.48 | 0.49 | 33.97 | 369525.66
8 | 27 | 16:00 | 7765 | 2016-08-27 | 16 | 35.26 | 0.47 | 35.73 | 277443.45
8 | 27 | 17:00 | 4272 | 2016-08-27 | 17 | 47.48 | 0.67 | 48.15 | 205696.8
8 | 27 | 18:00 | 1030 | 2016-08-27 | 18 | 42.33 | 0.55 | 42.88 | 44166.4
8 | 27 | 19:00 | 48 | 2016-08-27 | 19 | 40.7 | 0.54 | 41.24 | 1979.52
8 | 27 | 20:00 | 0 | 2016-08-27 | 20 | 33.63 | 0.5 | 34.13 | 0
8 | 27 | 21:00 | 0 | 2016-08-27 | 21 | 34.8 | 0.53 | 35.33 | 0
8 | 27 | 22:00 | 0 | 2016-08-27 | 22 | 31.36 | 0.49 | 31.85 | 0
8 | 27 | 23:00 | 0 | 2016-08-27 | 23 | 46.43 | 1.88 | 48.31 | 0
8 | 27 | 24:00 | 0 | 2016-08-27 | 24 | 23.98 | 0.69 | 24.67 | 0
8 | 28 | 01:00 | 0 | 2016-08-28 | 1 | 22.26 | 0.57 | 22.83 | 0
8 | 28 | 02:00 | 0 | 2016-08-28 | 2 | 19.71 | 0.54 | 20.25 | 0
8 | 28 | 03:00 | 0 | 2016-08-28 | 3 | 19.41 | 0.54 | 19.95 | 0
8 | 28 | 04:00 | 0 | 2016-08-28 | 4 | 19.5 | 0.53 | 20.03 | 0
8 | 28 | 05:00 | 0 | 2016-08-28 | 5 | 19.08 | 0.54 | 19.62 | 0
8 | 28 | 06:00 | 311 | 2016-08-28 | 6 | 19.05 | 0.54 | 19.59 | 6092.49
8 | 28 | 07:00 | 2669 | 2016-08-28 | 7 | 15.51 | 0.63 | 16.14 | 43077.66
8 | 28 | 08:00 | 5556 | 2016-08-28 | 8 | 4.32 | 0.75 | 5.07 | 28168.92
8 | 28 | 09:00 | 10336 | 2016-08-28 | 9 | 19.39 | 0.54 | 19.93 | 205996.48
8 | 28 | 10:00 | 13418 | 2016-08-28 | 10 | 21.46 | 0.52 | 21.98 | 294927.64
8 | 28 | 11:00 | 14372 | 2016-08-28 | 11 | 23.02 | 0.52 | 23.54 | 338316.88
8 | 28 | 12:00 | 14627 | 2016-08-28 | 12 | 24.5 | 0.51 | 25.01 | 365821.27
8 | 28 | 13:00 | 13851 | 2016-08-28 | 13 | 29.85 | 0.55 | 30.4 | 421070.4
8 | 28 | 14:00 | 13764 | 2016-08-28 | 14 | 33.67 | 0.64 | 34.31 | 472242.84
8 | 28 | 15:00 | 10653 | 2016-08-28 | 15 | 34.41 | 0.63 | 35.04 | 373281.12
8 | 28 | 16:00 | 6692 | 2016-08-28 | 16 | 36 | 0.64 | 36.64 | 245194.88
8 | 28 | 17:00 | 3980 | 2016-08-28 | 17 | 41.29 | 0.66 | 41.95 | 166961
8 | 28 | 18:00 | 1036 | 2016-08-28 | 18 | 37.5 | 0.62 | 38.12 | 39492.32
8 | 28 | 19:00 | 35 | 2016-08-28 | 19 | 33.23 | 0.59 | 33.82 | 1183.7
8 | 28 | 20:00 | 0 | 2016-08-28 | 20 | 34.58 | 0.6 | 35.18 | 0
8 | 28 | 21:00 | 0 | 2016-08-28 | 21 | 33.41 | 0.62 | 34.03 | 0
8 | 28 | 22:00 | 0 | 2016-08-28 | 22 | 28.2 | 0.57 | 28.77 | 0
8 | 28 | 23:00 | 0 | 2016-08-28 | 23 | 22.62 | 0.59 | 23.21 | 0
8 | 28 | 24:00 | 0 | 2016-08-28 | 24 | 23.04 | 0.62 | 23.66 | 0
8 | 29 | 01:00 | 0 | 2016-08-29 | 1 | 21.75 | 0.98 | 22.73 | 0
8 | 29 | 02:00 | 0 | 2016-08-29 | 2 | 21.88 | 0.98 | 22.86 | 0
8 | 29 | 03:00 | 0 | 2016-08-29 | 3 | 21.11 | 0.96 | 22.07 | 0
8 | 29 | 04:00 | 0 | 2016-08-29 | 4 | 22.98 | 1.05 | 24.03 | 0
8 | 29 | 05:00 | 0 | 2016-08-29 | 5 | 23.84 | 0.96 | 24.8 | 0
8 | 29 | 06:00 | 256 | 2016-08-29 | 6 | 25.63 | 1.21 | 26.84 | 6871.04
8 | 29 | 07:00 | 1746 | 2016-08-29 | 7 | 29.43 | 1.33 | 30.76 | 53706.96
8 | 29 | 08:00 | 5546 | 2016-08-29 | 8 | 49.52 | 2.53 | 52.05 | 288669.3
8 | 29 | 09:00 | 10608 | 2016-08-29 | 9 | 20.72 | 1.89 | 22.61 | 239846.88
8 | 29 | 10:00 | 13446 | 2016-08-29 | 10 | 21.44 | 1.79 | 23.23 | 312350.58
8 | 29 | 11:00 | 12246 | 2016-08-29 | 11 | 21.01 | 1.71 | 22.72 | 278229.12
8 | 29 | 12:00 | 14950 | 2016-08-29 | 12 | 29.22 | 1.71 | 30.93 | 462403.5
8 | 29 | 13:00 | 12636 | 2016-08-29 | 13 | 41.9 | 1.77 | 43.67 | 551814.12
8 | 29 | 14:00 | 12009 | 2016-08-29 | 14 | 39.3 | 1.85 | 41.15 | 494170.35
8 | 29 | 15:00 | 11644 | 2016-08-29 | 15 | 45.82 | 1.94 | 47.76 | 556117.44
8 | 29 | 16:00 | 8202 | 2016-08-29 | 16 | 43.11 | 1.92 | 45.03 | 369336.06
8 | 29 | 17:00 | 4472 | 2016-08-29 | 17 | 37.15 | 1.92 | 39.07 | 174721.04
8 | 29 | 18:00 | 877 | 2016-08-29 | 18 | 31.76 | 1.75 | 33.51 | 29388.27
8 | 29 | 19:00 | 24 | 2016-08-29 | 19 | 28.34 | 1.94 | 30.28 | 726.72
8 | 29 | 20:00 | 0 | 2016-08-29 | 20 | 23.86 | 1.86 | 25.72 | 0
8 | 29 | 21:00 | 0 | 2016-08-29 | 21 | 22.95 | 1.91 | 24.86 | 0
8 | 29 | 22:00 | 0 | 2016-08-29 | 22 | 20.45 | 1.94 | 22.39 | 0
8 | 29 | 23:00 | 0 | 2016-08-29 | 23 | -4.63 | 2.26 | -2.37 | 0
8 | 29 | 24:00 | 0 | 2016-08-29 | 24 | -95.87 | 2.13 | -93.74 | 0
8 | 30 | 01:00 | 0 | 2016-08-30 | 1 | 5.78 | 0.55 | 6.33 | 0
8 | 30 | 02:00 | 0 | 2016-08-30 | 2 | 18.75 | 0.42 | 19.17 | 0
8 | 30 | 03:00 | 0 | 2016-08-30 | 3 | -22.31 | 0.65 | -21.66 | 0
8 | 30 | 04:00 | 0 | 2016-08-30 | 4 | 12.34 | 0.46 | 12.8 | 0
8 | 30 | 05:00 | 0 | 2016-08-30 | 5 | 16.9 | 0.44 | 17.34 | 0
8 | 30 | 06:00 | 288 | 2016-08-30 | 6 | 17.99 | 0.71 | 18.7 | 5385.6
8 | 30 | 07:00 | 2308 | 2016-08-30 | 7 | 22.24 | 0.87 | 23.11 | 53337.88
8 | 30 | 08:00 | 6228 | 2016-08-30 | 8 | 19.77 | 1.85 | 21.62 | 134649.36
8 | 30 | 09:00 | 9198 | 2016-08-30 | 9 | 20.18 | 1.52 | 21.7 | 199596.6
8 | 30 | 10:00 | 11767 | 2016-08-30 | 10 | 20.34 | 1.45 | 21.79 | 256402.93
8 | 30 | 11:00 | 13223 | 2016-08-30 | 11 | 21.1 | 1.36 | 22.46 | 296988.58
8 | 30 | 12:00 | 13151 | 2016-08-30 | 12 | 21.9 | 1.32 | 23.22 | 305366.22
8 | 30 | 13:00 | 13123 | 2016-08-30 | 13 | 23.74 | 1.32 | 25.06 | 328862.38
8 | 30 | 14:00 | 10725 | 2016-08-30 | 14 | 24.3 | 1.32 | 25.62 | 274774.5
8 | 30 | 15:00 | 9352 | 2016-08-30 | 15 | 26.35 | 1.25 | 27.6 | 258115.2
8 | 30 | 16:00 | 6835 | 2016-08-30 | 16 | 28.02 | 1.26 | 29.28 | 200128.8
8 | 30 | 17:00 | 3632 | 2016-08-30 | 17 | 31.06 | 1.27 | 32.33 | 117422.56
8 | 30 | 18:00 | 874 | 2016-08-30 | 18 | 37.72 | 1.35 | 39.07 | 34147.18
8 | 30 | 19:00 | 43 | 2016-08-30 | 19 | 33.17 | 1.37 | 34.54 | 1485.22
8 | 30 | 20:00 | 0 | 2016-08-30 | 20 | 36.65 | 1.38 | 38.03 | 0
8 | 30 | 21:00 | 0 | 2016-08-30 | 21 | 32.28 | 1.41 | 33.69 | 0
8 | 30 | 22:00 | 0 | 2016-08-30 | 22 | 24.79 | 1.39 | 26.18 | 0
8 | 30 | 23:00 | 0 | 2016-08-30 | 23 | 23.68 | 1.53 | 25.21 | 0
8 | 30 | 24:00 | 0 | 2016-08-30 | 24 | 22.71 | 0.47 | 23.18 | 0
8 | 31 | 01:00 | 0 | 2016-08-31 | 1 | 18.97 | 0.19 | 19.16 | 0
8 | 31 | 02:00 | 0 | 2016-08-31 | 2 | 21.55 | 0.18 | 21.73 | 0
8 | 31 | 03:00 | 0 | 2016-08-31 | 3 | 22.17 | 0.17 | 22.34 | 0
8 | 31 | 04:00 | 0 | 2016-08-31 | 4 | 21.17 | 0.17 | 21.34 | 0
8 | 31 | 05:00 | 0 | 2016-08-31 | 5 | 22.23 | 0.17 | 22.4 | 0
8 | 31 | 06:00 | 201 | 2016-08-31 | 6 | 23.4 | 0.21 | 23.61 | 4745.61
8 | 31 | 07:00 | 1401 | 2016-08-31 | 7 | 23.47 | 0.24 | 23.71 | 33217.71
8 | 31 | 08:00 | 3697 | 2016-08-31 | 8 | 32.61 | 1.48 | 34.09 | 126030.73
8 | 31 | 09:00 | 4507 | 2016-08-31 | 9 | 28.43 | 1.28 | 29.71 | 133902.97
8 | 31 | 10:00 | 7741 | 2016-08-31 | 10 | 29.15 | 1.17 | 30.32 | 234707.12
8 | 31 | 11:00 | 8413 | 2016-08-31 | 11 | 27.04 | 1.11 | 28.15 | 236825.95
8 | 31 | 12:00 | 8753 | 2016-08-31 | 12 | 25 | 1.09 | 26.09 | 228365.77
8 | 31 | 13:00 | 7364 | 2016-08-31 | 13 | 25.22 | 1.1 | 26.32 | 193820.48
8 | 31 | 14:00 | 5411 | 2016-08-31 | 14 | 23.68 | 1.07 | 24.75 | 133922.25
8 | 31 | 15:00 | 3836 | 2016-08-31 | 15 | 21.99 | 1.08 | 23.07 | 88496.52
8 | 31 | 16:00 | 3372 | 2016-08-31 | 16 | 22.45 | 1.08 | 23.53 | 79343.16
8 | 31 | 17:00 | 1614 | 2016-08-31 | 17 | 24.44 | 1.07 | 25.51 | 41173.14
8 | 31 | 18:00 | 457 | 2016-08-31 | 18 | 24.27 | 1.07 | 25.34 | 11580.38
8 | 31 | 19:00 | 3 | 2016-08-31 | 19 | 24.96 | 1.06 | 26.02 | 78.06
8 | 31 | 20:00 | 0 | 2016-08-31 | 20 | 28.14 | 1.05 | 29.19 | 0
8 | 31 | 21:00 | 0 | 2016-08-31 | 21 | 28.16 | 1.09 | 29.25 | 0
8 | 31 | 22:00 | 0 | 2016-08-31 | 22 | 24.77 | 1.14 | 25.91 | 0
8 | 31 | 23:00 | 0 | 2016-08-31 | 23 | 29.03 | 1.27 | 30.3 | 0
8 | 31 | 24:00 | 0 | 2016-08-31 | 24 | 25.8 | 0.23 | 26.03 | 0
9 | 1 | 01:00 | 0 | 2016-09-01 | 1 | 24.8 | 0.66 | 25.46 | 0
9 | 1 | 02:00 | 0 | 2016-09-01 | 2 | 26.12 | 0.67 | 26.79 | 0
9 | 1 | 03:00 | 0 | 2016-09-01 | 3 | 24.29 | 0.66 | 24.95 | 0
9 | 1 | 04:00 | 0 | 2016-09-01 | 4 | 23.35 | 0.65 | 24 | 0
9 | 1 | 05:00 | 0 | 2016-09-01 | 5 | 23.22 | 0.65 | 23.87 | 0
9 | 1 | 06:00 | 79 | 2016-09-01 | 6 | 24.46 | 0.67 | 25.13 | 1985.27
9 | 1 | 07:00 | 951 | 2016-09-01 | 7 | 39.93 | 1.25 | 41.18 | 39162.18
9 | 1 | 08:00 | 2285 | 2016-09-01 | 8 | 38.85 | 1.95 | 40.8 | 93228
9 | 1 | 09:00 | 4194 | 2016-09-01 | 9 | 38.5 | 1.81 | 40.31 | 169060.14
9 | 1 | 10:00 | 6725 | 2016-09-01 | 10 | 37.65 | 1.76 | 39.41 | 265032.25
9 | 1 | 11:00 | 8087 | 2016-09-01 | 11 | 27.34 | 1.59 | 28.93 | 233956.91
9 | 1 | 12:00 | 7872 | 2016-09-01 | 12 | 31.38 | 1.64 | 33.02 | 259933.44
9 | 1 | 13:00 | 9126 | 2016-09-01 | 13 | 24.1 | 1.58 | 25.68 | 234355.68
9 | 1 | 14:00 | 8521 | 2016-09-01 | 14 | 22.18 | 1.68 | 23.86 | 203311.06
9 | 1 | 15:00 | 6409 | 2016-09-01 | 15 | 20.94 | 1.71 | 22.65 | 145163.85
9 | 1 | 16:00 | 5516 | 2016-09-01 | 16 | 21.29 | 1.71 | 23 | 126868
9 | 1 | 17:00 | 2286 | 2016-09-01 | 17 | 23.49 | 1.7 | 25.19 | 57584.34
9 | 1 | 18:00 | 757 | 2016-09-01 | 18 | 21.34 | 1.73 | 23.07 | 17463.99
9 | 1 | 19:00 | 23 | 2016-09-01 | 19 | 21.16 | 1.72 | 22.88 | 526.24
9 | 1 | 20:00 | 0 | 2016-09-01 | 20 | 25.2 | 1.72 | 26.92 | 0
9 | 1 | 21:00 | 0 | 2016-09-01 | 21 | 24.68 | 1.7 | 26.38 | 0
9 | 1 | 22:00 | 0 | 2016-09-01 | 22 | 23.05 | 1.8 | 24.85 | 0
9 | 1 | 23:00 | 0 | 2016-09-01 | 23 | 27.93 | 2.07 | 30 | 0
9 | 1 | 24:00 | 0 | 2016-09-01 | 24 | 21.54 | 0.78 | 22.32 | 0
9 | 2 | 01:00 | 0 | 2016-09-02 | 1 | 6.41 | 0.5 | 6.91 | 0
9 | 2 | 02:00 | 0 | 2016-09-02 | 2 | 20.16 | 0.43 | 20.59 | 0
9 | 2 | 03:00 | 0 | 2016-09-02 | 3 | 21.11 | 0.43 | 21.54 | 0
9 | 2 | 04:00 | 0 | 2016-09-02 | 4 | 4.86 | 0.51 | 5.37 | 0
9 | 2 | 05:00 | 0 | 2016-09-02 | 5 | 14.13 | 0.47 | 14.6 | 0
9 | 2 | 06:00 | 236 | 2016-09-02 | 6 | 20.58 | 0.42 | 21 | 4956
9 | 2 | 07:00 | 2466 | 2016-09-02 | 7 | 20.71 | 0.54 | 21.25 | 52402.5
9 | 2 | 08:00 | 6093 | 2016-09-02 | 8 | 20.47 | 1.93 | 22.4 | 136483.2
9 | 2 | 09:00 | 9937 | 2016-09-02 | 9 | 21.29 | 1.69 | 22.98 | 228352.26
9 | 2 | 10:00 | 12806 | 2016-09-02 | 10 | 22.06 | 1.62 | 23.68 | 303246.08
9 | 2 | 11:00 | 11956 | 2016-09-02 | 11 | 19.58 | 1.58 | 21.16 | 252988.96
9 | 2 | 12:00 | 11203 | 2016-09-02 | 12 | 19.53 | 1.46 | 20.99 | 235150.97
9 | 2 | 13:00 | 9963 | 2016-09-02 | 13 | 18.79 | 1.55 | 20.34 | 202647.42
9 | 2 | 14:00 | 10855 | 2016-09-02 | 14 | 18.91 | 1.54 | 20.45 | 221984.75
9 | 2 | 15:00 | 9008 | 2016-09-02 | 15 | 19.12 | 1.53 | 20.65 | 186015.2
9 | 2 | 16:00 | 6475 | 2016-09-02 | 16 | 18.73 | 1.53 | 20.26 | 131183.5
9 | 2 | 17:00 | 3450 | 2016-09-02 | 17 | 20.23 | 1.53 | 21.76 | 75072
9 | 2 | 18:00 | 604 | 2016-09-02 | 18 | 18.93 | 1.53 | 20.46 | 12357.84
9 | 2 | 19:00 | 13 | 2016-09-02 | 19 | 18.49 | 1.56 | 20.05 | 260.65
9 | 2 | 20:00 | 0 | 2016-09-02 | 20 | 18.53 | 1.58 | 20.11 | 0
9 | 2 | 21:00 | 0 | 2016-09-02 | 21 | 18.57 | 1.6 | 20.17 | 0
9 | 2 | 22:00 | 0 | 2016-09-02 | 22 | 21.19 | 1.73 | 22.92 | 0
9 | 2 | 23:00 | 0 | 2016-09-02 | 23 | 21.84 | 1.89 | 23.73 | 0
9 | 2 | 24:00 | 0 | 2016-09-02 | 24 | 21.51 | 0.57 | 22.08 | 0
9 | 3 | 01:00 | 0 | 2016-09-03 | 1 | 19.93 | 0.25 | 20.18 | 0
9 | 3 | 02:00 | 0 | 2016-09-03 | 2 | 23.92 | 0.31 | 24.23 | 0
9 | 3 | 03:00 | 0 | 2016-09-03 | 3 | 16.9 | 0.28 | 17.18 | 0
9 | 3 | 04:00 | 0 | 2016-09-03 | 4 | 16.15 | 0.28 | 16.43 | 0
9 | 3 | 05:00 | 0 | 2016-09-03 | 5 | 14.08 | 0.25 | 14.33 | 0
9 | 3 | 06:00 | 203 | 2016-09-03 | 6 | 18.42 | 0.3 | 18.72 | 3800.16
9 | 3 | 07:00 | 1844 | 2016-09-03 | 7 | 19.15 | 0.43 | 19.58 | 36105.52
9 | 3 | 08:00 | 4677 | 2016-09-03 | 8 | 19.09 | 0.41 | 19.5 | 91201.5
9 | 3 | 09:00 | 7961 | 2016-09-03 | 9 | 27.05 | 0.51 | 27.56 | 219405.16
9 | 3 | 10:00 | 10803 | 2016-09-03 | 10 | 32.16 | 0.68 | 32.84 | 354770.52
9 | 3 | 11:00 | 12701 | 2016-09-03 | 11 | 19.42 | 0.27 | 19.69 | 250082.69
9 | 3 | 12:00 | 12741 | 2016-09-03 | 12 | 14.17 | 0.24 | 14.41 | 183597.81
9 | 3 | 13:00 | 12448 | 2016-09-03 | 13 | 14.34 | 0.21 | 14.55 | 181118.4
9 | 3 | 14:00 | 11133 | 2016-09-03 | 14 | 14.58 | 0.19 | 14.77 | 164434.41
9 | 3 | 15:00 | 8472 | 2016-09-03 | 15 | 12.66 | 0.23 | 12.89 | 109204.08
9 | 3 | 16:00 | 5413 | 2016-09-03 | 16 | 12.53 | 0.21 | 12.74 | 68961.62
9 | 3 | 17:00 | 3360 | 2016-09-03 | 17 | 12.04 | 0.21 | 12.25 | 41160
9 | 3 | 18:00 | 991 | 2016-09-03 | 18 | 15.29 | 0.22 | 15.51 | 15370.41
9 | 3 | 19:00 | 25 | 2016-09-03 | 19 | 16.78 | 0.24 | 17.02 | 425.5
9 | 3 | 20:00 | 0 | 2016-09-03 | 20 | 13.88 | 0.21 | 14.09 | 0
9 | 3 | 21:00 | 0 | 2016-09-03 | 21 | 16.24 | 0.22 | 16.46 | 0
9 | 3 | 22:00 | 0 | 2016-09-03 | 22 | 14.31 | 0.24 | 14.55 | 0
9 | 3 | 23:00 | 0 | 2016-09-03 | 23 | 13.81 | 0.44 | 14.25 | 0
9 | 3 | 24:00 | 0 | 2016-09-03 | 24 | 18.16 | 0.81 | 18.97 | 0
9 | 4 | 01:00 | 0 | 2016-09-04 | 1 | 10.79 | 0.55 | 11.34 | 0
9 | 4 | 02:00 | 0 | 2016-09-04 | 2 | 4.84 | 0.52 | 5.36 | 0
9 | 4 | 03:00 | 0 | 2016-09-04 | 3 | 8.07 | 0.57 | 8.64 | 0
9 | 4 | 04:00 | 0 | 2016-09-04 | 4 | 13.22 | 0.54 | 13.76 | 0
9 | 4 | 05:00 | 0 | 2016-09-04 | 5 | 6.54 | 0.59 | 7.13 | 0
9 | 4 | 06:00 | 235 | 2016-09-04 | 6 | 12.21 | 0.54 | 12.75 | 2996.25
9 | 4 | 07:00 | 2214 | 2016-09-04 | 7 | 12.94 | 0.59 | 13.53 | 29955.42
9 | 4 | 08:00 | 5620 | 2016-09-04 | 8 | 11.82 | 0.64 | 12.46 | 70025.2
9 | 4 | 09:00 | 9476 | 2016-09-04 | 9 | 12.16 | 0.51 | 12.67 | 120060.92
9 | 4 | 10:00 | 12091 | 2016-09-04 | 10 | 12.1 | 0.55 | 12.65 | 152951.15
9 | 4 | 11:00 | 13224 | 2016-09-04 | 11 | 13.35 | 0.49 | 13.84 | 183020.16
9 | 4 | 12:00 | 13438 | 2016-09-04 | 12 | 10.11 | 0.47 | 10.58 | 142174.04
9 | 4 | 13:00 | 13253 | 2016-09-04 | 13 | 10.54 | 0.48 | 11.02 | 146048.06
9 | 4 | 14:00 | 12053 | 2016-09-04 | 14 | 11.62 | 0.5 | 12.12 | 146082.36
9 | 4 | 15:00 | 9483 | 2016-09-04 | 15 | 14.15 | 0.46 | 14.61 | 138546.63
9 | 4 | 16:00 | 6310 | 2016-09-04 | 16 | 15.63 | 0.45 | 16.08 | 101464.8
9 | 4 | 17:00 | 3221 | 2016-09-04 | 17 | 18.34 | 0.5 | 18.84 | 60683.64
9 | 4 | 18:00 | 699 | 2016-09-04 | 18 | 15.88 | 0.49 | 16.37 | 11442.63
9 | 4 | 19:00 | 8 | 2016-09-04 | 19 | 17.09 | 0.53 | 17.62 | 140.96
9 | 4 | 20:00 | 0 | 2016-09-04 | 20 | 16.15 | 0.45 | 16.6 | 0
9 | 4 | 21:00 | 0 | 2016-09-04 | 21 | 19.62 | 0.47 | 20.09 | 0
9 | 4 | 22:00 | 0 | 2016-09-04 | 22 | 15 | 0.48 | 15.48 | 0
9 | 4 | 23:00 | 0 | 2016-09-04 | 23 | 13.42 | 0.55 | 13.97 | 0
9 | 4 | 24:00 | 0 | 2016-09-04 | 24 | 9.93 | 0.57 | 10.5 | 0
9 | 5 | 01:00 | 0 | 2016-09-05 | 1 | 5.98 | 0.88 | 6.86 | 0
9 | 5 | 02:00 | 0 | 2016-09-05 | 2 | 10.41 | 0.89 | 11.3 | 0
9 | 5 | 03:00 | 0 | 2016-09-05 | 3 | 12.55 | 0.88 | 13.43 | 0
9 | 5 | 04:00 | 0 | 2016-09-05 | 4 | 11.05 | 0.89 | 11.94 | 0
9 | 5 | 05:00 | 0 | 2016-09-05 | 5 | 10.31 | 0.93 | 11.24 | 0
9 | 5 | 06:00 | 102 | 2016-09-05 | 6 | 11 | 0.92 | 11.92 | 1215.84
9 | 5 | 07:00 | 1253 | 2016-09-05 | 7 | 12.46 | 1.23 | 13.69 | 17153.57
9 | 5 | 08:00 | 3359 | 2016-09-05 | 8 | 8.18 | 1.2 | 9.38 | 31507.42
9 | 5 | 09:00 | 5557 | 2016-09-05 | 9 | 11.04 | 0.84 | 11.88 | 66017.16
9 | 5 | 10:00 | 6754 | 2016-09-05 | 10 | 17.26 | 0.81 | 18.07 | 122044.78
9 | 5 | 11:00 | 9006 | 2016-09-05 | 11 | 16.52 | 0.84 | 17.36 | 156344.16
9 | 5 | 12:00 | 12267 | 2016-09-05 | 12 | 14.75 | 0.81 | 15.56 | 190874.52
9 | 5 | 13:00 | 12509 | 2016-09-05 | 13 | 14.1 | 0.81 | 14.91 | 186509.19
9 | 5 | 14:00 | 12467 | 2016-09-05 | 14 | 14.39 | 0.8 | 15.19 | 189373.73
9 | 5 | 15:00 | 10146 | 2016-09-05 | 15 | 15.3 | 0.79 | 16.09 | 163249.14
9 | 5 | 16:00 | 6341 | 2016-09-05 | 16 | 15.87 | 0.78 | 16.65 | 105577.65
9 | 5 | 17:00 | 2618 | 2016-09-05 | 17 | 17.27 | 0.78 | 18.05 | 47254.9
9 | 5 | 18:00 | 825 | 2016-09-05 | 18 | 21.9 | 0.79 | 22.69 | 18719.25
9 | 5 | 19:00 | 11 | 2016-09-05 | 19 | 23.14 | 0.82 | 23.96 | 263.56
9 | 5 | 20:00 | 0 | 2016-09-05 | 20 | 24.95 | 0.78 | 25.73 | 0
9 | 5 | 21:00 | 0 | 2016-09-05 | 21 | 19.08 | 0.79 | 19.87 | 0
9 | 5 | 22:00 | 0 | 2016-09-05 | 22 | 21.18 | 0.95 | 22.13 | 0
9 | 5 | 23:00 | 0 | 2016-09-05 | 23 | 13.77 | 0.88 | 14.65 | 0
9 | 5 | 24:00 | 0 | 2016-09-05 | 24 | 13.67 | 0.88 | 14.55 | 0
9 | 6 | 01:00 | 0 | 2016-09-06 | 1 | 15.83 | 0.68 | 16.51 | 0
9 | 6 | 02:00 | 0 | 2016-09-06 | 2 | 17.8 | 0.65 | 18.45 | 0
9 | 6 | 03:00 | 0 | 2016-09-06 | 3 | 18.09 | 0.66 | 18.75 | 0
9 | 6 | 04:00 | 0 | 2016-09-06 | 4 | 17.54 | 0.66 | 18.2 | 0
9 | 6 | 05:00 | 0 | 2016-09-06 | 5 | 18.64 | 0.64 | 19.28 | 0
9 | 6 | 06:00 | 23 | 2016-09-06 | 6 | 19.2 | 0.64 | 19.84 | 456.32
9 | 6 | 07:00 | 536 | 2016-09-06 | 7 | 22.08 | 0.76 | 22.84 | 12242.24
9 | 6 | 08:00 | 1220 | 2016-09-06 | 8 | 27.33 | 1.65 | 28.98 | 35355.6
9 | 6 | 09:00 | 2556 | 2016-09-06 | 9 | 26.59 | 1.43 | 28.02 | 71619.12
9 | 6 | 10:00 | 4011 | 2016-09-06 | 10 | 24.65 | 1.48 | 26.13 | 104807.43
9 | 6 | 11:00 | 6371 | 2016-09-06 | 11 | 33 | 1.85 | 34.85 | 222029.35
9 | 6 | 12:00 | 5203 | 2016-09-06 | 12 | 40.83 | 1.89 | 42.72 | 222272.16
9 | 6 | 13:00 | 5666 | 2016-09-06 | 13 | 27.42 | 1.79 | 29.21 | 165503.86
9 | 6 | 14:00 | 6167 | 2016-09-06 | 14 | 26.12 | 1.68 | 27.8 | 171442.6
9 | 6 | 15:00 | 5161 | 2016-09-06 | 15 | 27.62 | 1.66 | 29.28 | 151114.08
9 | 6 | 16:00 | 3154 | 2016-09-06 | 16 | 37.35 | 1.84 | 39.19 | 123605.26
9 | 6 | 17:00 | 2375 | 2016-09-06 | 17 | 42.31 | 1.87 | 44.18 | 104927.5
9 | 6 | 18:00 | 444 | 2016-09-06 | 18 | 43.98 | 1.9 | 45.88 | 20370.72
9 | 6 | 19:00 | 1 | 2016-09-06 | 19 | 48.36 | 2.01 | 50.37 | 50.37
9 | 6 | 20:00 | 0 | 2016-09-06 | 20 | 51.74 | 1.91 | 53.65 | 0
9 | 6 | 21:00 | 0 | 2016-09-06 | 21 | 39.98 | 1.67 | 41.65 | 0
9 | 6 | 22:00 | 0 | 2016-09-06 | 22 | 40.44 | 1.87 | 42.31 | 0
9 | 6 | 23:00 | 0 | 2016-09-06 | 23 | 28.38 | 1.77 | 30.15 | 0
9 | 6 | 24:00 | 0 | 2016-09-06 | 24 | 23.54 | 0.79 | 24.33 | 0
9 | 7 | 01:00 | 0 | 2016-09-07 | 1 | 22.73 | 0.93 | 23.66 | 0
9 | 7 | 02:00 | 0 | 2016-09-07 | 2 | 21.21 | 0.92 | 22.13 | 0
9 | 7 | 03:00 | 0 | 2016-09-07 | 3 | 20.3 | 0.92 | 21.22 | 0
9 | 7 | 04:00 | 0 | 2016-09-07 | 4 | 17.62 | 0.94 | 18.56 | 0
9 | 7 | 05:00 | 0 | 2016-09-07 | 5 | 21.33 | 0.92 | 22.25 | 0
9 | 7 | 06:00 | 42 | 2016-09-07 | 6 | 21.38 | 0.94 | 22.32 | 937.44
9 | 7 | 07:00 | 920 | 2016-09-07 | 7 | 22.03 | 0.95 | 22.98 | 21141.6
9 | 7 | 08:00 | 2127 | 2016-09-07 | 8 | 32.83 | 2.09 | 34.92 | 74274.84
9 | 7 | 09:00 | 1469 | 2016-09-07 | 9 | 51.49 | 2.38 | 53.87 | 79135.03
9 | 7 | 10:00 | 1450 | 2016-09-07 | 10 | 33.7 | 2.11 | 35.81 | 51924.5
9 | 7 | 11:00 | 2790 | 2016-09-07 | 11 | 27.6 | 1.96 | 29.56 | 82472.4
9 | 7 | 12:00 | 4930 | 2016-09-07 | 12 | 43.14 | 2 | 45.14 | 222540.2
9 | 7 | 13:00 | 5719 | 2016-09-07 | 13 | 42.02 | 2.18 | 44.2 | 252779.8
9 | 7 | 14:00 | 4587 | 2016-09-07 | 14 | 37.39 | 1.95 | 39.34 | 180452.58
9 | 7 | 15:00 | 4065 | 2016-09-07 | 15 | 53.63 | 2.13 | 55.76 | 226664.4
9 | 7 | 16:00 | 4030 | 2016-09-07 | 16 | 44.03 | 2.02 | 46.05 | 185581.5
9 | 7 | 17:00 | 2078 | 2016-09-07 | 17 | 37.04 | 3.9 | 40.94 | 85073.32
9 | 7 | 18:00 | 329 | 2016-09-07 | 18 | 44.9 | 4.28 | 49.18 | 16180.22
9 | 7 | 19:00 | 1 | 2016-09-07 | 19 | 59.97 | 2.95 | 62.92 | 62.92
9 | 7 | 20:00 | 0 | 2016-09-07 | 20 | 58.85 | 2.02 | 60.87 | 0
9 | 7 | 21:00 | 0 | 2016-09-07 | 21 | 36.66 | 1.88 | 38.54 | 0
9 | 7 | 22:00 | 0 | 2016-09-07 | 22 | 34.35 | 2.07 | 36.42 | 0
9 | 7 | 23:00 | 0 | 2016-09-07 | 23 | 28.04 | 2.13 | 30.17 | 0
9 | 7 | 24:00 | 0 | 2016-09-07 | 24 | 23.79 | 0.94 | 24.73 | 0
9 | 8 | 01:00 | 0 | 2016-09-08 | 1 | 29.1 | 0.33 | 29.43 | 0
9 | 8 | 02:00 | 0 | 2016-09-08 | 2 | 31.59 | 0.33 | 31.92 | 0
9 | 8 | 03:00 | 0 | 2016-09-08 | 3 | 27 | 0.33 | 27.33 | 0
9 | 8 | 04:00 | 0 | 2016-09-08 | 4 | 26.18 | 0.33 | 26.51 | 0
9 | 8 | 05:00 | 0 | 2016-09-08 | 5 | 25.82 | 0.3 | 26.12 | 0
9 | 8 | 06:00 | 39 | 2016-09-08 | 6 | 27.43 | 0.41 | 27.84 | 1085.76
9 | 8 | 07:00 | 1183 | 2016-09-08 | 7 | 51.37 | 0.5 | 51.87 | 61362.21
9 | 8 | 08:00 | 3477 | 2016-09-08 | 8 | 59.45 | 2.08 | 61.53 | 213939.81
9 | 8 | 09:00 | 4827 | 2016-09-08 | 9 | 62.1 | 2.41 | 64.51 | 311389.77
9 | 8 | 10:00 | 6215 | 2016-09-08 | 10 | 27.31 | 1.42 | 28.73 | 178556.95
9 | 8 | 11:00 | 6515 | 2016-09-08 | 11 | 36.21 | 1.39 | 37.6 | 244964
9 | 8 | 12:00 | 7116 | 2016-09-08 | 12 | 52.65 | 1.45 | 54.1 | 384975.6
9 | 8 | 13:00 | 7935 | 2016-09-08 | 13 | 60.95 | 1.48 | 62.43 | 495382.05
9 | 8 | 14:00 | 9457 | 2016-09-08 | 14 | 38.79 | 1.39 | 40.18 | 379982.26
9 | 8 | 15:00 | 8380 | 2016-09-08 | 15 | 56 | 1.41 | 57.41 | 481095.8
9 | 8 | 16:00 | 5609 | 2016-09-08 | 16 | 51.06 | 1.35 | 52.41 | 293967.69
9 | 8 | 17:00 | 2295 | 2016-09-08 | 17 | 73.51 | 1.54 | 75.05 | 172239.75
9 | 8 | 18:00 | 316 | 2016-09-08 | 18 | 75.7 | 1.67 | 77.37 | 24448.92
9 | 8 | 19:00 | 0 | 2016-09-08 | 19 | 64.61 | 1.41 | 66.02 | 0
9 | 8 | 20:00 | 0 | 2016-09-08 | 20 | 62.31 | 1.44 | 63.75 | 0
9 | 8 | 21:00 | 0 | 2016-09-08 | 21 | 46.89 | 1.42 | 48.31 | 0
9 | 8 | 22:00 | 0 | 2016-09-08 | 22 | 34.1 | 1.46 | 35.56 | 0
9 | 8 | 23:00 | 0 | 2016-09-08 | 23 | 29.42 | 1.49 | 30.91 | 0
9 | 8 | 24:00 | 0 | 2016-09-08 | 24 | 28.47 | 0.38 | 28.85 | 0
9 | 9 | 01:00 | 0 | 2016-09-09 | 1 | 27.04 | 1.12 | 28.16 | 0
9 | 9 | 02:00 | 0 | 2016-09-09 | 2 | 26.48 | 1.12 | 27.6 | 0
9 | 9 | 03:00 | 0 | 2016-09-09 | 3 | 25.21 | 1.12 | 26.33 | 0
9 | 9 | 04:00 | 0 | 2016-09-09 | 4 | 24.89 | 1.12 | 26.01 | 0
9 | 9 | 05:00 | 0 | 2016-09-09 | 5 | 24.5 | 1.12 | 25.62 | 0
9 | 9 | 06:00 | 38 | 2016-09-09 | 6 | 29.27 | 1.17 | 30.44 | 1156.72
9 | 9 | 07:00 | 723 | 2016-09-09 | 7 | 43.51 | 1.3 | 44.81 | 32397.63
9 | 9 | 08:00 | 1840 | 2016-09-09 | 8 | 46.7 | 2.28 | 48.98 | 90123.2
9 | 9 | 09:00 | 6511 | 2016-09-09 | 9 | 39.15 | 2.18 | 41.33 | 269099.63
9 | 9 | 10:00 | 9544 | 2016-09-09 | 10 | 38.54 | 2.13 | 40.67 | 388154.48
9 | 9 | 11:00 | 10220 | 2016-09-09 | 11 | 61.83 | 2.22 | 64.05 | 654591
9 | 9 | 12:00 | 10953 | 2016-09-09 | 12 | 71.14 | 2.16 | 73.3 | 802854.9
9 | 9 | 13:00 | 12908 | 2016-09-09 | 13 | 75.09 | 2.29 | 77.38 | 998821.04
9 | 9 | 14:00 | 10467 | 2016-09-09 | 14 | 77.18 | 2.28 | 79.46 | 831707.82
9 | 9 | 15:00 | 7475 | 2016-09-09 | 15 | 88.19 | 3.55 | 91.74 | 685756.5
9 | 9 | 16:00 | 5367 | 2016-09-09 | 16 | 134.1 | 4.59 | 138.69 | 744349.23
9 | 9 | 17:00 | 2041 | 2016-09-09 | 17 | 132.83 | 5.02 | 137.85 | 281351.85
9 | 9 | 18:00 | 692 | 2016-09-09 | 18 | 171.44 | 6.02 | 177.46 | 122802.32
9 | 9 | 19:00 | 3 | 2016-09-09 | 19 | 111.82 | 3.26 | 115.08 | 345.24
9 | 9 | 20:00 | 0 | 2016-09-09 | 20 | 59.68 | 2.14 | 61.82 | 0
9 | 9 | 21:00 | 0 | 2016-09-09 | 21 | 47.62 | 2.2 | 49.82 | 0
9 | 9 | 22:00 | 0 | 2016-09-09 | 22 | 38.79 | 2.22 | 41.01 | 0
9 | 9 | 23:00 | 0 | 2016-09-09 | 23 | 53.56 | 3.18 | 56.74 | 0
9 | 9 | 24:00 | 0 | 2016-09-09 | 24 | 29.59 | 1.19 | 30.78 | 0
9 | 10 | 01:00 | 0 | 2016-09-10 | 1 | 50.95 | 0.62 | 51.57 | 0
9 | 10 | 02:00 | 0 | 2016-09-10 | 2 | 42.14 | 0.59 | 42.73 | 0
9 | 10 | 03:00 | 0 | 2016-09-10 | 3 | 51.28 | 1.59 | 52.87 | 0
9 | 10 | 04:00 | 0 | 2016-09-10 | 4 | 35.01 | 0.4 | 35.41 | 0
9 | 10 | 05:00 | 0 | 2016-09-10 | 5 | 29.75 | 0.32 | 30.07 | 0
9 | 10 | 06:00 | 100 | 2016-09-10 | 6 | 25.43 | 0.31 | 25.74 | 2574
9 | 10 | 07:00 | 961 | 2016-09-10 | 7 | 27.4 | 0.4 | 27.8 | 26715.8
9 | 10 | 08:00 | 2286 | 2016-09-10 | 8 | 30.11 | 0.44 | 30.55 | 69837.3
9 | 10 | 09:00 | 3791 | 2016-09-10 | 9 | 33.46 | 0.46 | 33.92 | 128590.72
9 | 10 | 10:00 | 5864 | 2016-09-10 | 10 | 38.94 | 0.41 | 39.35 | 230748.4
9 | 10 | 11:00 | 5596 | 2016-09-10 | 11 | 47.02 | 0.48 | 47.5 | 265810
9 | 10 | 12:00 | 4615 | 2016-09-10 | 12 | 42.21 | 0.54 | 42.75 | 197291.25
9 | 10 | 13:00 | 4598 | 2016-09-10 | 13 | 36.95 | 0.46 | 37.41 | 172011.18
9 | 10 | 14:00 | 4267 | 2016-09-10 | 14 | 43.2 | 0.37 | 43.57 | 185913.19
9 | 10 | 15:00 | 3963 | 2016-09-10 | 15 | 61.49 | 0.94 | 62.43 | 247410.09
9 | 10 | 16:00 | 4108 | 2016-09-10 | 16 | 93.28 | 2.25 | 95.53 | 392437.24
9 | 10 | 17:00 | 1759 | 2016-09-10 | 17 | 77.95 | 1.34 | 79.29 | 139471.11
9 | 10 | 18:00 | 390 | 2016-09-10 | 18 | 52.97 | 0.46 | 53.43 | 20837.7
9 | 10 | 19:00 | 0 | 2016-09-10 | 19 | 39.13 | 0.41 | 39.54 | 0
9 | 10 | 20:00 | 0 | 2016-09-10 | 20 | 63.51 | 0.97 | 64.48 | 0
9 | 10 | 21:00 | 0 | 2016-09-10 | 21 | 37.7 | 0.47 | 38.17 | 0
9 | 10 | 22:00 | 0 | 2016-09-10 | 22 | 37.7 | 0.53 | 38.23 | 0
9 | 10 | 23:00 | 0 | 2016-09-10 | 23 | 32.57 | 0.54 | 33.11 | 0
9 | 10 | 24:00 | 0 | 2016-09-10 | 24 | 26.41 | 0.34 | 26.75 | 0
9 | 11 | 01:00 | 0 | 2016-09-11 | 1 | 23.86 | 0.25 | 24.11 | 0
9 | 11 | 02:00 | 0 | 2016-09-11 | 2 | 34.25 | 0.39 | 34.64 | 0
9 | 11 | 03:00 | 0 | 2016-09-11 | 3 | 54.02 | 0.49 | 54.51 | 0
9 | 11 | 04:00 | 0 | 2016-09-11 | 4 | 26.47 | 0.31 | 26.78 | 0
9 | 11 | 05:00 | 0 | 2016-09-11 | 5 | 26.47 | 0.26 | 26.73 | 0
9 | 11 | 06:00 | 52 | 2016-09-11 | 6 | 29.58 | 0.32 | 29.9 | 1554.8
9 | 11 | 07:00 | 380 | 2016-09-11 | 7 | 40.91 | 0.73 | 41.64 | 15823.2
9 | 11 | 08:00 | 1300 | 2016-09-11 | 8 | 42.44 | 0.65 | 43.09 | 56017
9 | 11 | 09:00 | 1649 | 2016-09-11 | 9 | 40.99 | 0.44 | 41.43 | 68318.07
9 | 11 | 10:00 | 3239 | 2016-09-11 | 10 | 41.74 | 0.38 | 42.12 | 136426.68
9 | 11 | 11:00 | 5270 | 2016-09-11 | 11 | 39.56 | 0.44 | 40 | 210800
9 | 11 | 12:00 | 9410 | 2016-09-11 | 12 | 25.12 | 0.29 | 25.41 | 239108.1
9 | 11 | 13:00 | 11057 | 2016-09-11 | 13 | 26.7 | 0.35 | 27.05 | 299091.85
9 | 11 | 14:00 | 11491 | 2016-09-11 | 14 | 24.06 | 0.27 | 24.33 | 279576.03
9 | 11 | 15:00 | 9612 | 2016-09-11 | 15 | 23.77 | 0.24 | 24.01 | 230784.12
9 | 11 | 16:00 | 6373 | 2016-09-11 | 16 | 27.09 | 0.25 | 27.34 | 174237.82
9 | 11 | 17:00 | 3120 | 2016-09-11 | 17 | 34.11 | 0.32 | 34.43 | 107421.6
9 | 11 | 18:00 | 392 | 2016-09-11 | 18 | 38.31 | 0.32 | 38.63 | 15142.96
9 | 11 | 19:00 | 1 | 2016-09-11 | 19 | 28.07 | 0.29 | 28.36 | 28.36
9 | 11 | 20:00 | 0 | 2016-09-11 | 20 | 31.74 | 0.25 | 31.99 | 0
9 | 11 | 21:00 | 0 | 2016-09-11 | 21 | 30.36 | 0.26 | 30.62 | 0
9 | 11 | 22:00 | 0 | 2016-09-11 | 22 | 21.68 | 0.27 | 21.95 | 0
9 | 11 | 23:00 | 0 | 2016-09-11 | 23 | 11.66 | 0.27 | 11.93 | 0
9 | 11 | 24:00 | 0 | 2016-09-11 | 24 | -0.75 | 0.31 | -0.44 | 0
9 | 12 | 01:00 | 0 | 2016-09-12 | 1 | 20.98 | 0.49 | 21.47 | 0
9 | 12 | 02:00 | 0 | 2016-09-12 | 2 | 13.93 | 0.46 | 14.39 | 0
9 | 12 | 03:00 | 0 | 2016-09-12 | 3 | -10.32 | 0.48 | -9.84 | 0
9 | 12 | 04:00 | 0 | 2016-09-12 | 4 | -42.15 | 1.05 | -41.1 | 0
9 | 12 | 05:00 | 0 | 2016-09-12 | 5 | 17.81 | 0.5 | 18.31 | 0
9 | 12 | 06:00 | 142 | 2016-09-12 | 6 | 13.82 | 0.63 | 14.45 | 2051.9
9 | 12 | 07:00 | 2253 | 2016-09-12 | 7 | 15.24 | 0.66 | 15.9 | 35822.7
9 | 12 | 08:00 | 5621 | 2016-09-12 | 8 | 13.38 | 2.06 | 15.44 | 86788.24
9 | 12 | 09:00 | 9989 | 2016-09-12 | 9 | 19.06 | 1.89 | 20.95 | 209269.55
9 | 12 | 10:00 | 12819 | 2016-09-12 | 10 | 18.93 | 1.83 | 20.76 | 266122.44
9 | 12 | 11:00 | 13779 | 2016-09-12 | 11 | 20.84 | 1.77 | 22.61 | 311543.19
9 | 12 | 12:00 | 13942 | 2016-09-12 | 12 | 20.33 | 1.75 | 22.08 | 307839.36
9 | 12 | 13:00 | 13225 | 2016-09-12 | 13 | 20.23 | 1.71 | 21.94 | 290156.5
9 | 12 | 14:00 | 12167 | 2016-09-12 | 14 | 20.67 | 1.7 | 22.37 | 272175.79
9 | 12 | 15:00 | 9687 | 2016-09-12 | 15 | 21.4 | 1.67 | 23.07 | 223479.09
9 | 12 | 16:00 | 6428 | 2016-09-12 | 16 | 22.43 | 1.68 | 24.11 | 154979.08
9 | 12 | 17:00 | 2947 | 2016-09-12 | 17 | 22.4 | 1.64 | 24.04 | 70845.88
9 | 12 | 18:00 | 365 | 2016-09-12 | 18 | 21.91 | 1.67 | 23.58 | 8606.7
9 | 12 | 19:00 | 0 | 2016-09-12 | 19 | 20.63 | 1.68 | 22.31 | 0
9 | 12 | 20:00 | 0 | 2016-09-12 | 20 | 22.35 | 1.67 | 24.02 | 0
9 | 12 | 21:00 | 0 | 2016-09-12 | 21 | 21.88 | 1.72 | 23.6 | 0
9 | 12 | 22:00 | 0 | 2016-09-12 | 22 | 21.27 | 1.95 | 23.22 | 0
9 | 12 | 23:00 | 0 | 2016-09-12 | 23 | 17.61 | 2.39 | 20 | 0
9 | 12 | 24:00 | 0 | 2016-09-12 | 24 | 7.35 | 0.55 | 7.9 | 0
9 | 13 | 01:00 | 0 | 2016-09-13 | 1 | 11.95 | 0.59 | 12.54 | 0
9 | 13 | 02:00 | 0 | 2016-09-13 | 2 | 17.11 | 0.47 | 17.58 | 0
9 | 13 | 03:00 | 0 | 2016-09-13 | 3 | 16.25 | 0.46 | 16.71 | 0
9 | 13 | 04:00 | 0 | 2016-09-13 | 4 | 20.8 | 0.5 | 21.3 | 0
9 | 13 | 05:00 | 0 | 2016-09-13 | 5 | 8.72 | 0.58 | 9.3 | 0
9 | 13 | 06:00 | 133 | 2016-09-13 | 6 | -18 | 0.75 | -17.25 | -2294.25
9 | 13 | 07:00 | 2274 | 2016-09-13 | 7 | 19.74 | 0.71 | 20.45 | 46503.3
9 | 13 | 08:00 | 5760 | 2016-09-13 | 8 | 24.94 | 1.97 | 26.91 | 155001.6
9 | 13 | 09:00 | 9527 | 2016-09-13 | 9 | 23.52 | 1.81 | 25.33 | 241318.91
9 | 13 | 10:00 | 12527 | 2016-09-13 | 10 | 22.43 | 1.78 | 24.21 | 303278.67
9 | 13 | 11:00 | 13501 | 2016-09-13 | 11 | 23.57 | 1.69 | 25.26 | 341035.26
9 | 13 | 12:00 | 13650 | 2016-09-13 | 12 | 24.39 | 1.65 | 26.04 | 355446
9 | 13 | 13:00 | 13417 | 2016-09-13 | 13 | 25.78 | 1.64 | 27.42 | 367894.14
9 | 13 | 14:00 | 12061 | 2016-09-13 | 14 | 25.84 | 1.59 | 27.43 | 330833.23
9 | 13 | 15:00 | 9424 | 2016-09-13 | 15 | 25.84 | 1.58 | 27.42 | 258406.08
9 | 13 | 16:00 | 6270 | 2016-09-13 | 16 | 25.97 | 1.57 | 27.54 | 172675.8
9 | 13 | 17:00 | 2848 | 2016-09-13 | 17 | 29.08 | 1.57 | 30.65 | 87291.2
9 | 13 | 18:00 | 327 | 2016-09-13 | 18 | 33.83 | 1.59 | 35.42 | 11582.34
9 | 13 | 19:00 | 0 | 2016-09-13 | 19 | 40.3 | 1.81 | 42.11 | 0
9 | 13 | 20:00 | 0 | 2016-09-13 | 20 | 34.43 | 1.59 | 36.02 | 0
9 | 13 | 21:00 | 0 | 2016-09-13 | 21 | 28.29 | 1.6 | 29.89 | 0
9 | 13 | 22:00 | 0 | 2016-09-13 | 22 | 27.61 | 1.74 | 29.35 | 0
9 | 13 | 23:00 | 0 | 2016-09-13 | 23 | 25.5 | 1.86 | 27.36 | 0
9 | 13 | 24:00 | 0 | 2016-09-13 | 24 | 24.39 | 0.51 | 24.9 | 0
9 | 14 | 01:00 | 0 | 2016-09-14 | 1 | 20.4 | 0.54 | 20.94 | 0
9 | 14 | 02:00 | 0 | 2016-09-14 | 2 | 19.5 | 0.55 | 20.05 | 0
9 | 14 | 03:00 | 0 | 2016-09-14 | 3 | 15.04 | 0.58 | 15.62 | 0
9 | 14 | 04:00 | 0 | 2016-09-14 | 4 | 8.12 | 0.61 | 8.73 | 0
9 | 14 | 05:00 | 0 | 2016-09-14 | 5 | 14.04 | 0.54 | 14.58 | 0
9 | 14 | 06:00 | 121 | 2016-09-14 | 6 | 23.1 | 0.55 | 23.65 | 2861.65
9 | 14 | 07:00 | 1816 | 2016-09-14 | 7 | 47.97 | 1.15 | 49.12 | 89201.92
9 | 14 | 08:00 | 5549 | 2016-09-14 | 8 | 27.61 | 2.14 | 29.75 | 165082.75
9 | 14 | 09:00 | 9127 | 2016-09-14 | 9 | 23.99 | 1.9 | 25.89 | 236298.03
9 | 14 | 10:00 | 10343 | 2016-09-14 | 10 | 24.07 | 1.63 | 25.7 | 265815.1
9 | 14 | 11:00 | 11191 | 2016-09-14 | 11 | 29.99 | 1.66 | 31.65 | 354195.15
9 | 14 | 12:00 | 9595 | 2016-09-14 | 12 | 43.57 | 1.69 | 45.26 | 434269.7
9 | 14 | 13:00 | 8462 | 2016-09-14 | 13 | 47.28 | 1.71 | 48.99 | 414553.38
9 | 14 | 14:00 | 5993 | 2016-09-14 | 14 | 51.93 | 1.76 | 53.69 | 321764.17
9 | 14 | 15:00 | 4566 | 2016-09-14 | 15 | 54.84 | 1.72 | 56.56 | 258252.96
9 | 14 | 16:00 | 2449 | 2016-09-14 | 16 | 41.84 | 1.64 | 43.48 | 106482.52
9 | 14 | 17:00 | 596 | 2016-09-14 | 17 | 37.44 | 1.54 | 38.98 | 23232.08
9 | 14 | 18:00 | 250 | 2016-09-14 | 18 | 47.79 | 2.13 | 49.92 | 12480
9 | 14 | 19:00 | 0 | 2016-09-14 | 19 | 40.24 | 1.59 | 41.83 | 0
9 | 14 | 20:00 | 0 | 2016-09-14 | 20 | 58.42 | 2.21 | 60.63 | 0
9 | 14 | 21:00 | 0 | 2016-09-14 | 21 | 38.42 | 1.71 | 40.13 | 0
9 | 14 | 22:00 | 0 | 2016-09-14 | 22 | 27.22 | 1.79 | 29.01 | 0
9 | 14 | 23:00 | 0 | 2016-09-14 | 23 | 22.38 | 1.92 | 24.3 | 0
9 | 14 | 24:00 | 0 | 2016-09-14 | 24 | 24.43 | 0.57 | 25 | 0
9 | 15 | 01:00 | 0 | 2016-09-15 | 1 | 47.91 | 0.73 | 48.64 | 0
9 | 15 | 02:00 | 0 | 2016-09-15 | 2 | 52.97 | 0.86 | 53.83 | 0
9 | 15 | 03:00 | 0 | 2016-09-15 | 3 | 35.42 | 0.69 | 36.11 | 0
9 | 15 | 04:00 | 0 | 2016-09-15 | 4 | 31.66 | 0.66 | 32.32 | 0
9 | 15 | 05:00 | 0 | 2016-09-15 | 5 | 30.15 | 0.67 | 30.82 | 0
9 | 15 | 06:00 | 132 | 2016-09-15 | 6 | 29.02 | 0.7 | 29.72 | 3923.04
9 | 15 | 07:00 | 2310 | 2016-09-15 | 7 | 26.49 | 0.73 | 27.22 | 62878.2
9 | 15 | 08:00 | 5984 | 2016-09-15 | 8 | 25.74 | 2.12 | 27.86 | 166714.24
9 | 15 | 09:00 | 9891 | 2016-09-15 | 9 | 26.81 | 2.12 | 28.93 | 286146.63
9 | 15 | 10:00 | 11384 | 2016-09-15 | 10 | 25.07 | 1.98 | 27.05 | 307937.2
9 | 15 | 11:00 | 11488 | 2016-09-15 | 11 | 24.38 | 1.98 | 26.36 | 302823.68
9 | 15 | 12:00 | 12713 | 2016-09-15 | 12 | 37.08 | 2.58 | 39.66 | 504197.58
9 | 15 | 13:00 | 11114 | 2016-09-15 | 13 | 24 | 1.96 | 25.96 | 288519.44
9 | 15 | 14:00 | 11790 | 2016-09-15 | 14 | 22.49 | 1.95 | 24.44 | 288147.6
9 | 15 | 15:00 | 9545 | 2016-09-15 | 15 | 22.51 | 1.92 | 24.43 | 233184.35
9 | 15 | 16:00 | 6314 | 2016-09-15 | 16 | 23.63 | 1.91 | 25.54 | 161259.56
9 | 15 | 17:00 | 2727 | 2016-09-15 | 17 | 23.96 | 1.88 | 25.84 | 70465.68
9 | 15 | 18:00 | 271 | 2016-09-15 | 18 | 24.64 | 1.87 | 26.51 | 7184.21
9 | 15 | 19:00 | 0 | 2016-09-15 | 19 | 24.96 | 1.9 | 26.86 | 0
9 | 15 | 20:00 | 0 | 2016-09-15 | 20 | 31.32 | 1.9 | 33.22 | 0
9 | 15 | 21:00 | 0 | 2016-09-15 | 21 | 28.84 | 1.97 | 30.81 | 0
9 | 15 | 22:00 | 0 | 2016-09-15 | 22 | 23.34 | 2.04 | 25.38 | 0
9 | 15 | 23:00 | 0 | 2016-09-15 | 23 | 30.11 | 2.71 | 32.82 | 0
9 | 15 | 24:00 | 0 | 2016-09-15 | 24 | 31.09 | 1.17 | 32.26 | 0
9 | 16 | 01:00 | 0 | 2016-09-16 | 1 | 25.79 | 0.83 | 26.62 | 0
9 | 16 | 02:00 | 0 | 2016-09-16 | 2 | 20.01 | 0.86 | 20.87 | 0
9 | 16 | 03:00 | 0 | 2016-09-16 | 3 | 17.68 | 0.91 | 18.59 | 0
9 | 16 | 04:00 | 0 | 2016-09-16 | 4 | 21.33 | 0.87 | 22.2 | 0
9 | 16 | 05:00 | 0 | 2016-09-16 | 5 | 19.04 | 0.95 | 19.99 | 0
9 | 16 | 06:00 | 74 | 2016-09-16 | 6 | 21.67 | 0.93 | 22.6 | 1672.4
9 | 16 | 07:00 | 2014 | 2016-09-16 | 7 | 34.59 | 1.18 | 35.77 | 72040.78
9 | 16 | 08:00 | 5313 | 2016-09-16 | 8 | 43.53 | 2.53 | 46.06 | 244716.78
9 | 16 | 09:00 | 9683 | 2016-09-16 | 9 | 22.86 | 2.09 | 24.95 | 241590.85
9 | 16 | 10:00 | 12645 | 2016-09-16 | 10 | 33.7 | 2.59 | 36.29 | 458887.05
9 | 16 | 11:00 | 12969 | 2016-09-16 | 11 | 21.88 | 1.95 | 23.83 | 309051.27
9 | 16 | 12:00 | 13053 | 2016-09-16 | 12 | 21.18 | 1.92 | 23.1 | 301524.3
9 | 16 | 13:00 | 12553 | 2016-09-16 | 13 | 21.18 | 1.91 | 23.09 | 289848.77
9 | 16 | 14:00 | 11845 | 2016-09-16 | 14 | 22.92 | 1.88 | 24.8 | 293756
9 | 16 | 15:00 | 9509 | 2016-09-16 | 15 | 28.63 | 1.94 | 30.57 | 290690.13
9 | 16 | 16:00 | 6010 | 2016-09-16 | 16 | 24.93 | 1.82 | 26.75 | 160767.5
9 | 16 | 17:00 | 2725 | 2016-09-16 | 17 | 26.63 | 1.82 | 28.45 | 77526.25
9 | 16 | 18:00 | 278 | 2016-09-16 | 18 | 25.64 | 1.86 | 27.5 | 7645
9 | 16 | 19:00 | 0 | 2016-09-16 | 19 | 25.93 | 1.9 | 27.83 | 0
9 | 16 | 20:00 | 0 | 2016-09-16 | 20 | 24.05 | 1.85 | 25.9 | 0
9 | 16 | 21:00 | 0 | 2016-09-16 | 21 | 22.93 | 1.91 | 24.84 | 0
9 | 16 | 22:00 | 0 | 2016-09-16 | 22 | 18.56 | 2.04 | 20.6 | 0
9 | 16 | 23:00 | 0 | 2016-09-16 | 23 | 10.72 | 2.22 | 12.94 | 0
9 | 16 | 24:00 | 0 | 2016-09-16 | 24 | 18.53 | 0.81 | 19.34 | 0
9 | 17 | 01:00 | 0 | 2016-09-17 | 1 | 26.6 | 1.45 | 28.05 | 0
9 | 17 | 02:00 | 0 | 2016-09-17 | 2 | 21.45 | 1.45 | 22.9 | 0
9 | 17 | 03:00 | 0 | 2016-09-17 | 3 | 21.97 | 1.38 | 23.35 | 0
9 | 17 | 04:00 | 0 | 2016-09-17 | 4 | 21.14 | 1.45 | 22.59 | 0
9 | 17 | 05:00 | 0 | 2016-09-17 | 5 | 22.16 | 1.39 | 23.55 | 0
9 | 17 | 06:00 | 57 | 2016-09-17 | 6 | 31.46 | 1.52 | 32.98 | 1879.86
9 | 17 | 07:00 | 1750 | 2016-09-17 | 7 | 34.78 | 1.96 | 36.74 | 64295
9 | 17 | 08:00 | 5421 | 2016-09-17 | 8 | 25.07 | 2.46 | 27.53 | 149240.13
9 | 17 | 09:00 | 9413 | 2016-09-17 | 9 | 16.56 | 1.66 | 18.22 | 171504.86
9 | 17 | 10:00 | 11973 | 2016-09-17 | 10 | 17.28 | 1.42 | 18.7 | 223895.1
9 | 17 | 11:00 | 13344 | 2016-09-17 | 11 | 20.07 | 1.41 | 21.48 | 286629.12
9 | 17 | 12:00 | 13660 | 2016-09-17 | 12 | 18.9 | 1.43 | 20.33 | 277707.8
9 | 17 | 13:00 | 13396 | 2016-09-17 | 13 | 19.14 | 1.43 | 20.57 | 275555.72
9 | 17 | 14:00 | 11360 | 2016-09-17 | 14 | 17.43 | 1.42 | 18.85 | 214136
9 | 17 | 15:00 | 8888 | 2016-09-17 | 15 | 18.77 | 1.42 | 20.19 | 179448.72
9 | 17 | 16:00 | 5530 | 2016-09-17 | 16 | 23.67 | 1.45 | 25.12 | 138913.6
9 | 17 | 17:00 | 2201 | 2016-09-17 | 17 | 20.58 | 1.42 | 22 | 48422
9 | 17 | 18:00 | 360 | 2016-09-17 | 18 | 20.91 | 1.42 | 22.33 | 8038.8
9 | 17 | 19:00 | 0 | 2016-09-17 | 19 | 20.21 | 1.44 | 21.65 | 0
9 | 17 | 20:00 | 0 | 2016-09-17 | 20 | 30.51 | 1.53 | 32.04 | 0
9 | 17 | 21:00 | 0 | 2016-09-17 | 21 | 21.94 | 1.42 | 23.36 | 0
9 | 17 | 22:00 | 0 | 2016-09-17 | 22 | 19.57 | 1.48 | 21.05 | 0
9 | 17 | 23:00 | 0 | 2016-09-17 | 23 | 8.46 | 1.52 | 9.98 | 0
9 | 17 | 24:00 | 0 | 2016-09-17 | 24 | 16.9 | 1.41 | 18.31 | 0
9 | 18 | 01:00 | 0 | 2016-09-18 | 1 | 12.63 | 2.95 | 15.58 | 0
9 | 18 | 02:00 | 0 | 2016-09-18 | 2 | 9.64 | 2.94 | 12.58 | 0
9 | 18 | 03:00 | 0 | 2016-09-18 | 3 | -62.73 | 3.97 | -58.76 | 0
9 | 18 | 04:00 | 0 | 2016-09-18 | 4 | -23.72 | 3.22 | -20.5 | 0
9 | 18 | 05:00 | 0 | 2016-09-18 | 5 | -5.88 | 3.01 | -2.87 | 0
9 | 18 | 06:00 | 14 | 2016-09-18 | 6 | 16.23 | 2.89 | 19.12 | 267.68
9 | 18 | 07:00 | 276 | 2016-09-18 | 7 | 19.76 | 3.49 | 23.25 | 6417
9 | 18 | 08:00 | 913 | 2016-09-18 | 8 | 15.82 | 3.25 | 19.07 | 17410.91
9 | 18 | 09:00 | 1351 | 2016-09-18 | 9 | 16.14 | 2.94 | 19.08 | 25777.08
9 | 18 | 10:00 | 2229 | 2016-09-18 | 10 | 22.23 | 3.08 | 25.31 | 56415.99
9 | 18 | 11:00 | 4021 | 2016-09-18 | 11 | 24.4 | 2.96 | 27.36 | 110014.56
9 | 18 | 12:00 | 5571 | 2016-09-18 | 12 | 22.96 | 2.86 | 25.82 | 143843.22
9 | 18 | 13:00 | 6316 | 2016-09-18 | 13 | 33.62 | 2.92 | 36.54 | 230786.64
9 | 18 | 14:00 | 4395 | 2016-09-18 | 14 | 33.82 | 2.96 | 36.78 | 161648.1
9 | 18 | 15:00 | 3145 | 2016-09-18 | 15 | 37.34 | 3 | 40.34 | 126869.3
9 | 18 | 16:00 | 1994 | 2016-09-18 | 16 | 36.16 | 2.99 | 39.15 | 78065.1
9 | 18 | 17:00 | 893 | 2016-09-18 | 17 | 34.05 | 2.92 | 36.97 | 33014.21
9 | 18 | 18:00 | 94 | 2016-09-18 | 18 | 34.87 | 2.93 | 37.8 | 3553.2
9 | 18 | 19:00 | 0 | 2016-09-18 | 19 | 31.53 | 2.93 | 34.46 | 0
9 | 18 | 20:00 | 0 | 2016-09-18 | 20 | 195.97 | 29.34 | 225.31 | 0
9 | 18 | 21:00 | 0 | 2016-09-18 | 21 | 38.96 | 5.2 | 44.16 | 0
9 | 18 | 22:00 | 0 | 2016-09-18 | 22 | 26.43 | 2.95 | 29.38 | 0
9 | 18 | 23:00 | 0 | 2016-09-18 | 23 | 24.01 | 3.02 | 27.03 | 0
9 | 18 | 24:00 | 0 | 2016-09-18 | 24 | 25.61 | 2.94 | 28.55 | 0
9 | 19 | 01:00 | 0 | 2016-09-19 | 1 | 27.5 | 1.92 | 29.42 | 0
9 | 19 | 02:00 | 0 | 2016-09-19 | 2 | 31.03 | 1.93 | 32.96 | 0
9 | 19 | 03:00 | 0 | 2016-09-19 | 3 | 29.49 | 1.93 | 31.42 | 0
9 | 19 | 04:00 | 0 | 2016-09-19 | 4 | 26.29 | 1.95 | 28.24 | 0
9 | 19 | 05:00 | 0 | 2016-09-19 | 5 | 31.73 | 1.93 | 33.66 | 0
9 | 19 | 06:00 | 3 | 2016-09-19 | 6 | 45.85 | 1.95 | 47.8 | 143.4
9 | 19 | 07:00 | 375 | 2016-09-19 | 7 | 67.77 | 3.12 | 70.89 | 26583.75
9 | 19 | 08:00 | 2175 | 2016-09-19 | 8 | 52.43 | 3.91 | 56.34 | 122539.5
9 | 19 | 09:00 | 2772 | 2016-09-19 | 9 | 66.12 | 3.37 | 69.49 | 192626.28
9 | 19 | 10:00 | 2179 | 2016-09-19 | 10 | 54.59 | 3.13 | 57.72 | 125771.88
9 | 19 | 11:00 | 2832 | 2016-09-19 | 11 | 49.23 | 3.1 | 52.33 | 148198.56
9 | 19 | 12:00 | 2600 | 2016-09-19 | 12 | 47.3 | 2.99 | 50.29 | 130754
9 | 19 | 13:00 | 2485 | 2016-09-19 | 13 | 36.6 | 3.07 | 39.67 | 98579.95
9 | 19 | 14:00 | 2519 | 2016-09-19 | 14 | 37.92 | 3.09 | 41.01 | 103304.19
9 | 19 | 15:00 | 2670 | 2016-09-19 | 15 | 37.71 | 3.1 | 40.81 | 108962.7
9 | 19 | 16:00 | 1840 | 2016-09-19 | 16 | 36.46 | 3.16 | 39.62 | 72900.8
9 | 19 | 17:00 | 955 | 2016-09-19 | 17 | 34.5 | 3.1 | 37.6 | 35908
9 | 19 | 18:00 | 173 | 2016-09-19 | 18 | 41.02 | 3.17 | 44.19 | 7644.87
9 | 19 | 19:00 | 0 | 2016-09-19 | 19 | 43.3 | 3.22 | 46.52 | 0
9 | 19 | 20:00 | 0 | 2016-09-19 | 20 | 46.05 | 3.24 | 49.29 | 0
9 | 19 | 21:00 | 0 | 2016-09-19 | 21 | 47.89 | 3.47 | 51.36 | 0
9 | 19 | 22:00 | 0 | 2016-09-19 | 22 | 36.93 | 3.29 | 40.22 | 0
9 | 19 | 23:00 | 0 | 2016-09-19 | 23 | 32.34 | 3.29 | 35.63 | 0
9 | 19 | 24:00 | 0 | 2016-09-19 | 24 | 29.17 | 2 | 31.17 | 0
9 | 20 | 01:00 | 0 | 2016-09-20 | 1 | 27.07 | 0.89 | 27.96 | 0
9 | 20 | 02:00 | 0 | 2016-09-20 | 2 | 24.26 | 0.89 | 25.15 | 0
9 | 20 | 03:00 | 0 | 2016-09-20 | 3 | 22.72 | 0.87 | 23.59 | 0
9 | 20 | 04:00 | 0 | 2016-09-20 | 4 | 22.23 | 0.87 | 23.1 | 0
9 | 20 | 05:00 | 0 | 2016-09-20 | 5 | 22.43 | 0.89 | 23.32 | 0
9 | 20 | 06:00 | 4 | 2016-09-20 | 6 | 24.84 | 0.87 | 25.71 | 102.84
9 | 20 | 07:00 | 540 | 2016-09-20 | 7 | 41.74 | 1 | 42.74 | 23079.6
9 | 20 | 08:00 | 2432 | 2016-09-20 | 8 | 40.36 | 2.39 | 42.75 | 103968
9 | 20 | 09:00 | 5755 | 2016-09-20 | 9 | 49.25 | 2.87 | 52.12 | 299950.6
9 | 20 | 10:00 | 8780 | 2016-09-20 | 10 | 33.33 | 2.32 | 35.65 | 313007
9 | 20 | 11:00 | 10598 | 2016-09-20 | 11 | 30.52 | 2.11 | 32.63 | 345812.74
9 | 20 | 12:00 | 10998 | 2016-09-20 | 12 | 40.31 | 2.22 | 42.53 | 467744.94
9 | 20 | 13:00 | 11183 | 2016-09-20 | 13 | 42.58 | 2.19 | 44.77 | 500662.91
9 | 20 | 14:00 | 10541 | 2016-09-20 | 14 | 58.87 | 2.14 | 61.01 | 643106.41
9 | 20 | 15:00 | 8343 | 2016-09-20 | 15 | 56.6 | 2.08 | 58.68 | 489567.24
9 | 20 | 16:00 | 5460 | 2016-09-20 | 16 | 54.35 | 2.04 | 56.39 | 307889.4
9 | 20 | 17:00 | 2290 | 2016-09-20 | 17 | 43.34 | 2.01 | 45.35 | 103851.5
9 | 20 | 18:00 | 287 | 2016-09-20 | 18 | 50.98 | 2.05 | 53.03 | 15219.61
9 | 20 | 19:00 | 0 | 2016-09-20 | 19 | 40.93 | 1.88 | 42.81 | 0
9 | 20 | 20:00 | 0 | 2016-09-20 | 20 | 53.63 | 1.93 | 55.56 | 0
9 | 20 | 21:00 | 0 | 2016-09-20 | 21 | 43.36 | 2.15 | 45.51 | 0
9 | 20 | 22:00 | 0 | 2016-09-20 | 22 | 28.97 | 2.35 | 31.32 | 0
9 | 20 | 23:00 | 0 | 2016-09-20 | 23 | 27.33 | 2.24 | 29.57 | 0
9 | 20 | 24:00 | 0 | 2016-09-20 | 24 | 25.47 | 1.01 | 26.48 | 0
9 | 21 | 01:00 | 0 | 2016-09-21 | 1 | 24.07 | 0.48 | 24.55 | 0
9 | 21 | 02:00 | 0 | 2016-09-21 | 2 | 21.5 | 0.47 | 21.97 | 0
9 | 21 | 03:00 | 0 | 2016-09-21 | 3 | 15.56 | 0.46 | 16.02 | 0
9 | 21 | 04:00 | 0 | 2016-09-21 | 4 | 5.82 | 0.57 | 6.39 | 0
9 | 21 | 05:00 | 0 | 2016-09-21 | 5 | 22.97 | 0.51 | 23.48 | 0
9 | 21 | 06:00 | 55 | 2016-09-21 | 6 | 23 | 0.59 | 23.59 | 1297.45
9 | 21 | 07:00 | 1668 | 2016-09-21 | 7 | 29.86 | 0.68 | 30.54 | 50940.72
9 | 21 | 08:00 | 4575 | 2016-09-21 | 8 | 26.41 | 1.95 | 28.36 | 129747
9 | 21 | 09:00 | 8495 | 2016-09-21 | 9 | 26.23 | 1.79 | 28.02 | 238029.9
9 | 21 | 10:00 | 11726 | 2016-09-21 | 10 | 25.72 | 1.78 | 27.5 | 322465
9 | 21 | 11:00 | 12557 | 2016-09-21 | 11 | 25.45 | 1.68 | 27.13 | 340671.41
9 | 21 | 12:00 | 10629 | 2016-09-21 | 12 | 25.54 | 1.66 | 27.2 | 289108.8
9 | 21 | 13:00 | 9949 | 2016-09-21 | 13 | 26.72 | 1.64 | 28.36 | 282153.64
9 | 21 | 14:00 | 9585 | 2016-09-21 | 14 | 34.08 | 1.59 | 35.67 | 341896.95
9 | 21 | 15:00 | 6768 | 2016-09-21 | 15 | 31.31 | 1.59 | 32.9 | 222667.2
9 | 21 | 16:00 | 4718 | 2016-09-21 | 16 | 29.27 | 1.59 | 30.86 | 145597.48
9 | 21 | 17:00 | 2107 | 2016-09-21 | 17 | 31.14 | 1.59 | 32.73 | 68962.11
9 | 21 | 18:00 | 272 | 2016-09-21 | 18 | 27.13 | 1.61 | 28.74 | 7817.28
9 | 21 | 19:00 | 0 | 2016-09-21 | 19 | 25.46 | 1.56 | 27.02 | 0
9 | 21 | 20:00 | 0 | 2016-09-21 | 20 | 28.36 | 1.57 | 29.93 | 0
9 | 21 | 21:00 | 0 | 2016-09-21 | 21 | 28.93 | 1.74 | 30.67 | 0
9 | 21 | 22:00 | 0 | 2016-09-21 | 22 | 16.76 | 1.82 | 18.58 | 0
9 | 21 | 23:00 | 0 | 2016-09-21 | 23 | 10.53 | 2.14 | 12.67 | 0
9 | 21 | 24:00 | 0 | 2016-09-21 | 24 | 22.2 | 0.52 | 22.72 | 0
9 | 22 | 01:00 | 0 | 2016-09-22 | 1 | 19.27 | 0.23 | 19.5 | 0
9 | 22 | 02:00 | 0 | 2016-09-22 | 2 | 18.28 | 0.28 | 18.56 | 0
9 | 22 | 03:00 | 0 | 2016-09-22 | 3 | 20.86 | 0.2 | 21.06 | 0
9 | 22 | 04:00 | 0 | 2016-09-22 | 4 | 20.32 | 0.13 | 20.45 | 0
9 | 22 | 05:00 | 0 | 2016-09-22 | 5 | 17.53 | 0.24 | 17.77 | 0
9 | 22 | 06:00 | 44 | 2016-09-22 | 6 | 19.9 | 0.16 | 20.06 | 882.64
9 | 22 | 07:00 | 1844 | 2016-09-22 | 7 | 21.26 | 0.61 | 21.87 | 40328.28
9 | 22 | 08:00 | 3906 | 2016-09-22 | 8 | 18.13 | 1.79 | 19.92 | 77807.52
9 | 22 | 09:00 | 7423 | 2016-09-22 | 9 | 16.12 | 1.66 | 17.78 | 131980.94
9 | 22 | 10:00 | 11665 | 2016-09-22 | 10 | 18.19 | 1.47 | 19.66 | 229333.9
9 | 22 | 11:00 | 12659 | 2016-09-22 | 11 | 22.35 | 1.39 | 23.74 | 300524.66
9 | 22 | 12:00 | 12860 | 2016-09-22 | 12 | 23.15 | 1.32 | 24.47 | 314684.2
9 | 22 | 13:00 | 12465 | 2016-09-22 | 13 | 25.59 | 1.32 | 26.91 | 335433.15
9 | 22 | 14:00 | 11162 | 2016-09-22 | 14 | 27.34 | 1.29 | 28.63 | 319568.06
9 | 22 | 15:00 | 8465 | 2016-09-22 | 15 | 26.23 | 1.25 | 27.48 | 232618.2
9 | 22 | 16:00 | 5388 | 2016-09-22 | 16 | 30.78 | 1.23 | 32.01 | 172469.88
9 | 22 | 17:00 | 2017 | 2016-09-22 | 17 | 44.73 | 1.26 | 45.99 | 92761.83
9 | 22 | 18:00 | 158 | 2016-09-22 | 18 | 38.73 | 1.28 | 40.01 | 6321.58
9 | 22 | 19:00 | 0 | 2016-09-22 | 19 | 35.2 | 1.28 | 36.48 | 0
9 | 22 | 20:00 | 0 | 2016-09-22 | 20 | 31.26 | 1.32 | 32.58 | 0
9 | 22 | 21:00 | 0 | 2016-09-22 | 21 | 32.18 | 1.5 | 33.68 | 0
9 | 22 | 22:00 | 0 | 2016-09-22 | 22 | 24.66 | 1.45 | 26.11 | 0
9 | 22 | 23:00 | 0 | 2016-09-22 | 23 | 23.34 | 1.56 | 24.9 | 0
9 | 22 | 24:00 | 0 | 2016-09-22 | 24 | 26.59 | 0.19 | 26.78 | 0
9 | 23 | 01:00 | 0 | 2016-09-23 | 1 | 22.02 | 0.45 | 22.47 | 0
9 | 23 | 02:00 | 0 | 2016-09-23 | 2 | 19.75 | 0.44 | 20.19 | 0
9 | 23 | 03:00 | 0 | 2016-09-23 | 3 | 18.8 | 0.5 | 19.3 | 0
9 | 23 | 04:00 | 0 | 2016-09-23 | 4 | 18.75 | 0.48 | 19.23 | 0
9 | 23 | 05:00 | 0 | 2016-09-23 | 5 | 18.98 | 0.48 | 19.46 | 0
9 | 23 | 06:00 | 3 | 2016-09-23 | 6 | 19.62 | 0.57 | 20.19 | 60.57
9 | 23 | 07:00 | 459 | 2016-09-23 | 7 | 26.18 | 0.91 | 27.09 | 12434.31
9 | 23 | 08:00 | 1820 | 2016-09-23 | 8 | 36.2 | 2.58 | 38.78 | 70579.6
9 | 23 | 09:00 | 3216 | 2016-09-23 | 9 | 25.41 | 1.99 | 27.4 | 88118.4
9 | 23 | 10:00 | 3359 | 2016-09-23 | 10 | 25.48 | 1.88 | 27.36 | 91902.24
9 | 23 | 11:00 | 3599 | 2016-09-23 | 11 | 26.68 | 1.82 | 28.5 | 102571.5
9 | 23 | 12:00 | 4013 | 2016-09-23 | 12 | 32.98 | 2.06 | 35.04 | 140615.52
9 | 23 | 13:00 | 5125 | 2016-09-23 | 13 | 29 | 1.71 | 30.71 | 157388.75
9 | 23 | 14:00 | 8360 | 2016-09-23 | 14 | 26.42 | 1.69 | 28.11 | 234999.6
9 | 23 | 15:00 | 5757 | 2016-09-23 | 15 | 23.47 | 1.68 | 25.15 | 144788.55
9 | 23 | 16:00 | 3177 | 2016-09-23 | 16 | 23.84 | 1.66 | 25.5 | 81013.5
9 | 23 | 17:00 | 881 | 2016-09-23 | 17 | 36.08 | 1.67 | 37.75 | 33257.75
9 | 23 | 18:00 | 22 | 2016-09-23 | 18 | 37.12 | 1.7 | 38.82 | 854.04
9 | 23 | 19:00 | 0 | 2016-09-23 | 19 | 42.08 | 1.83 | 43.91 | 0
9 | 23 | 20:00 | 0 | 2016-09-23 | 20 | 34.88 | 1.8 | 36.68 | 0
9 | 23 | 21:00 | 0 | 2016-09-23 | 21 | 25.41 | 1.69 | 27.1 | 0
9 | 23 | 22:00 | 0 | 2016-09-23 | 22 | 24.73 | 1.79 | 26.52 | 0
9 | 23 | 23:00 | 0 | 2016-09-23 | 23 | 37.82 | 2.99 | 40.81 | 0
9 | 23 | 24:00 | 0 | 2016-09-23 | 24 | 27.12 | 0.83 | 27.95 | 0
9 | 24 | 01:00 | 0 | 2016-09-24 | 1 | 38.28 | 1.8 | 40.08 | 0
9 | 24 | 02:00 | 0 | 2016-09-24 | 2 | 20.16 | 0.28 | 20.44 | 0
9 | 24 | 03:00 | 0 | 2016-09-24 | 3 | 16.8 | 0.6 | 17.4 | 0
9 | 24 | 04:00 | 0 | 2016-09-24 | 4 | 20.77 | 0.6 | 21.37 | 0
9 | 24 | 05:00 | 0 | 2016-09-24 | 5 | 19.29 | 0.77 | 20.06 | 0
9 | 24 | 06:00 | 54 | 2016-09-24 | 6 | 17.62 | 0.37 | 17.99 | 971.46
9 | 24 | 07:00 | 1848 | 2016-09-24 | 7 | 23.86 | 0.39 | 24.25 | 44814
9 | 24 | 08:00 | 5383 | 2016-09-24 | 8 | 30.62 | 0.52 | 31.14 | 167626.62
9 | 24 | 09:00 | 9101 | 2016-09-24 | 9 | 28.16 | 0.39 | 28.55 | 259833.55
9 | 24 | 10:00 | 12257 | 2016-09-24 | 10 | 25.82 | 0.27 | 26.09 | 319785.13
9 | 24 | 11:00 | 12686 | 2016-09-24 | 11 | 15.9 | 0.23 | 16.13 | 204625.18
9 | 24 | 12:00 | 12139 | 2016-09-24 | 12 | 14.9 | 0.25 | 15.15 | 183905.85
9 | 24 | 13:00 | 8783 | 2016-09-24 | 13 | 13.41 | 0.26 | 13.67 | 120063.61
9 | 24 | 14:00 | 9334 | 2016-09-24 | 14 | 12.3 | 0.31 | 12.61 | 117701.74
9 | 24 | 15:00 | 7867 | 2016-09-24 | 15 | 1.56 | 0.34 | 1.9 | 14947.3
9 | 24 | 16:00 | 5544 | 2016-09-24 | 16 | 3.38 | 0.31 | 3.69 | 20457.36
9 | 24 | 17:00 | 1825 | 2016-09-24 | 17 | 12.48 | 0.24 | 12.72 | 23214
9 | 24 | 18:00 | 145 | 2016-09-24 | 18 | 15.11 | 0.28 | 15.39 | 2231.55
9 | 24 | 19:00 | 0 | 2016-09-24 | 19 | 9.18 | 0.32 | 9.5 | 0
9 | 24 | 20:00 | 0 | 2016-09-24 | 20 | 13.85 | 0.32 | 14.17 | 0
9 | 24 | 21:00 | 0 | 2016-09-24 | 21 | 17.2 | 0.46 | 17.66 | 0
9 | 24 | 22:00 | 0 | 2016-09-24 | 22 | 13.41 | 0.51 | 13.92 | 0
9 | 24 | 23:00 | 0 | 2016-09-24 | 23 | 7.74 | 0.34 | 8.08 | 0
9 | 24 | 24:00 | 0 | 2016-09-24 | 24 | 10.16 | 0.21 | 10.37 | 0
9 | 25 | 01:00 | 0 | 2016-09-25 | 1 | 10.53 | 0.54 | 11.07 | 0
9 | 25 | 02:00 | 0 | 2016-09-25 | 2 | 10.65 | 0.5 | 11.15 | 0
9 | 25 | 03:00 | 0 | 2016-09-25 | 3 | 5.18 | 0.48 | 5.66 | 0
9 | 25 | 04:00 | 0 | 2016-09-25 | 4 | 6.15 | 0.53 | 6.68 | 0
9 | 25 | 05:00 | 0 | 2016-09-25 | 5 | 7.86 | 0.56 | 8.42 | 0
9 | 25 | 06:00 | 27 | 2016-09-25 | 6 | 7.28 | 0.53 | 7.81 | 210.87
9 | 25 | 07:00 | 1680 | 2016-09-25 | 7 | 0.23 | 0.71 | 0.94 | 1579.2
9 | 25 | 08:00 | 4707 | 2016-09-25 | 8 | -35.65 | 1.38 | -34.27 | -161308.89
9 | 25 | 09:00 | 9114 | 2016-09-25 | 9 | 4.37 | 0.56 | 4.93 | 44932.02
9 | 25 | 10:00 | 12154 | 2016-09-25 | 10 | 11.06 | 0.53 | 11.59 | 140864.86
9 | 25 | 11:00 | 13843 | 2016-09-25 | 11 | 9.09 | 0.47 | 9.56 | 132339.08
9 | 25 | 12:00 | 13602 | 2016-09-25 | 12 | 1.08 | 0.56 | 1.64 | 22307.28
9 | 25 | 13:00 | 13512 | 2016-09-25 | 13 | 9.96 | 0.51 | 10.47 | 141470.64
9 | 25 | 14:00 | 12226 | 2016-09-25 | 14 | 10.09 | 0.48 | 10.57 | 129228.82
9 | 25 | 15:00 | 9365 | 2016-09-25 | 15 | 3.17 | 0.54 | 3.71 | 34744.15
9 | 25 | 16:00 | 5910 | 2016-09-25 | 16 | 2.13 | 0.55 | 2.68 | 15838.8
9 | 25 | 17:00 | 2140 | 2016-09-25 | 17 | 10.19 | 0.45 | 10.64 | 22769.6
9 | 25 | 18:00 | 135 | 2016-09-25 | 18 | 15.28 | 0.49 | 15.77 | 2128.95
9 | 25 | 19:00 | 0 | 2016-09-25 | 19 | 16.13 | 0.48 | 16.61 | 0
9 | 25 | 20:00 | 0 | 2016-09-25 | 20 | 19.59 | 0.54 | 20.13 | 0
9 | 25 | 21:00 | 0 | 2016-09-25 | 21 | 15.82 | 0.51 | 16.33 | 0
9 | 25 | 22:00 | 0 | 2016-09-25 | 22 | 9.15 | 0.61 | 9.76 | 0
9 | 25 | 23:00 | 0 | 2016-09-25 | 23 | 2.69 | 0.6 | 3.29 | 0
9 | 25 | 24:00 | 0 | 2016-09-25 | 24 | -7.63 | 0.59 | -7.04 | 0
9 | 26 | 01:00 | 0 | 2016-09-26 | 1 | -7.14 | 1.16 | -5.98 | 0
9 | 26 | 02:00 | 0 | 2016-09-26 | 2 | 4.98 | 0.97 | 5.95 | 0
9 | 26 | 03:00 | 0 | 2016-09-26 | 3 | -18.03 | 1.23 | -16.8 | 0
9 | 26 | 04:00 | 0 | 2016-09-26 | 4 | -35.01 | 1.39 | -33.62 | 0
9 | 26 | 05:00 | 0 | 2016-09-26 | 5 | -1.63 | 1.04 | -0.59 | 0
9 | 26 | 06:00 | 40 | 2016-09-26 | 6 | 12.62 | 0.97 | 13.59 | 543.6
9 | 26 | 07:00 | 1916 | 2016-09-26 | 7 | 39.33 | 1.29 | 40.62 | 77827.92
9 | 26 | 08:00 | 5351 | 2016-09-26 | 8 | 30 | 2.76 | 32.76 | 175298.76
9 | 26 | 09:00 | 9445 | 2016-09-26 | 9 | 27.63 | 2.41 | 30.04 | 283727.8
9 | 26 | 10:00 | 12404 | 2016-09-26 | 10 | 22.88 | 2.32 | 25.2 | 312580.8
9 | 26 | 11:00 | 13049 | 2016-09-26 | 11 | 22.16 | 2.32 | 24.48 | 319439.52
9 | 26 | 12:00 | 13360 | 2016-09-26 | 12 | 20.61 | 2.28 | 22.89 | 305810.4
9 | 26 | 13:00 | 12773 | 2016-09-26 | 13 | 21.21 | 2.27 | 23.48 | 299910.04
9 | 26 | 14:00 | 11182 | 2016-09-26 | 14 | 24.26 | 2.28 | 26.54 | 296770.28
9 | 26 | 15:00 | 8436 | 2016-09-26 | 15 | 23.02 | 2.27 | 25.29 | 213346.44
9 | 26 | 16:00 | 4206 | 2016-09-26 | 16 | 24.35 | 2.27 | 26.62 | 111963.72
9 | 26 | 17:00 | 1390 | 2016-09-26 | 17 | 26.59 | 2.24 | 28.83 | 40073.7
9 | 26 | 18:00 | 91 | 2016-09-26 | 18 | 28.93 | 2.2 | 31.13 | 2832.83
9 | 26 | 19:00 | 0 | 2016-09-26 | 19 | 32.74 | 2.2 | 34.94 | 0
9 | 26 | 20:00 | 0 | 2016-09-26 | 20 | 47.51 | 2.35 | 49.86 | 0
9 | 26 | 21:00 | 0 | 2016-09-26 | 21 | 27.99 | 2.24 | 30.23 | 0
9 | 26 | 22:00 | 0 | 2016-09-26 | 22 | 23.4 | 2.36 | 25.76 | 0
9 | 26 | 23:00 | 0 | 2016-09-26 | 23 | 18.11 | 2.4 | 20.51 | 0
9 | 26 | 24:00 | 0 | 2016-09-26 | 24 | 17.15 | 0.92 | 18.07 | 0
9 | 27 | 01:00 | 0 | 2016-09-27 | 1 | 14.88 | 0.35 | 15.23 | 0
9 | 27 | 02:00 | 0 | 2016-09-27 | 2 | 14.57 | 0.47 | 15.04 | 0
9 | 27 | 03:00 | 0 | 2016-09-27 | 3 | 14.99 | 0.45 | 15.44 | 0
9 | 27 | 04:00 | 0 | 2016-09-27 | 4 | 14.54 | 0.47 | 15.01 | 0
9 | 27 | 05:00 | 0 | 2016-09-27 | 5 | 14.79 | 0.46 | 15.25 | 0
9 | 27 | 06:00 | 0 | 2016-09-27 | 6 | 14.24 | 0.49 | 14.73 | 0
9 | 27 | 07:00 | 207 | 2016-09-27 | 7 | 22.84 | 0.43 | 23.27 | 4816.89
9 | 27 | 08:00 | 1455 | 2016-09-27 | 8 | 41.18 | 1.96 | 43.14 | 62768.7
9 | 27 | 09:00 | 2924 | 2016-09-27 | 9 | 35.19 | 1.71 | 36.9 | 107895.6
9 | 27 | 10:00 | 5194 | 2016-09-27 | 10 | 34.44 | 1.69 | 36.13 | 187659.22
9 | 27 | 11:00 | 7048 | 2016-09-27 | 11 | 29.51 | 1.64 | 31.15 | 219545.2
9 | 27 | 12:00 | 8141 | 2016-09-27 | 12 | 28.99 | 1.64 | 30.63 | 249358.83
9 | 27 | 13:00 | 9616 | 2016-09-27 | 13 | 31.33 | 1.66 | 32.99 | 317231.84
9 | 27 | 14:00 | 9514 | 2016-09-27 | 14 | 26.94 | 1.61 | 28.55 | 271624.7
9 | 27 | 15:00 | 8135 | 2016-09-27 | 15 | 33.12 | 1.57 | 34.69 | 282203.15
9 | 27 | 16:00 | 4860 | 2016-09-27 | 16 | 33.13 | 1.56 | 34.69 | 168593.4
9 | 27 | 17:00 | 1936 | 2016-09-27 | 17 | 40.95 | 1.6 | 42.55 | 82376.8
9 | 27 | 18:00 | 105 | 2016-09-27 | 18 | 39.69 | 1.61 | 41.3 | 4336.5
9 | 27 | 19:00 | 0 | 2016-09-27 | 19 | 40.9 | 1.61 | 42.51 | 0
9 | 27 | 20:00 | 0 | 2016-09-27 | 20 | 47.54 | 1.6 | 49.14 | 0
9 | 27 | 21:00 | 0 | 2016-09-27 | 21 | 31.58 | 1.62 | 33.2 | 0
9 | 27 | 22:00 | 0 | 2016-09-27 | 22 | 25.84 | 1.64 | 27.48 | 0
9 | 27 | 23:00 | 0 | 2016-09-27 | 23 | 17.63 | 1.9 | 19.53 | 0
9 | 27 | 24:00 | 0 | 2016-09-27 | 24 | 18.21 | 0.35 | 18.56 | 0
9 | 28 | 01:00 | 0 | 2016-09-28 | 1 | 16.73 | 0.34 | 17.07 | 0
9 | 28 | 02:00 | 0 | 2016-09-28 | 2 | 16.12 | 0.33 | 16.45 | 0
9 | 28 | 03:00 | 0 | 2016-09-28 | 3 | 14.8 | 0.32 | 15.12 | 0
9 | 28 | 04:00 | 0 | 2016-09-28 | 4 | 15.12 | 0.32 | 15.44 | 0
9 | 28 | 05:00 | 0 | 2016-09-28 | 5 | 16.35 | 0.33 | 16.68 | 0
9 | 28 | 06:00 | 0 | 2016-09-28 | 6 | 16.61 | 0.36 | 16.97 | 0
9 | 28 | 07:00 | 246 | 2016-09-28 | 7 | 27.84 | 0.47 | 28.31 | 6964.26
9 | 28 | 08:00 | 560 | 2016-09-28 | 8 | 35.07 | 1.92 | 36.99 | 20714.4
9 | 28 | 09:00 | 890 | 2016-09-28 | 9 | 42.33 | 1.97 | 44.3 | 39427
9 | 28 | 10:00 | 1336 | 2016-09-28 | 10 | 48.94 | 1.92 | 50.86 | 67948.96
9 | 28 | 11:00 | 1205 | 2016-09-28 | 11 | 42.45 | 1.72 | 44.17 | 53224.85
9 | 28 | 12:00 | 1758 | 2016-09-28 | 12 | 45.03 | 1.81 | 46.84 | 82344.72
9 | 28 | 13:00 | 2132 | 2016-09-28 | 13 | 34.97 | 1.7 | 36.67 | 78180.44
9 | 28 | 14:00 | 2352 | 2016-09-28 | 14 | 35.69 | 1.7 | 37.39 | 87941.28
9 | 28 | 15:00 | 2767 | 2016-09-28 | 15 | 32.62 | 1.82 | 34.44 | 95295.48
9 | 28 | 16:00 | 2777 | 2016-09-28 | 16 | 26.34 | 1.73 | 28.07 | 77950.39
9 | 28 | 17:00 | 948 | 2016-09-28 | 17 | 35.8 | 1.85 | 37.65 | 35692.2
9 | 28 | 18:00 | 43 | 2016-09-28 | 18 | 34.89 | 1.73 | 36.62 | 1574.66
9 | 28 | 19:00 | 0 | 2016-09-28 | 19 | 40.22 | 1.92 | 42.14 | 0
9 | 28 | 20:00 | 0 | 2016-09-28 | 20 | 43.36 | 2.34 | 45.7 | 0
9 | 28 | 21:00 | 0 | 2016-09-28 | 21 | 25.07 | 1.81 | 26.88 | 0
9 | 28 | 22:00 | 0 | 2016-09-28 | 22 | 17.21 | 1.86 | 19.07 | 0
9 | 28 | 23:00 | 0 | 2016-09-28 | 23 | 27.98 | 2.18 | 30.16 | 0
9 | 28 | 24:00 | 0 | 2016-09-28 | 24 | 19.97 | 0.58 | 20.55 | 0
9 | 29 | 01:00 | 0 | 2016-09-29 | 1 | 45.74 | 0.74 | 46.48 | 0
9 | 29 | 02:00 | 0 | 2016-09-29 | 2 | 32.63 | 0.74 | 33.37 | 0
9 | 29 | 03:00 | 0 | 2016-09-29 | 3 | 54.96 | 0.52 | 55.48 | 0
9 | 29 | 04:00 | 0 | 2016-09-29 | 4 | 54.67 | 0.74 | 55.41 | 0
9 | 29 | 05:00 | 0 | 2016-09-29 | 5 | 21.07 | 0.53 | 21.6 | 0
9 | 29 | 06:00 | 10 | 2016-09-29 | 6 | 20.9 | 0.46 | 21.36 | 213.6
9 | 29 | 07:00 | 1697 | 2016-09-29 | 7 | 26.6 | 0.62 | 27.22 | 46192.34
9 | 29 | 08:00 | 5240 | 2016-09-29 | 8 | 21.72 | 2.15 | 23.87 | 125078.8
9 | 29 | 09:00 | 9421 | 2016-09-29 | 9 | 22.52 | 1.9 | 24.42 | 230060.82
9 | 29 | 10:00 | 13247 | 2016-09-29 | 10 | 22.46 | 1.87 | 24.33 | 322299.51
9 | 29 | 11:00 | 14873 | 2016-09-29 | 11 | 20.84 | 1.84 | 22.68 | 337319.64
9 | 29 | 12:00 | 14803 | 2016-09-29 | 12 | 21.58 | 1.82 | 23.4 | 346390.2
9 | 29 | 13:00 | 14466 | 2016-09-29 | 13 | 19.84 | 1.82 | 21.66 | 313333.56
9 | 29 | 14:00 | 12858 | 2016-09-29 | 14 | 19.9 | 1.83 | 21.73 | 279404.34
9 | 29 | 15:00 | 9447 | 2016-09-29 | 15 | 19.75 | 1.85 | 21.6 | 204055.2
9 | 29 | 16:00 | 5902 | 2016-09-29 | 16 | 20.03 | 1.87 | 21.9 | 129253.8
9 | 29 | 17:00 | 1744 | 2016-09-29 | 17 | 20.5 | 1.84 | 22.34 | 38960.96
9 | 29 | 18:00 | 108 | 2016-09-29 | 18 | 20.11 | 1.79 | 21.9 | 2365.2
9 | 29 | 19:00 | 0 | 2016-09-29 | 19 | 30.59 | 1.77 | 32.36 | 0
9 | 29 | 20:00 | 0 | 2016-09-29 | 20 | 45.41 | 2.22 | 47.63 | 0
9 | 29 | 21:00 | 0 | 2016-09-29 | 21 | 31.47 | 1.94 | 33.41 | 0
9 | 29 | 22:00 | 0 | 2016-09-29 | 22 | 35.67 | 2.08 | 37.75 | 0
9 | 29 | 23:00 | 0 | 2016-09-29 | 23 | 17.94 | 2.08 | 20.02 | 0
9 | 29 | 24:00 | 0 | 2016-09-29 | 24 | 18.28 | 0.53 | 18.81 | 0
9 | 30 | 01:00 | 0 | 2016-09-30 | 1 | 24.36 | 0.34 | 24.7 | 0
9 | 30 | 02:00 | 0 | 2016-09-30 | 2 | 28.51 | 0.44 | 28.95 | 0
9 | 30 | 03:00 | 0 | 2016-09-30 | 3 | 27.1 | 0.35 | 27.45 | 0
9 | 30 | 04:00 | 0 | 2016-09-30 | 4 | 22.52 | 0.28 | 22.8 | 0
9 | 30 | 05:00 | 0 | 2016-09-30 | 5 | 21.38 | 0.26 | 21.64 | 0
9 | 30 | 06:00 | 1 | 2016-09-30 | 6 | 23.31 | 0.38 | 23.69 | 23.69
9 | 30 | 07:00 | 327 | 2016-09-30 | 7 | 39.13 | 1.07 | 40.2 | 13145.4
9 | 30 | 08:00 | 1494 | 2016-09-30 | 8 | 38.36 | 2.17 | 40.53 | 60551.82
9 | 30 | 09:00 | 3164 | 2016-09-30 | 9 | 34.44 | 1.82 | 36.26 | 114726.64
9 | 30 | 10:00 | 5181 | 2016-09-30 | 10 | 37.48 | 1.9 | 39.38 | 204027.78
9 | 30 | 11:00 | 10611 | 2016-09-30 | 11 | 33.48 | 1.84 | 35.32 | 374780.52
9 | 30 | 12:00 | 10572 | 2016-09-30 | 12 | 29.91 | 1.8 | 31.71 | 335238.12
9 | 30 | 13:00 | 8640 | 2016-09-30 | 13 | 26.82 | 1.64 | 28.46 | 245894.4
9 | 30 | 14:00 | 5520 | 2016-09-30 | 14 | 32.45 | 1.75 | 34.2 | 188784
9 | 30 | 15:00 | 4318 | 2016-09-30 | 15 | 32.74 | 1.79 | 34.53 | 149100.54
9 | 30 | 16:00 | 2188 | 2016-09-30 | 16 | 26.15 | 1.75 | 27.9 | 61045.2
9 | 30 | 17:00 | 713 | 2016-09-30 | 17 | 22.79 | 1.63 | 24.42 | 17411.46
9 | 30 | 18:00 | 29 | 2016-09-30 | 18 | 21.82 | 1.61 | 23.43 | 679.47
9 | 30 | 19:00 | 0 | 2016-09-30 | 19 | 21.61 | 1.56 | 23.17 | 0
9 | 30 | 20:00 | 0 | 2016-09-30 | 20 | 20.81 | 1.56 | 22.37 | 0
9 | 30 | 21:00 | 0 | 2016-09-30 | 21 | 19.83 | 1.61 | 21.44 | 0
9 | 30 | 22:00 | 0 | 2016-09-30 | 22 | 20.58 | 1.66 | 22.24 | 0
9 | 30 | 23:00 | 0 | 2016-09-30 | 23 | 17.86 | 1.32 | 19.18 | 0
9 | 30 | 24:00 | 0 | 2016-09-30 | 24 | 16.64 | 0.4 | 17.04 | 0
10 | 1 | 01:00 | 0 | 2016-10-01 | 1 | 15.47 | 0.49 | 15.96 | 0
10 | 1 | 02:00 | 0 | 2016-10-01 | 2 | 17.45 | 0.5 | 17.95 | 0
10 | 1 | 03:00 | 0 | 2016-10-01 | 3 | 19.79 | 0.51 | 20.3 | 0
10 | 1 | 04:00 | 0 | 2016-10-01 | 4 | 17.25 | 0.5 | 17.75 | 0
10 | 1 | 05:00 | 0 | 2016-10-01 | 5 | 17.47 | 0.49 | 17.96 | 0
10 | 1 | 06:00 | 0 | 2016-10-01 | 6 | 16.52 | 0.47 | 16.99 | 0
10 | 1 | 07:00 | 109 | 2016-10-01 | 7 | 17.83 | 0.58 | 18.41 | 2006.69
10 | 1 | 08:00 | 1091 | 2016-10-01 | 8 | 16.38 | 0.55 | 16.93 | 18470.63
10 | 1 | 09:00 | 1873 | 2016-10-01 | 9 | 20.74 | 0.56 | 21.3 | 39894.9
10 | 1 | 10:00 | 2484 | 2016-10-01 | 10 | 24.52 | 0.5 | 25.02 | 62149.68
10 | 1 | 11:00 | 3747 | 2016-10-01 | 11 | 27.57 | 0.54 | 28.11 | 105328.17
10 | 1 | 12:00 | 3668 | 2016-10-01 | 12 | 29.14 | 0.57 | 29.71 | 108976.28
10 | 1 | 13:00 | 3263 | 2016-10-01 | 13 | 20.56 | 0.52 | 21.08 | 68784.04
10 | 1 | 14:00 | 2367 | 2016-10-01 | 14 | 21.7 | 0.51 | 22.21 | 52571.07
10 | 1 | 15:00 | 1653 | 2016-10-01 | 15 | 19.34 | 0.53 | 19.87 | 32845.11
10 | 1 | 16:00 | 876 | 2016-10-01 | 16 | 17.95 | 0.5 | 18.45 | 16162.2
10 | 1 | 17:00 | 300 | 2016-10-01 | 17 | 20.03 | 0.52 | 20.55 | 6165
10 | 1 | 18:00 | 2 | 2016-10-01 | 18 | 17.52 | 0.54 | 18.06 | 36.12
10 | 1 | 19:00 | 0 | 2016-10-01 | 19 | 21.53 | 0.5 | 22.03 | 0
10 | 1 | 20:00 | 0 | 2016-10-01 | 20 | 16.88 | 0.51 | 17.39 | 0
10 | 1 | 21:00 | 0 | 2016-10-01 | 21 | 16.67 | 0.49 | 17.16 | 0
10 | 1 | 22:00 | 0 | 2016-10-01 | 22 | 14.59 | 0.53 | 15.12 | 0
10 | 1 | 23:00 | 0 | 2016-10-01 | 23 | 12.72 | 0.52 | 13.24 | 0
10 | 1 | 24:00 | 0 | 2016-10-01 | 24 | 13.08 | 0.54 | 13.62 | 0
10 | 2 | 01:00 | 0 | 2016-10-02 | 1 | 12.06 | 0.55 | 12.61 | 0
10 | 2 | 02:00 | 0 | 2016-10-02 | 2 | 14.39 | 0.64 | 15.03 | 0
10 | 2 | 03:00 | 0 | 2016-10-02 | 3 | 12.19 | 0.59 | 12.78 | 0
10 | 2 | 04:00 | 0 | 2016-10-02 | 4 | 11.92 | 0.6 | 12.52 | 0
10 | 2 | 05:00 | 0 | 2016-10-02 | 5 | 13.49 | 0.58 | 14.07 | 0
10 | 2 | 06:00 | 0 | 2016-10-02 | 6 | 12.19 | 0.56 | 12.75 | 0
10 | 2 | 07:00 | 182 | 2016-10-02 | 7 | 12.01 | 0.76 | 12.77 | 2324.14
10 | 2 | 08:00 | 1023 | 2016-10-02 | 8 | 12.02 | 0.74 | 12.76 | 13053.48
10 | 2 | 09:00 | 1918 | 2016-10-02 | 9 | 13.22 | 0.57 | 13.79 | 26449.22
10 | 2 | 10:00 | 2924 | 2016-10-02 | 10 | 24.51 | 0.63 | 25.14 | 73509.36
10 | 2 | 11:00 | 3449 | 2016-10-02 | 11 | 25.51 | 0.74 | 26.25 | 90536.25
10 | 2 | 12:00 | 3345 | 2016-10-02 | 12 | 25.8 | 0.67 | 26.47 | 88542.15
10 | 2 | 13:00 | 2984 | 2016-10-02 | 13 | 26.37 | 0.63 | 27 | 80568
10 | 2 | 14:00 | 2545 | 2016-10-02 | 14 | 27.77 | 0.65 | 28.42 | 72328.9
10 | 2 | 15:00 | 1658 | 2016-10-02 | 15 | 24.72 | 0.69 | 25.41 | 42129.78
10 | 2 | 16:00 | 1055 | 2016-10-02 | 16 | 26.2 | 0.75 | 26.95 | 28432.25
10 | 2 | 17:00 | 337 | 2016-10-02 | 17 | 23.79 | 0.66 | 24.45 | 8239.65
10 | 2 | 18:00 | 2 | 2016-10-02 | 18 | 24.67 | 0.67 | 25.34 | 50.68
10 | 2 | 19:00 | 0 | 2016-10-02 | 19 | 29.02 | 0.73 | 29.75 | 0
10 | 2 | 20:00 | 0 | 2016-10-02 | 20 | 29.6 | 0.67 | 30.27 | 0
10 | 2 | 21:00 | 0 | 2016-10-02 | 21 | 25.31 | 0.67 | 25.98 | 0
10 | 2 | 22:00 | 0 | 2016-10-02 | 22 | 14.38 | 0.69 | 15.07 | 0
10 | 2 | 23:00 | 0 | 2016-10-02 | 23 | 8.33 | 0.6 | 8.93 | 0
10 | 2 | 24:00 | 0 | 2016-10-02 | 24 | 7.59 | 0.57 | 8.16 | 0
10 | 3 | 01:00 | 0 | 2016-10-03 | 1 | 12.66 | 0.22 | 12.88 | 0
10 | 3 | 02:00 | 0 | 2016-10-03 | 2 | 12.65 | 0.21 | 12.86 | 0
10 | 3 | 03:00 | 0 | 2016-10-03 | 3 | 10.95 | 0.26 | 11.21 | 0
10 | 3 | 04:00 | 0 | 2016-10-03 | 4 | 10.63 | 0.22 | 10.85 | 0
10 | 3 | 05:00 | 0 | 2016-10-03 | 5 | 10.09 | 0.2 | 10.29 | 0
10 | 3 | 06:00 | 0 | 2016-10-03 | 6 | 10.74 | 0.19 | 10.93 | 0
10 | 3 | 07:00 | 488 | 2016-10-03 | 7 | 13.86 | 0.31 | 14.17 | 6914.96
10 | 3 | 08:00 | 1959 | 2016-10-03 | 8 | 13.32 | 0.84 | 14.16 | 27739.44
10 | 3 | 09:00 | 4703 | 2016-10-03 | 9 | 14.22 | 0.78 | 15 | 70545
10 | 3 | 10:00 | 8707 | 2016-10-03 | 10 | 18.24 | 0.8 | 19.04 | 165781.28
10 | 3 | 11:00 | 10731 | 2016-10-03 | 11 | 19.12 | 0.82 | 19.94 | 213976.14
10 | 3 | 12:00 | 11566 | 2016-10-03 | 12 | 13.54 | 0.76 | 14.3 | 165393.8
10 | 3 | 13:00 | 10993 | 2016-10-03 | 13 | 18.7 | 0.78 | 19.48 | 214143.64
10 | 3 | 14:00 | 7397 | 2016-10-03 | 14 | 18.46 | 0.79 | 19.25 | 142392.25
10 | 3 | 15:00 | 3519 | 2016-10-03 | 15 | 17.62 | 0.78 | 18.4 | 64749.6
10 | 3 | 16:00 | 1572 | 2016-10-03 | 16 | 22.02 | 0.74 | 22.76 | 35778.72
10 | 3 | 17:00 | 674 | 2016-10-03 | 17 | 17.73 | 0.79 | 18.52 | 12482.48
10 | 3 | 18:00 | 14 | 2016-10-03 | 18 | 16.96 | 0.71 | 17.67 | 247.38
10 | 3 | 19:00 | 0 | 2016-10-03 | 19 | 22.92 | 0.74 | 23.66 | 0
10 | 3 | 20:00 | 0 | 2016-10-03 | 20 | 23.59 | 0.78 | 24.37 | 0
10 | 3 | 21:00 | 0 | 2016-10-03 | 21 | 27.6 | 0.79 | 28.39 | 0
10 | 3 | 22:00 | 0 | 2016-10-03 | 22 | 20.93 | 0.97 | 21.9 | 0
10 | 3 | 23:00 | 0 | 2016-10-03 | 23 | 12.54 | 1.01 | 13.55 | 0
10 | 3 | 24:00 | 0 | 2016-10-03 | 24 | 12.22 | 0.23 | 12.45 | 0
10 | 4 | 01:00 | 0 | 2016-10-04 | 1 | 14.37 | 0.18 | 14.55 | 0
10 | 4 | 02:00 | 0 | 2016-10-04 | 2 | 15.67 | 0.22 | 15.89 | 0
10 | 4 | 03:00 | 0 | 2016-10-04 | 3 | 15.03 | 0.2 | 15.23 | 0
10 | 4 | 04:00 | 0 | 2016-10-04 | 4 | 11.52 | 0.19 | 11.71 | 0
10 | 4 | 05:00 | 0 | 2016-10-04 | 5 | 13.56 | 0.17 | 13.73 | 0
10 | 4 | 06:00 | 0 | 2016-10-04 | 6 | 14.76 | 0.19 | 14.95 | 0
10 | 4 | 07:00 | 133 | 2016-10-04 | 7 | 38.42 | 0.36 | 38.78 | 5157.74
10 | 4 | 08:00 | 1087 | 2016-10-04 | 8 | 21.32 | 0.86 | 22.18 | 24109.66
10 | 4 | 09:00 | 2825 | 2016-10-04 | 9 | 20.89 | 0.79 | 21.68 | 61246
10 | 4 | 10:00 | 6621 | 2016-10-04 | 10 | 26.17 | 0.83 | 27 | 178767
10 | 4 | 11:00 | 10996 | 2016-10-04 | 11 | 21.44 | 0.76 | 22.2 | 244111.2
10 | 4 | 12:00 | 11561 | 2016-10-04 | 12 | 20.13 | 0.76 | 20.89 | 241509.29
10 | 4 | 13:00 | 10913 | 2016-10-04 | 13 | 22.69 | 0.76 | 23.45 | 255909.85
10 | 4 | 14:00 | 8331 | 2016-10-04 | 14 | 23.48 | 0.77 | 24.25 | 202026.75
10 | 4 | 15:00 | 5661 | 2016-10-04 | 15 | 22.87 | 0.79 | 23.66 | 133939.26
10 | 4 | 16:00 | 3713 | 2016-10-04 | 16 | 24.45 | 0.77 | 25.22 | 93641.86
10 | 4 | 17:00 | 1168 | 2016-10-04 | 17 | 21.64 | 0.72 | 22.36 | 26116.48
10 | 4 | 18:00 | 31 | 2016-10-04 | 18 | 21.45 | 0.67 | 22.12 | 685.72
10 | 4 | 19:00 | 0 | 2016-10-04 | 19 | 30.19 | 0.69 | 30.88 | 0
10 | 4 | 20:00 | 0 | 2016-10-04 | 20 | 38.75 | 0.88 | 39.63 | 0
10 | 4 | 21:00 | 0 | 2016-10-04 | 21 | 22.45 | 0.74 | 23.19 | 0
10 | 4 | 22:00 | 0 | 2016-10-04 | 22 | 21.46 | 0.9 | 22.36 | 0
10 | 4 | 23:00 | 0 | 2016-10-04 | 23 | 13.96 | 0.85 | 14.81 | 0
10 | 4 | 24:00 | 0 | 2016-10-04 | 24 | 15.62 | 0.14 | 15.76 | 0
10 | 5 | 01:00 | 0 | 2016-10-05 | 1 | 14.14 | 0.35 | 14.49 | 0
10 | 5 | 02:00 | 0 | 2016-10-05 | 2 | 12.14 | 0.32 | 12.46 | 0
10 | 5 | 03:00 | 0 | 2016-10-05 | 3 | 2.62 | 0.34 | 2.96 | 0
10 | 5 | 04:00 | 0 | 2016-10-05 | 4 | 8.95 | 0.32 | 9.27 | 0
10 | 5 | 05:00 | 0 | 2016-10-05 | 5 | 13.39 | 0.32 | 13.71 | 0
10 | 5 | 06:00 | 0 | 2016-10-05 | 6 | 13.98 | 0.34 | 14.32 | 0
10 | 5 | 07:00 | 1070 | 2016-10-05 | 7 | 22.02 | 0.46 | 22.48 | 24053.6
10 | 5 | 08:00 | 3687 | 2016-10-05 | 8 | 25.79 | 1.02 | 26.81 | 98848.47
10 | 5 | 09:00 | 6736 | 2016-10-05 | 9 | 23.78 | 0.9 | 24.68 | 166244.48
10 | 5 | 10:00 | 10849 | 2016-10-05 | 10 | 24.09 | 0.88 | 24.97 | 270899.53
10 | 5 | 11:00 | 13952 | 2016-10-05 | 11 | 21.53 | 0.86 | 22.39 | 312385.28
10 | 5 | 12:00 | 13577 | 2016-10-05 | 12 | 24.2 | 0.85 | 25.05 | 340103.85
10 | 5 | 13:00 | 13666 | 2016-10-05 | 13 | 22.17 | 0.82 | 22.99 | 314181.34
10 | 5 | 14:00 | 12258 | 2016-10-05 | 14 | 26.94 | 0.83 | 27.77 | 340404.66
10 | 5 | 15:00 | 9030 | 2016-10-05 | 15 | 26.04 | 0.85 | 26.89 | 242816.7
10 | 5 | 16:00 | 5438 | 2016-10-05 | 16 | 27.12 | 0.86 | 27.98 | 152155.24
10 | 5 | 17:00 | 1448 | 2016-10-05 | 17 | 25.22 | 0.83 | 26.05 | 37720.4
10 | 5 | 18:00 | 27 | 2016-10-05 | 18 | 24.76 | 0.83 | 25.59 | 690.93
10 | 5 | 19:00 | 0 | 2016-10-05 | 19 | 25.97 | 0.79 | 26.76 | 0
10 | 5 | 20:00 | 0 | 2016-10-05 | 20 | 26.61 | 0.84 | 27.45 | 0
10 | 5 | 21:00 | 0 | 2016-10-05 | 21 | 22.08 | 0.8 | 22.88 | 0
10 | 5 | 22:00 | 0 | 2016-10-05 | 22 | 19.83 | 0.86 | 20.69 | 0
10 | 5 | 23:00 | 0 | 2016-10-05 | 23 | 18.91 | 0.97 | 19.88 | 0
10 | 5 | 24:00 | 0 | 2016-10-05 | 24 | 16.47 | 0.38 | 16.85 | 0
10 | 6 | 01:00 | 0 | 2016-10-06 | 1 | 18.13 | 1.66 | 19.79 | 0
10 | 6 | 02:00 | 0 | 2016-10-06 | 2 | 17.24 | 1.74 | 18.98 | 0
10 | 6 | 03:00 | 0 | 2016-10-06 | 3 | 16.69 | 1.74 | 18.43 | 0
10 | 6 | 04:00 | 0 | 2016-10-06 | 4 | 16.86 | 1.74 | 18.6 | 0
10 | 6 | 05:00 | 0 | 2016-10-06 | 5 | 17.21 | 1.74 | 18.95 | 0
10 | 6 | 06:00 | 2 | 2016-10-06 | 6 | 16.54 | 1.76 | 18.3 | 36.6
10 | 6 | 07:00 | 1163 | 2016-10-06 | 7 | 23.87 | 1.81 | 25.68 | 29865.84
10 | 6 | 08:00 | 3913 | 2016-10-06 | 8 | 28.46 | 2.45 | 30.91 | 120950.83
10 | 6 | 09:00 | 7916 | 2016-10-06 | 9 | 29.29 | 2.33 | 31.62 | 250303.92
10 | 6 | 10:00 | 12344 | 2016-10-06 | 10 | 25.65 | 2.36 | 28.01 | 345755.44
10 | 6 | 11:00 | 14110 | 2016-10-06 | 11 | 30.65 | 2.41 | 33.06 | 466476.6
10 | 6 | 12:00 | 13981 | 2016-10-06 | 12 | 30.38 | 2.4 | 32.78 | 458297.18
10 | 6 | 13:00 | 13498 | 2016-10-06 | 13 | 29.5 | 2.39 | 31.89 | 430451.22
10 | 6 | 14:00 | 11555 | 2016-10-06 | 14 | 34.73 | 2.37 | 37.1 | 428690.5
10 | 6 | 15:00 | 8797 | 2016-10-06 | 15 | 42.49 | 2.48 | 44.97 | 395601.09
10 | 6 | 16:00 | 5078 | 2016-10-06 | 16 | 34.69 | 2.43 | 37.12 | 188495.36
10 | 6 | 17:00 | 1344 | 2016-10-06 | 17 | 24.91 | 2.27 | 27.18 | 36529.92
10 | 6 | 18:00 | 23 | 2016-10-06 | 18 | 32.01 | 2.33 | 34.34 | 789.82
10 | 6 | 19:00 | 0 | 2016-10-06 | 19 | 49.51 | 2.76 | 52.27 | 0
10 | 6 | 20:00 | 0 | 2016-10-06 | 20 | 176.91 | 4.32 | 181.23 | 0
10 | 6 | 21:00 | 0 | 2016-10-06 | 21 | 33.39 | 2.34 | 35.73 | 0
10 | 6 | 22:00 | 0 | 2016-10-06 | 22 | 19.44 | 2.33 | 21.77 | 0
10 | 6 | 23:00 | 0 | 2016-10-06 | 23 | 16.44 | 2.37 | 18.81 | 0
10 | 6 | 24:00 | 0 | 2016-10-06 | 24 | 16.74 | 1.76 | 18.5 | 0
10 | 7 | 01:00 | 0 | 2016-10-07 | 1 | 17.79 | 0.41 | 18.2 | 0
10 | 7 | 02:00 | 0 | 2016-10-07 | 2 | 4.02 | 0.7 | 4.72 | 0
10 | 7 | 03:00 | 0 | 2016-10-07 | 3 | 18.26 | 0.4 | 18.66 | 0
10 | 7 | 04:00 | 0 | 2016-10-07 | 4 | 17.73 | 0.36 | 18.09 | 0
10 | 7 | 05:00 | 0 | 2016-10-07 | 5 | 16.86 | 0.41 | 17.27 | 0
10 | 7 | 06:00 | 2 | 2016-10-07 | 6 | 16.74 | 0.42 | 17.16 | 34.32
10 | 7 | 07:00 | 1013 | 2016-10-07 | 7 | 21.12 | 0.47 | 21.59 | 21870.67
10 | 7 | 08:00 | 3490 | 2016-10-07 | 8 | 21.8 | 1.08 | 22.88 | 79851.2
10 | 7 | 09:00 | 6454 | 2016-10-07 | 9 | 22.1 | 1.02 | 23.12 | 149216.48
10 | 7 | 10:00 | 9842 | 2016-10-07 | 10 | 25.08 | 1.14 | 26.22 | 258057.24
10 | 7 | 11:00 | 12903 | 2016-10-07 | 11 | 23.68 | 0.96 | 24.64 | 317929.92
10 | 7 | 12:00 | 12843 | 2016-10-07 | 12 | 20.39 | 0.94 | 21.33 | 273941.19
10 | 7 | 13:00 | 12440 | 2016-10-07 | 13 | 19.06 | 0.96 | 20.02 | 249048.8
10 | 7 | 14:00 | 10883 | 2016-10-07 | 14 | 19.67 | 0.95 | 20.62 | 224407.46
10 | 7 | 15:00 | 7998 | 2016-10-07 | 15 | 20.2 | 0.94 | 21.14 | 169077.72
10 | 7 | 16:00 | 4544 | 2016-10-07 | 16 | 20.85 | 0.94 | 21.79 | 99013.76
10 | 7 | 17:00 | 1157 | 2016-10-07 | 17 | 21.53 | 0.99 | 22.52 | 26055.64
10 | 7 | 18:00 | 16 | 2016-10-07 | 18 | 20.84 | 0.93 | 21.77 | 348.32
10 | 7 | 19:00 | 0 | 2016-10-07 | 19 | 22.03 | 0.93 | 22.96 | 0
10 | 7 | 20:00 | 0 | 2016-10-07 | 20 | 20.71 | 0.92 | 21.63 | 0
10 | 7 | 21:00 | 0 | 2016-10-07 | 21 | 19.13 | 0.95 | 20.08 | 0
10 | 7 | 22:00 | 0 | 2016-10-07 | 22 | 18.53 | 1.01 | 19.54 | 0
10 | 7 | 23:00 | 0 | 2016-10-07 | 23 | 16.43 | 1.07 | 17.5 | 0
10 | 7 | 24:00 | 0 | 2016-10-07 | 24 | 16.23 | 0.39 | 16.62 | 0
10 | 8 | 01:00 | 0 | 2016-10-08 | 1 | 10.4 | 0.38 | 10.78 | 0
10 | 8 | 02:00 | 0 | 2016-10-08 | 2 | 10.59 | 0.42 | 11.01 | 0
10 | 8 | 03:00 | 0 | 2016-10-08 | 3 | 12.19 | 0.42 | 12.61 | 0
10 | 8 | 04:00 | 0 | 2016-10-08 | 4 | 11.13 | 0.35 | 11.48 | 0
10 | 8 | 05:00 | 0 | 2016-10-08 | 5 | 10.71 | 0.35 | 11.06 | 0
10 | 8 | 06:00 | 2 | 2016-10-08 | 6 | 11.74 | 0.41 | 12.15 | 24.3
10 | 8 | 07:00 | 1021 | 2016-10-08 | 7 | 13.97 | 0.51 | 14.48 | 14784.08
10 | 8 | 08:00 | 2826 | 2016-10-08 | 8 | 6.98 | 0.64 | 7.62 | 21534.12
10 | 8 | 09:00 | 5374 | 2016-10-08 | 9 | 6.26 | 0.57 | 6.83 | 36704.42
10 | 8 | 10:00 | 7703 | 2016-10-08 | 10 | 9.37 | 0.37 | 9.74 | 75027.22
10 | 8 | 11:00 | 9118 | 2016-10-08 | 11 | 12.72 | 0.35 | 13.07 | 119172.26
10 | 8 | 12:00 | 7070 | 2016-10-08 | 12 | 12.25 | 0.35 | 12.6 | 89082
10 | 8 | 13:00 | 4487 | 2016-10-08 | 13 | 12.21 | 0.35 | 12.56 | 56356.72
10 | 8 | 14:00 | 4183 | 2016-10-08 | 14 | 14.1 | 0.43 | 14.53 | 60778.99
10 | 8 | 15:00 | 2549 | 2016-10-08 | 15 | 12.37 | 0.4 | 12.77 | 32550.73
10 | 8 | 16:00 | 1857 | 2016-10-08 | 16 | 11.99 | 0.38 | 12.37 | 22971.09
10 | 8 | 17:00 | 434 | 2016-10-08 | 17 | 11.18 | 0.38 | 11.56 | 5017.04
10 | 8 | 18:00 | 2 | 2016-10-08 | 18 | 11.41 | 0.35 | 11.76 | 23.52
10 | 8 | 19:00 | 0 | 2016-10-08 | 19 | 17.62 | 0.6 | 18.22 | 0
10 | 8 | 20:00 | 0 | 2016-10-08 | 20 | 13.52 | 0.35 | 13.87 | 0
10 | 8 | 21:00 | 0 | 2016-10-08 | 21 | 17.32 | 0.38 | 17.7 | 0
10 | 8 | 22:00 | 0 | 2016-10-08 | 22 | 13.39 | 0.48 | 13.87 | 0
10 | 8 | 23:00 | 0 | 2016-10-08 | 23 | 12.81 | 0.49 | 13.3 | 0
10 | 8 | 24:00 | 0 | 2016-10-08 | 24 | 19.13 | 0.54 | 19.67 | 0
10 | 9 | 01:00 | 0 | 2016-10-09 | 1 | 13.83 | 0.87 | 14.7 | 0
10 | 9 | 02:00 | 0 | 2016-10-09 | 2 | 11.63 | 0.84 | 12.47 | 0
10 | 9 | 03:00 | 0 | 2016-10-09 | 3 | 12.29 | 0.86 | 13.15 | 0
10 | 9 | 04:00 | 0 | 2016-10-09 | 4 | 12.33 | 0.91 | 13.24 | 0
10 | 9 | 05:00 | 0 | 2016-10-09 | 5 | 13.89 | 0.85 | 14.74 | 0
10 | 9 | 06:00 | 0 | 2016-10-09 | 6 | 15.69 | 0.89 | 16.58 | 0
10 | 9 | 07:00 | 47 | 2016-10-09 | 7 | 13.08 | 1.14 | 14.22 | 668.34
10 | 9 | 08:00 | 313 | 2016-10-09 | 8 | 10.8 | 1.11 | 11.91 | 3727.83
10 | 9 | 09:00 | 568 | 2016-10-09 | 9 | 15.06 | 0.88 | 15.94 | 9053.92
10 | 9 | 10:00 | 696 | 2016-10-09 | 10 | 21.33 | 0.96 | 22.29 | 15513.84
10 | 9 | 11:00 | 765 | 2016-10-09 | 11 | 25.24 | 0.9 | 26.14 | 19997.1
10 | 9 | 12:00 | 804 | 2016-10-09 | 12 | 27.23 | 0.97 | 28.2 | 22672.8
10 | 9 | 13:00 | 844 | 2016-10-09 | 13 | 24.71 | 0.92 | 25.63 | 21631.72
10 | 9 | 14:00 | 1030 | 2016-10-09 | 14 | 20.74 | 0.91 | 21.65 | 22299.5
10 | 9 | 15:00 | 722 | 2016-10-09 | 15 | 15.9 | 0.87 | 16.77 | 12107.94
10 | 9 | 16:00 | 595 | 2016-10-09 | 16 | 19.97 | 0.92 | 20.89 | 12429.55
10 | 9 | 17:00 | 187 | 2016-10-09 | 17 | 20.91 | 0.92 | 21.83 | 4082.21
10 | 9 | 18:00 | 23 | 2016-10-09 | 18 | 23.75 | 0.9 | 24.65 | 566.95
10 | 9 | 19:00 | 0 | 2016-10-09 | 19 | 21.98 | 0.92 | 22.9 | 0
10 | 9 | 20:00 | 0 | 2016-10-09 | 20 | 18.15 | 0.89 | 19.04 | 0
10 | 9 | 21:00 | 0 | 2016-10-09 | 21 | 15.01 | 0.88 | 15.89 | 0
10 | 9 | 22:00 | 0 | 2016-10-09 | 22 | 14.47 | 0.97 | 15.44 | 0
10 | 9 | 23:00 | 0 | 2016-10-09 | 23 | 13.58 | 0.91 | 14.49 | 0
10 | 9 | 24:00 | 0 | 2016-10-09 | 24 | 1.48 | 1.03 | 2.51 | 0
10 | 10 | 01:00 | 0 | 2016-10-10 | 1 | 4.02 | 0.95 | 4.97 | 0
10 | 10 | 02:00 | 0 | 2016-10-10 | 2 | 7.12 | 0.94 | 8.06 | 0
10 | 10 | 03:00 | 0 | 2016-10-10 | 3 | 4.7 | 1.02 | 5.72 | 0
10 | 10 | 04:00 | 0 | 2016-10-10 | 4 | 4.03 | 1 | 5.03 | 0
10 | 10 | 05:00 | 0 | 2016-10-10 | 5 | 8.26 | 1.02 | 9.28 | 0
10 | 10 | 06:00 | 0 | 2016-10-10 | 6 | 6.34 | 1.11 | 7.45 | 0
10 | 10 | 07:00 | 1195 | 2016-10-10 | 7 | 9.15 | 1.14 | 10.29 | 12296.55
10 | 10 | 08:00 | 5250 | 2016-10-10 | 8 | 11.84 | 1.7 | 13.54 | 71085
10 | 10 | 09:00 | 9516 | 2016-10-10 | 9 | 12 | 1.58 | 13.58 | 129227.28
10 | 10 | 10:00 | 12805 | 2016-10-10 | 10 | 12.33 | 1.55 | 13.88 | 177733.4
10 | 10 | 11:00 | 14806 | 2016-10-10 | 11 | 12.02 | 1.56 | 13.58 | 201065.48
10 | 10 | 12:00 | 14687 | 2016-10-10 | 12 | 12.33 | 1.55 | 13.88 | 203855.56
10 | 10 | 13:00 | 14372 | 2016-10-10 | 13 | 12.36 | 1.59 | 13.95 | 200489.4
10 | 10 | 14:00 | 12528 | 2016-10-10 | 14 | 12.27 | 1.59 | 13.86 | 173638.08
10 | 10 | 15:00 | 9022 | 2016-10-10 | 15 | 12.07 | 1.59 | 13.66 | 123240.52
10 | 10 | 16:00 | 5240 | 2016-10-10 | 16 | 12.36 | 1.55 | 13.91 | 72888.4
10 | 10 | 17:00 | 1163 | 2016-10-10 | 17 | 13.1 | 1.53 | 14.63 | 17014.69
10 | 10 | 18:00 | 7 | 2016-10-10 | 18 | 14.59 | 1.5 | 16.09 | 112.63
10 | 10 | 19:00 | 0 | 2016-10-10 | 19 | 37.69 | 2 | 39.69 | 0
10 | 10 | 20:00 | 0 | 2016-10-10 | 20 | 16.14 | 1.74 | 17.88 | 0
10 | 10 | 21:00 | 0 | 2016-10-10 | 21 | 13.41 | 1.53 | 14.94 | 0
10 | 10 | 22:00 | 0 | 2016-10-10 | 22 | 13.8 | 1.58 | 15.38 | 0
10 | 10 | 23:00 | 0 | 2016-10-10 | 23 | 12.37 | 1.73 | 14.1 | 0
10 | 10 | 24:00 | 0 | 2016-10-10 | 24 | 11.35 | 1.04 | 12.39 | 0
10 | 11 | 01:00 | 0 | 2016-10-11 | 1 | 13.33 | 1.85 | 15.18 | 0
10 | 11 | 02:00 | 0 | 2016-10-11 | 2 | 12.53 | 1.81 | 14.34 | 0
10 | 11 | 03:00 | 0 | 2016-10-11 | 3 | 14.04 | 1.8 | 15.84 | 0
10 | 11 | 04:00 | 0 | 2016-10-11 | 4 | 12.8 | 1.84 | 14.64 | 0
10 | 11 | 05:00 | 0 | 2016-10-11 | 5 | 12.8 | 1.86 | 14.66 | 0
10 | 11 | 06:00 | 0 | 2016-10-11 | 6 | 11.61 | 1.83 | 13.44 | 0
10 | 11 | 07:00 | 1182 | 2016-10-11 | 7 | 27.16 | 2.22 | 29.38 | 34727.16
10 | 11 | 08:00 | 5068 | 2016-10-11 | 8 | 21.52 | 2.41 | 23.93 | 121277.24
10 | 11 | 09:00 | 8998 | 2016-10-11 | 9 | 23.5 | 2.39 | 25.89 | 232958.22
10 | 11 | 10:00 | 12081 | 2016-10-11 | 10 | 22.87 | 2.36 | 25.23 | 304803.63
10 | 11 | 11:00 | 13918 | 2016-10-11 | 11 | 19.78 | 2.37 | 22.15 | 308283.7
10 | 11 | 12:00 | 13405 | 2016-10-11 | 12 | 23.71 | 2.4 | 26.11 | 350004.55
10 | 11 | 13:00 | 13027 | 2016-10-11 | 13 | 22.73 | 2.4 | 25.13 | 327368.51
10 | 11 | 14:00 | 11574 | 2016-10-11 | 14 | 23.77 | 2.39 | 26.16 | 302775.84
10 | 11 | 15:00 | 8393 | 2016-10-11 | 15 | 19.64 | 2.38 | 22.02 | 184813.86
10 | 11 | 16:00 | 4724 | 2016-10-11 | 16 | 18.34 | 2.39 | 20.73 | 97928.52
10 | 11 | 17:00 | 986 | 2016-10-11 | 17 | 23.29 | 2.36 | 25.65 | 25290.9
10 | 11 | 18:00 | 8 | 2016-10-11 | 18 | 20.66 | 2.33 | 22.99 | 183.92
10 | 11 | 19:00 | 0 | 2016-10-11 | 19 | 30.26 | 2.69 | 32.95 | 0
10 | 11 | 20:00 | 0 | 2016-10-11 | 20 | 19.95 | 2.35 | 22.3 | 0
10 | 11 | 21:00 | 0 | 2016-10-11 | 21 | 23.29 | 2.36 | 25.65 | 0
10 | 11 | 22:00 | 0 | 2016-10-11 | 22 | 18.59 | 2.56 | 21.15 | 0
10 | 11 | 23:00 | 0 | 2016-10-11 | 23 | 17.43 | 2.56 | 19.99 | 0
10 | 11 | 24:00 | 0 | 2016-10-11 | 24 | 19.16 | 1.81 | 20.97 | 0
10 | 12 | 01:00 | 0 | 2016-10-12 | 1 | 18.44 | 0.69 | 19.13 | 0
10 | 12 | 02:00 | 0 | 2016-10-12 | 2 | 19.61 | 0.7 | 20.31 | 0
10 | 12 | 03:00 | 0 | 2016-10-12 | 3 | 18.8 | 0.71 | 19.51 | 0
10 | 12 | 04:00 | 0 | 2016-10-12 | 4 | 19.33 | 0.72 | 20.05 | 0
10 | 12 | 05:00 | 0 | 2016-10-12 | 5 | 18.78 | 0.81 | 19.59 | 0
10 | 12 | 06:00 | 0 | 2016-10-12 | 6 | 20.02 | 0.74 | 20.76 | 0
10 | 12 | 07:00 | 738 | 2016-10-12 | 7 | 24.92 | 0.88 | 25.8 | 19040.4
10 | 12 | 08:00 | 3945 | 2016-10-12 | 8 | 29.86 | 1.47 | 31.33 | 123596.85
10 | 12 | 09:00 | 7948 | 2016-10-12 | 9 | 25.84 | 1.36 | 27.2 | 216185.6
10 | 12 | 10:00 | 10164 | 2016-10-12 | 10 | 24.46 | 1.32 | 25.78 | 262027.92
10 | 12 | 11:00 | 13210 | 2016-10-12 | 11 | 21.25 | 1.28 | 22.53 | 297621.3
10 | 12 | 12:00 | 13494 | 2016-10-12 | 12 | 23.22 | 1.27 | 24.49 | 330468.06
10 | 12 | 13:00 | 13395 | 2016-10-12 | 13 | 19.29 | 1.28 | 20.57 | 275535.15
10 | 12 | 14:00 | 11379 | 2016-10-12 | 14 | 20.14 | 1.28 | 21.42 | 243738.18
10 | 12 | 15:00 | 8347 | 2016-10-12 | 15 | 20.15 | 1.29 | 21.44 | 178959.68
10 | 12 | 16:00 | 4643 | 2016-10-12 | 16 | 17.9 | 1.27 | 19.17 | 89006.31
10 | 12 | 17:00 | 942 | 2016-10-12 | 17 | 27.47 | 1.57 | 29.04 | 27355.68
10 | 12 | 18:00 | 3 | 2016-10-12 | 18 | 33.17 | 1.66 | 34.83 | 104.49
10 | 12 | 19:00 | 0 | 2016-10-12 | 19 | 24.4 | 1.26 | 25.66 | 0
10 | 12 | 20:00 | 0 | 2016-10-12 | 20 | 25.79 | 1.23 | 27.02 | 0
10 | 12 | 21:00 | 0 | 2016-10-12 | 21 | 18.33 | 1.27 | 19.6 | 0
10 | 12 | 22:00 | 0 | 2016-10-12 | 22 | 16.73 | 1.38 | 18.11 | 0
10 | 12 | 23:00 | 0 | 2016-10-12 | 23 | 16.6 | 1.39 | 17.99 | 0
10 | 12 | 24:00 | 0 | 2016-10-12 | 24 | 17.67 | 0.69 | 18.36 | 0
10 | 13 | 01:00 | 0 | 2016-10-13 | 1 | 17.34 | 0.49 | 17.83 | 0
10 | 13 | 02:00 | 0 | 2016-10-13 | 2 | 7.83 | 0.51 | 8.34 | 0
10 | 13 | 03:00 | 0 | 2016-10-13 | 3 | 6.37 | 0.54 | 6.91 | 0
10 | 13 | 04:00 | 0 | 2016-10-13 | 4 | -11.38 | 0.8 | -10.58 | 0
10 | 13 | 05:00 | 0 | 2016-10-13 | 5 | 16.35 | 0.52 | 16.87 | 0
10 | 13 | 06:00 | 0 | 2016-10-13 | 6 | 32.14 | 0.52 | 32.66 | 0
10 | 13 | 07:00 | 365 | 2016-10-13 | 7 | 45.81 | 1.4 | 47.21 | 17231.65
10 | 13 | 08:00 | 2249 | 2016-10-13 | 8 | 55 | 2.72 | 57.72 | 129812.28
10 | 13 | 09:00 | 7013 | 2016-10-13 | 9 | 28.37 | 1.24 | 29.61 | 207654.93
10 | 13 | 10:00 | 6975 | 2016-10-13 | 10 | 19.28 | 1.05 | 20.33 | 141801.75
10 | 13 | 11:00 | 10256 | 2016-10-13 | 11 | 21.19 | 1.03 | 22.22 | 227888.32
10 | 13 | 12:00 | 11215 | 2016-10-13 | 12 | 21.37 | 1.04 | 22.41 | 251328.15
10 | 13 | 13:00 | 9592 | 2016-10-13 | 13 | 20.86 | 1.04 | 21.9 | 210064.8
10 | 13 | 14:00 | 5497 | 2016-10-13 | 14 | 24.77 | 1.18 | 25.95 | 142647.15
10 | 13 | 15:00 | 1947 | 2016-10-13 | 15 | 31.18 | 1.08 | 32.26 | 62810.22
10 | 13 | 16:00 | 524 | 2016-10-13 | 16 | 24.99 | 1.18 | 26.17 | 13713.08
10 | 13 | 17:00 | 116 | 2016-10-13 | 17 | 28.72 | 1.09 | 29.81 | 3457.96
10 | 13 | 18:00 | 4 | 2016-10-13 | 18 | 38.51 | 1.32 | 39.83 | 159.32
10 | 13 | 19:00 | 0 | 2016-10-13 | 19 | 29.52 | 1.02 | 30.54 | 0
10 | 13 | 20:00 | 0 | 2016-10-13 | 20 | 20.21 | 0.99 | 21.2 | 0
10 | 13 | 21:00 | 0 | 2016-10-13 | 21 | 19.08 | 1.02 | 20.1 | 0
10 | 13 | 22:00 | 0 | 2016-10-13 | 22 | 21.18 | 1.09 | 22.27 | 0
10 | 13 | 23:00 | 0 | 2016-10-13 | 23 | 19.08 | 1.18 | 20.26 | 0
10 | 13 | 24:00 | 0 | 2016-10-13 | 24 | 16.24 | 0.65 | 16.89 | 0
10 | 14 | 01:00 | 0 | 2016-10-14 | 1 | 19.88 | 1.41 | 21.29 | 0
10 | 14 | 02:00 | 0 | 2016-10-14 | 2 | 18.85 | 1.38 | 20.23 | 0
10 | 14 | 03:00 | 0 | 2016-10-14 | 3 | -7.43 | 1.51 | -5.92 | 0
10 | 14 | 04:00 | 0 | 2016-10-14 | 4 | 3.47 | 1.61 | 5.08 | 0
10 | 14 | 05:00 | 0 | 2016-10-14 | 5 | 10.9 | 1.48 | 12.38 | 0
10 | 14 | 06:00 | 0 | 2016-10-14 | 6 | -2.58 | 1.39 | -1.19 | 0
10 | 14 | 07:00 | 971 | 2016-10-14 | 7 | 9.49 | 1.59 | 11.08 | 10758.68
10 | 14 | 08:00 | 4868 | 2016-10-14 | 8 | 29.89 | 2.09 | 31.98 | 155678.64
10 | 14 | 09:00 | 8906 | 2016-10-14 | 9 | 24.86 | 2 | 26.86 | 239215.16
10 | 14 | 10:00 | 12254 | 2016-10-14 | 10 | 24.16 | 2 | 26.16 | 320564.64
10 | 14 | 11:00 | 14158 | 2016-10-14 | 11 | 21.04 | 1.93 | 22.97 | 325209.26
10 | 14 | 12:00 | 14049 | 2016-10-14 | 12 | 20.21 | 1.94 | 22.15 | 311185.35
10 | 14 | 13:00 | 13680 | 2016-10-14 | 13 | 19.54 | 1.96 | 21.5 | 294120
10 | 14 | 14:00 | 11815 | 2016-10-14 | 14 | 19.86 | 1.96 | 21.82 | 257803.3
10 | 14 | 15:00 | 8571 | 2016-10-14 | 15 | 19.24 | 1.97 | 21.21 | 181790.91
10 | 14 | 16:00 | 4789 | 2016-10-14 | 16 | 17.13 | 1.98 | 19.11 | 91517.79
10 | 14 | 17:00 | 912 | 2016-10-14 | 17 | 18.43 | 1.95 | 20.38 | 18586.56
10 | 14 | 18:00 | 1 | 2016-10-14 | 18 | 25.7 | 2.01 | 27.71 | 27.71
10 | 14 | 19:00 | 0 | 2016-10-14 | 19 | 20.32 | 1.92 | 22.24 | 0
10 | 14 | 20:00 | 0 | 2016-10-14 | 20 | 19.68 | 1.98 | 21.66 | 0
10 | 14 | 21:00 | 0 | 2016-10-14 | 21 | 19.47 | 2.05 | 21.52 | 0
10 | 14 | 22:00 | 0 | 2016-10-14 | 22 | 19.72 | 2.12 | 21.84 | 0
10 | 14 | 23:00 | 0 | 2016-10-14 | 23 | 20.74 | 2.15 | 22.89 | 0
10 | 14 | 24:00 | 0 | 2016-10-14 | 24 | 20.25 | 1.55 | 21.8 | 0
10 | 15 | 01:00 | 0 | 2016-10-15 | 1 | 44.68 | 1.24 | 45.92 | 0
10 | 15 | 02:00 | 0 | 2016-10-15 | 2 | 26.92 | 1.42 | 28.34 | 0
10 | 15 | 03:00 | 0 | 2016-10-15 | 3 | 28.52 | 1.46 | 29.98 | 0
10 | 15 | 04:00 | 0 | 2016-10-15 | 4 | 25.1 | 1.24 | 26.34 | 0
10 | 15 | 05:00 | 0 | 2016-10-15 | 5 | 20.52 | 1.2 | 21.72 | 0
10 | 15 | 06:00 | 0 | 2016-10-15 | 6 | 33 | 1.26 | 34.26 | 0
10 | 15 | 07:00 | 1024 | 2016-10-15 | 7 | 61.81 | 3.11 | 64.92 | 66478.08
10 | 15 | 08:00 | 4929 | 2016-10-15 | 8 | 39.38 | 1.83 | 41.21 | 203124.09
10 | 15 | 09:00 | 8663 | 2016-10-15 | 9 | 41.01 | 2.28 | 43.29 | 375021.27
10 | 15 | 10:00 | 11462 | 2016-10-15 | 10 | 37.11 | 1.97 | 39.08 | 447934.96
10 | 15 | 11:00 | 13050 | 2016-10-15 | 11 | 40 | 3.17 | 43.17 | 563368.5
10 | 15 | 12:00 | 12739 | 2016-10-15 | 12 | 11.19 | 1.26 | 12.45 | 158600.55
10 | 15 | 13:00 | 12028 | 2016-10-15 | 13 | 4.04 | 1.26 | 5.3 | 63748.4
10 | 15 | 14:00 | 7404 | 2016-10-15 | 14 | -1.68 | 1.34 | -0.34 | -2517.36
10 | 15 | 15:00 | 6095 | 2016-10-15 | 15 | 11.94 | 1.22 | 13.16 | 80210.2
10 | 15 | 16:00 | 3982 | 2016-10-15 | 16 | 16.46 | 1.49 | 17.95 | 71476.9
10 | 15 | 17:00 | 552 | 2016-10-15 | 17 | 24.46 | 2.21 | 26.67 | 14721.84
10 | 15 | 18:00 | 3 | 2016-10-15 | 18 | 12.38 | 1.42 | 13.8 | 41.4
10 | 15 | 19:00 | 0 | 2016-10-15 | 19 | 59.08 | 4.37 | 63.45 | 0
10 | 15 | 20:00 | 0 | 2016-10-15 | 20 | 35.51 | 2.65 | 38.16 | 0
10 | 15 | 21:00 | 0 | 2016-10-15 | 21 | 12.75 | 1.18 | 13.93 | 0
10 | 15 | 22:00 | 0 | 2016-10-15 | 22 | 12.68 | 1.32 | 14 | 0
10 | 15 | 23:00 | 0 | 2016-10-15 | 23 | 19.77 | 1.47 | 21.24 | 0
10 | 15 | 24:00 | 0 | 2016-10-15 | 24 | 19.31 | 1.5 | 20.81 | 0
10 | 16 | 01:00 | 0 | 2016-10-16 | 1 | 13.89 | 1.16 | 15.05 | 0
10 | 16 | 02:00 | 0 | 2016-10-16 | 2 | 5.1 | 1.16 | 6.26 | 0
10 | 16 | 03:00 | 0 | 2016-10-16 | 3 | 7.81 | 1.8 | 9.61 | 0
10 | 16 | 04:00 | 0 | 2016-10-16 | 4 | 12.42 | 1.3 | 13.72 | 0
10 | 16 | 05:00 | 0 | 2016-10-16 | 5 | 12.92 | 1.16 | 14.08 | 0
10 | 16 | 06:00 | 0 | 2016-10-16 | 6 | 11 | 1.18 | 12.18 | 0
10 | 16 | 07:00 | 753 | 2016-10-16 | 7 | 13.33 | 1.23 | 14.56 | 10963.68
10 | 16 | 08:00 | 3512 | 2016-10-16 | 8 | 10.74 | 1.25 | 11.99 | 42108.88
10 | 16 | 09:00 | 7205 | 2016-10-16 | 9 | 11.04 | 1.14 | 12.18 | 87756.9
10 | 16 | 10:00 | 8199 | 2016-10-16 | 10 | 29.81 | 1.9 | 31.71 | 259990.29
10 | 16 | 11:00 | 9272 | 2016-10-16 | 11 | 12.2 | 1.1 | 13.3 | 123317.6
10 | 16 | 12:00 | 10307 | 2016-10-16 | 12 | 12.26 | 1.14 | 13.4 | 138113.8
10 | 16 | 13:00 | 6951 | 2016-10-16 | 13 | 12.29 | 1.14 | 13.43 | 93351.93
10 | 16 | 14:00 | 5225 | 2016-10-16 | 14 | 12.38 | 1.14 | 13.52 | 70642
10 | 16 | 15:00 | 3420 | 2016-10-16 | 15 | 12.29 | 1.16 | 13.45 | 45999
10 | 16 | 16:00 | 1420 | 2016-10-16 | 16 | 12.57 | 1.12 | 13.69 | 19439.8
10 | 16 | 17:00 | 422 | 2016-10-16 | 17 | 23.67 | 1.28 | 24.95 | 10528.9
10 | 16 | 18:00 | 0 | 2016-10-16 | 18 | 27.63 | 1.5 | 29.13 | 0
10 | 16 | 19:00 | 0 | 2016-10-16 | 19 | 26.91 | 1.13 | 28.04 | 0
10 | 16 | 20:00 | 0 | 2016-10-16 | 20 | 14.13 | 1.13 | 15.26 | 0
10 | 16 | 21:00 | 0 | 2016-10-16 | 21 | 16.08 | 1.3 | 17.38 | 0
10 | 16 | 22:00 | 0 | 2016-10-16 | 22 | 12.44 | 1.22 | 13.66 | 0
10 | 16 | 23:00 | 0 | 2016-10-16 | 23 | 30.49 | 1.81 | 32.3 | 0
10 | 16 | 24:00 | 0 | 2016-10-16 | 24 | 11.34 | 1.15 | 12.49 | 0
10 | 17 | 01:00 | 0 | 2016-10-17 | 1 | 12.33 | 1.13 | 13.46 | 0
10 | 17 | 02:00 | 0 | 2016-10-17 | 2 | 15.81 | 1.16 | 16.97 | 0
10 | 17 | 03:00 | 0 | 2016-10-17 | 3 | 16.27 | 1.16 | 17.43 | 0
10 | 17 | 04:00 | 0 | 2016-10-17 | 4 | 15.91 | 1.17 | 17.08 | 0
10 | 17 | 05:00 | 0 | 2016-10-17 | 5 | 14.99 | 1.15 | 16.14 | 0
10 | 17 | 06:00 | 0 | 2016-10-17 | 6 | 22.39 | 1.53 | 23.92 | 0
10 | 17 | 07:00 | 768 | 2016-10-17 | 7 | 33.34 | 1.9 | 35.24 | 27064.32
10 | 17 | 08:00 | 3713 | 2016-10-17 | 8 | 24.88 | 2.23 | 27.11 | 100659.43
10 | 17 | 09:00 | 7845 | 2016-10-17 | 9 | 36.54 | 1.77 | 38.31 | 300541.95
10 | 17 | 10:00 | 10714 | 2016-10-17 | 10 | 31.85 | 1.74 | 33.59 | 359883.26
10 | 17 | 11:00 | 12864 | 2016-10-17 | 11 | 27.64 | 1.77 | 29.41 | 378330.24
10 | 17 | 12:00 | 11585 | 2016-10-17 | 12 | 23.91 | 1.67 | 25.58 | 296344.3
10 | 17 | 13:00 | 10371 | 2016-10-17 | 13 | 21.57 | 1.79 | 23.36 | 242266.56
10 | 17 | 14:00 | 6649 | 2016-10-17 | 14 | 17.66 | 1.71 | 19.37 | 128791.13
10 | 17 | 15:00 | 4878 | 2016-10-17 | 15 | 21.61 | 1.76 | 23.37 | 113998.86
10 | 17 | 16:00 | 1606 | 2016-10-17 | 16 | 21.53 | 1.77 | 23.3 | 37419.8
10 | 17 | 17:00 | 314 | 2016-10-17 | 17 | 19.36 | 1.68 | 21.04 | 6606.56
10 | 17 | 18:00 | 0 | 2016-10-17 | 18 | 21.6 | 1.7 | 23.3 | 0
10 | 17 | 19:00 | 0 | 2016-10-17 | 19 | 52.64 | 3.03 | 55.67 | 0
10 | 17 | 20:00 | 0 | 2016-10-17 | 20 | 42.59 | 2.25 | 44.84 | 0
10 | 17 | 21:00 | 0 | 2016-10-17 | 21 | 25.71 | 1.68 | 27.39 | 0
10 | 17 | 22:00 | 0 | 2016-10-17 | 22 | 22.53 | 1.73 | 24.26 | 0
10 | 17 | 23:00 | 0 | 2016-10-17 | 23 | 22.91 | 1.96 | 24.87 | 0
10 | 17 | 24:00 | 0 | 2016-10-17 | 24 | 19.39 | 1.18 | 20.57 | 0
10 | 18 | 01:00 | 0 | 2016-10-18 | 1 | 17.96 | 0.56 | 18.52 | 0
10 | 18 | 02:00 | 0 | 2016-10-18 | 2 | 17.24 | 0.52 | 17.76 | 0
10 | 18 | 03:00 | 0 | 2016-10-18 | 3 | 16.86 | 0.53 | 17.39 | 0
10 | 18 | 04:00 | 0 | 2016-10-18 | 4 | 17.23 | 0.51 | 17.74 | 0
10 | 18 | 05:00 | 0 | 2016-10-18 | 5 | 18.37 | 0.51 | 18.88 | 0
10 | 18 | 06:00 | 0 | 2016-10-18 | 6 | 15.79 | 0.5 | 16.29 | 0
10 | 18 | 07:00 | 60 | 2016-10-18 | 7 | 16.8 | 0.57 | 17.37 | 1042.2
10 | 18 | 08:00 | 589 | 2016-10-18 | 8 | 26.51 | 1.25 | 27.76 | 16350.64
10 | 18 | 09:00 | 1074 | 2016-10-18 | 9 | 26.35 | 1.29 | 27.64 | 29685.36
10 | 18 | 10:00 | 1817 | 2016-10-18 | 10 | 22.92 | 1.12 | 24.04 | 43680.68
10 | 18 | 11:00 | 2466 | 2016-10-18 | 11 | 39.65 | 1.28 | 40.93 | 100933.38
10 | 18 | 12:00 | 2715 | 2016-10-18 | 12 | 42.3 | 1.24 | 43.54 | 118211.1
10 | 18 | 13:00 | 2400 | 2016-10-18 | 13 | 28.82 | 1.14 | 29.96 | 71904
10 | 18 | 14:00 | 2893 | 2016-10-18 | 14 | 24.36 | 1.1 | 25.46 | 73655.78
10 | 18 | 15:00 | 3171 | 2016-10-18 | 15 | 21.43 | 1.06 | 22.49 | 71315.79
10 | 18 | 16:00 | 1670 | 2016-10-18 | 16 | 22.23 | 1.07 | 23.3 | 38911
10 | 18 | 17:00 | 201 | 2016-10-18 | 17 | 22.3 | 1.08 | 23.38 | 4699.38
10 | 18 | 18:00 | 0 | 2016-10-18 | 18 | 28.37 | 1.09 | 29.46 | 0
10 | 18 | 19:00 | 0 | 2016-10-18 | 19 | 43.12 | 2.65 | 45.77 | 0
10 | 18 | 20:00 | 0 | 2016-10-18 | 20 | 32.19 | 2.16 | 34.35 | 0
10 | 18 | 21:00 | 0 | 2016-10-18 | 21 | 31.73 | 1.18 | 32.91 | 0
10 | 18 | 22:00 | 0 | 2016-10-18 | 22 | 26.78 | 1.21 | 27.99 | 0
10 | 18 | 23:00 | 0 | 2016-10-18 | 23 | 16.12 | 1.28 | 17.4 | 0
10 | 18 | 24:00 | 0 | 2016-10-18 | 24 | 15.74 | 0.49 | 16.23 | 0
10 | 19 | 01:00 | 0 | 2016-10-19 | 1 | 17.25 | 0.41 | 17.66 | 0
10 | 19 | 02:00 | 0 | 2016-10-19 | 2 | 12.57 | 0.42 | 12.99 | 0
10 | 19 | 03:00 | 0 | 2016-10-19 | 3 | 3.81 | 0.55 | 4.36 | 0
10 | 19 | 04:00 | 0 | 2016-10-19 | 4 | 14.3 | 0.45 | 14.75 | 0
10 | 19 | 05:00 | 0 | 2016-10-19 | 5 | -3.39 | 0.76 | -2.63 | 0
10 | 19 | 06:00 | 0 | 2016-10-19 | 6 | 20.58 | 0.49 | 21.07 | 0
10 | 19 | 07:00 | 294 | 2016-10-19 | 7 | 20.66 | 0.53 | 21.19 | 6229.86
10 | 19 | 08:00 | 3645 | 2016-10-19 | 8 | 37.37 | 1.13 | 38.5 | 140332.5
10 | 19 | 09:00 | 7502 | 2016-10-19 | 9 | 28.91 | 1.16 | 30.07 | 225585.14
10 | 19 | 10:00 | 9381 | 2016-10-19 | 10 | 26.85 | 1.03 | 27.88 | 261542.28
10 | 19 | 11:00 | 11803 | 2016-10-19 | 11 | 36.53 | 1.49 | 38.02 | 448750.06
10 | 19 | 12:00 | 12190 | 2016-10-19 | 12 | 43.15 | 1.21 | 44.36 | 540748.4
10 | 19 | 13:00 | 11609 | 2016-10-19 | 13 | 26.86 | 0.97 | 27.83 | 323078.47
10 | 19 | 14:00 | 7967 | 2016-10-19 | 14 | 25.31 | 0.99 | 26.3 | 209532.1
10 | 19 | 15:00 | 7953 | 2016-10-19 | 15 | 26.56 | 1.04 | 27.6 | 219502.8
10 | 19 | 16:00 | 3734 | 2016-10-19 | 16 | 29.93 | 1.02 | 30.95 | 115567.3
10 | 19 | 17:00 | 571 | 2016-10-19 | 17 | 25.39 | 1.01 | 26.4 | 15074.4
10 | 19 | 18:00 | 0 | 2016-10-19 | 18 | 23.29 | 1 | 24.29 | 0
10 | 19 | 19:00 | 0 | 2016-10-19 | 19 | 25.66 | 0.95 | 26.61 | 0
10 | 19 | 20:00 | 0 | 2016-10-19 | 20 | 29.5 | 1 | 30.5 | 0
10 | 19 | 21:00 | 0 | 2016-10-19 | 21 | 25.6 | 1.03 | 26.63 | 0
10 | 19 | 22:00 | 0 | 2016-10-19 | 22 | 23.7 | 1.11 | 24.81 | 0
10 | 19 | 23:00 | 0 | 2016-10-19 | 23 | 16.85 | 1.39 | 18.24 | 0
10 | 19 | 24:00 | 0 | 2016-10-19 | 24 | 18.51 | 0.59 | 19.1 | 0
10 | 20 | 01:00 | 0 | 2016-10-20 | 1 | 21.79 | 0.24 | 22.03 | 0
10 | 20 | 02:00 | 0 | 2016-10-20 | 2 | 23.16 | 0.27 | 23.43 | 0
10 | 20 | 03:00 | 0 | 2016-10-20 | 3 | 23.11 | 0.3 | 23.41 | 0
10 | 20 | 04:00 | 0 | 2016-10-20 | 4 | 21.33 | 0.34 | 21.67 | 0
10 | 20 | 05:00 | 0 | 2016-10-20 | 5 | 23.16 | 0.33 | 23.49 | 0
10 | 20 | 06:00 | 0 | 2016-10-20 | 6 | 15.16 | 0.31 | 15.47 | 0
10 | 20 | 07:00 | 626 | 2016-10-20 | 7 | 25.48 | 0.55 | 26.03 | 16294.78
10 | 20 | 08:00 | 3882 | 2016-10-20 | 8 | 28.22 | 1.1 | 29.32 | 113820.24
10 | 20 | 09:00 | 8029 | 2016-10-20 | 9 | 18.36 | 1.02 | 19.38 | 155602.02
10 | 20 | 10:00 | 9955 | 2016-10-20 | 10 | 18.58 | 1.06 | 19.64 | 195516.2
10 | 20 | 11:00 | 11659 | 2016-10-20 | 11 | 28.33 | 0.91 | 29.24 | 340909.16
10 | 20 | 12:00 | 9840 | 2016-10-20 | 12 | 41.49 | 1.01 | 42.5 | 418200
10 | 20 | 13:00 | 5974 | 2016-10-20 | 13 | 37.46 | 0.98 | 38.44 | 229640.56
10 | 20 | 14:00 | 3105 | 2016-10-20 | 14 | 43.96 | 1.04 | 45 | 139725
10 | 20 | 15:00 | 2170 | 2016-10-20 | 15 | 32.75 | 0.96 | 33.71 | 73150.7
10 | 20 | 16:00 | 890 | 2016-10-20 | 16 | 28.97 | 0.95 | 29.92 | 26628.8
10 | 20 | 17:00 | 96 | 2016-10-20 | 17 | 31.49 | 0.9 | 32.39 | 3109.44
10 | 20 | 18:00 | 0 | 2016-10-20 | 18 | 37.24 | 0.86 | 38.1 | 0
10 | 20 | 19:00 | 0 | 2016-10-20 | 19 | 72.8 | 1.59 | 74.39 | 0
10 | 20 | 20:00 | 0 | 2016-10-20 | 20 | 36.7 | 0.88 | 37.58 | 0
10 | 20 | 21:00 | 0 | 2016-10-20 | 21 | 31.98 | 0.91 | 32.89 | 0
10 | 20 | 22:00 | 0 | 2016-10-20 | 22 | 24.15 | 0.97 | 25.12 | 0
10 | 20 | 23:00 | 0 | 2016-10-20 | 23 | 19.17 | 1.14 | 20.31 | 0
10 | 20 | 24:00 | 0 | 2016-10-20 | 24 | 17.36 | 0.48 | 17.84 | 0
10 | 21 | 01:00 | 0 | 2016-10-21 | 1 | 20.27 | 1.05 | 21.32 | 0
10 | 21 | 02:00 | 0 | 2016-10-21 | 2 | 20.09 | 1.02 | 21.11 | 0
10 | 21 | 03:00 | 0 | 2016-10-21 | 3 | 16.14 | 1.13 | 17.27 | 0
10 | 21 | 04:00 | 0 | 2016-10-21 | 4 | 14.83 | 1.16 | 15.99 | 0
10 | 21 | 05:00 | 0 | 2016-10-21 | 5 | 19.84 | 1.18 | 21.02 | 0
10 | 21 | 06:00 | 0 | 2016-10-21 | 6 | 23.44 | 1.22 | 24.66 | 0
10 | 21 | 07:00 | 99 | 2016-10-21 | 7 | 14.98 | 1.11 | 16.09 | 1592.91
10 | 21 | 08:00 | 839 | 2016-10-21 | 8 | 28.72 | 1.64 | 30.36 | 25472.04
10 | 21 | 09:00 | 1362 | 2016-10-21 | 9 | 33.48 | 1.63 | 35.11 | 47819.82
10 | 21 | 10:00 | 2195 | 2016-10-21 | 10 | 39.86 | 1.66 | 41.52 | 91136.4
10 | 21 | 11:00 | 3231 | 2016-10-21 | 11 | 42.02 | 1.66 | 43.68 | 141130.08
10 | 21 | 12:00 | 5193 | 2016-10-21 | 12 | 45.33 | 1.61 | 46.94 | 243759.42
10 | 21 | 13:00 | 4876 | 2016-10-21 | 13 | 44.64 | 1.66 | 46.3 | 225758.8
10 | 21 | 14:00 | 3202 | 2016-10-21 | 14 | 47.25 | 1.7 | 48.95 | 156737.9
10 | 21 | 15:00 | 2186 | 2016-10-21 | 15 | 52.67 | 1.68 | 54.35 | 118809.1
10 | 21 | 16:00 | 980 | 2016-10-21 | 16 | 31.6 | 1.58 | 33.18 | 32516.4
10 | 21 | 17:00 | 185 | 2016-10-21 | 17 | 65.29 | 1.75 | 67.04 | 12402.4
10 | 21 | 18:00 | 0 | 2016-10-21 | 18 | 78.94 | 1.93 | 80.87 | 0
10 | 21 | 19:00 | 0 | 2016-10-21 | 19 | 41.8 | 1.59 | 43.39 | 0
10 | 21 | 20:00 | 0 | 2016-10-21 | 20 | 68.47 | 2.23 | 70.7 | 0
10 | 21 | 21:00 | 0 | 2016-10-21 | 21 | 36.45 | 2.17 | 38.62 | 0
10 | 21 | 22:00 | 0 | 2016-10-21 | 22 | 28.94 | 1.7 | 30.64 | 0
10 | 21 | 23:00 | 0 | 2016-10-21 | 23 | 19.85 | 1.7 | 21.55 | 0
10 | 21 | 24:00 | 0 | 2016-10-21 | 24 | 17.33 | 1.05 | 18.38 | 0
10 | 22 | 01:00 | 0 | 2016-10-22 | 1 | 47.87 | 0.77 | 48.64 | 0
10 | 22 | 02:00 | 0 | 2016-10-22 | 2 | 62.72 | 1.38 | 64.1 | 0
10 | 22 | 03:00 | 0 | 2016-10-22 | 3 | 28.37 | 0.88 | 29.25 | 0
10 | 22 | 04:00 | 0 | 2016-10-22 | 4 | 29.59 | 0.87 | 30.46 | 0
10 | 22 | 05:00 | 0 | 2016-10-22 | 5 | 31.29 | 0.93 | 32.22 | 0
10 | 22 | 06:00 | 0 | 2016-10-22 | 6 | 19.66 | 0.75 | 20.41 | 0
10 | 22 | 07:00 | 48 | 2016-10-22 | 7 | 19.92 | 0.8 | 20.72 | 994.56
10 | 22 | 08:00 | 1002 | 2016-10-22 | 8 | 24.56 | 0.75 | 25.31 | 25360.62
10 | 22 | 09:00 | 2128 | 2016-10-22 | 9 | 30.34 | 0.85 | 31.19 | 66372.32
10 | 22 | 10:00 | 3056 | 2016-10-22 | 10 | 62.6 | 1.8 | 64.4 | 196806.4
10 | 22 | 11:00 | 2705 | 2016-10-22 | 11 | 80.08 | 2.6 | 82.68 | 223649.4
10 | 22 | 12:00 | 2037 | 2016-10-22 | 12 | 36.39 | 0.91 | 37.3 | 75980.1
10 | 22 | 13:00 | 1567 | 2016-10-22 | 13 | 28.49 | 0.87 | 29.36 | 46007.12
10 | 22 | 14:00 | 1963 | 2016-10-22 | 14 | 18.52 | 0.79 | 19.31 | 37905.53
10 | 22 | 15:00 | 1960 | 2016-10-22 | 15 | 17.64 | 0.82 | 18.46 | 36181.6
10 | 22 | 16:00 | 626 | 2016-10-22 | 16 | 16.12 | 0.77 | 16.89 | 10573.14
10 | 22 | 17:00 | 127 | 2016-10-22 | 17 | 16.34 | 0.72 | 17.06 | 2166.62
10 | 22 | 18:00 | 0 | 2016-10-22 | 18 | 15.83 | 0.77 | 16.6 | 0
10 | 22 | 19:00 | 0 | 2016-10-22 | 19 | 14.93 | 0.76 | 15.69 | 0
10 | 22 | 20:00 | 0 | 2016-10-22 | 20 | 11.91 | 0.71 | 12.62 | 0
10 | 22 | 21:00 | 0 | 2016-10-22 | 21 | 10.01 | 0.7 | 10.71 | 0
10 | 22 | 22:00 | 0 | 2016-10-22 | 22 | 4.61 | 1.03 | 5.64 | 0
10 | 22 | 23:00 | 0 | 2016-10-22 | 23 | -1.63 | 1.07 | -0.56 | 0
10 | 22 | 24:00 | 0 | 2016-10-22 | 24 | 4.77 | 1.11 | 5.88 | 0
10 | 23 | 01:00 | 0 | 2016-10-23 | 1 | 9.95 | 0.99 | 10.94 | 0
10 | 23 | 02:00 | 0 | 2016-10-23 | 2 | 10.88 | 0.99 | 11.87 | 0
10 | 23 | 03:00 | 0 | 2016-10-23 | 3 | -11.84 | 0.99 | -10.85 | 0
10 | 23 | 04:00 | 0 | 2016-10-23 | 4 | -3.27 | 0.89 | -2.38 | 0
10 | 23 | 05:00 | 0 | 2016-10-23 | 5 | -5.55 | 0.98 | -4.57 | 0
10 | 23 | 06:00 | 0 | 2016-10-23 | 6 | 0.93 | 0.85 | 1.78 | 0
10 | 23 | 07:00 | 173 | 2016-10-23 | 7 | -13.02 | 1.36 | -11.66 | -2017.18
10 | 23 | 08:00 | 2275 | 2016-10-23 | 8 | 9.33 | 1.19 | 10.52 | 23933
10 | 23 | 09:00 | 4643 | 2016-10-23 | 9 | 5.18 | 0.75 | 5.93 | 27532.99
10 | 23 | 10:00 | 8920 | 2016-10-23 | 10 | -3.83 | 0.75 | -3.08 | -27473.6
10 | 23 | 11:00 | 12544 | 2016-10-23 | 11 | 7.11 | 0.72 | 7.83 | 98219.52
10 | 23 | 12:00 | 12767 | 2016-10-23 | 12 | 6.84 | 0.75 | 7.59 | 96901.53
10 | 23 | 13:00 | 11769 | 2016-10-23 | 13 | 0.98 | 0.78 | 1.76 | 20713.44
10 | 23 | 14:00 | 11033 | 2016-10-23 | 14 | -1.29 | 0.8 | -0.49 | -5406.17
10 | 23 | 15:00 | 7821 | 2016-10-23 | 15 | -4.37 | 0.77 | -3.6 | -28155.6
10 | 23 | 16:00 | 3659 | 2016-10-23 | 16 | -8.38 | 1 | -7.38 | -27003.42
10 | 23 | 17:00 | 486 | 2016-10-23 | 17 | 3.61 | 0.82 | 4.43 | 2152.98
10 | 23 | 18:00 | 0 | 2016-10-23 | 18 | 8.64 | 0.74 | 9.38 | 0
10 | 23 | 19:00 | 0 | 2016-10-23 | 19 | 15.08 | 0.7 | 15.78 | 0
10 | 23 | 20:00 | 0 | 2016-10-23 | 20 | 15.16 | 0.73 | 15.89 | 0
10 | 23 | 21:00 | 0 | 2016-10-23 | 21 | 11.17 | 0.71 | 11.88 | 0
10 | 23 | 22:00 | 0 | 2016-10-23 | 22 | 7.48 | 0.79 | 8.27 | 0
10 | 23 | 23:00 | 0 | 2016-10-23 | 23 | 4.67 | 0.92 | 5.59 | 0
10 | 23 | 24:00 | 0 | 2016-10-23 | 24 | -6.2 | 0.88 | -5.32 | 0
10 | 24 | 01:00 | 0 | 2016-10-24 | 1 | -5.45 | 1.74 | -3.71 | 0
10 | 24 | 02:00 | 0 | 2016-10-24 | 2 | 15.54 | 1.87 | 17.41 | 0
10 | 24 | 03:00 | 0 | 2016-10-24 | 3 | 15.71 | 1.67 | 17.38 | 0
10 | 24 | 04:00 | 0 | 2016-10-24 | 4 | -16.61 | 1.98 | -14.63 | 0
10 | 24 | 05:00 | 0 | 2016-10-24 | 5 | -54.82 | 3.18 | -51.64 | 0
10 | 24 | 06:00 | 0 | 2016-10-24 | 6 | 12.47 | 1.8 | 14.27 | 0
10 | 24 | 07:00 | 572 | 2016-10-24 | 7 | 28.37 | 2.23 | 30.6 | 17503.2
10 | 24 | 08:00 | 4214 | 2016-10-24 | 8 | 37.12 | 2.93 | 40.05 | 168770.7
10 | 24 | 09:00 | 7141 | 2016-10-24 | 9 | 26.32 | 2.32 | 28.64 | 204518.24
10 | 24 | 10:00 | 10989 | 2016-10-24 | 10 | 18.15 | 2.24 | 20.39 | 224065.71
10 | 24 | 11:00 | 11788 | 2016-10-24 | 11 | 33.71 | 2.51 | 36.22 | 426961.36
10 | 24 | 12:00 | 13127 | 2016-10-24 | 12 | 31.08 | 2.41 | 33.49 | 439623.23
10 | 24 | 13:00 | 12776 | 2016-10-24 | 13 | 23.89 | 2.25 | 26.14 | 333964.64
10 | 24 | 14:00 | 10373 | 2016-10-24 | 14 | 21.32 | 2.23 | 23.55 | 244284.15
10 | 24 | 15:00 | 7461 | 2016-10-24 | 15 | 17.48 | 2.21 | 19.69 | 146907.09
10 | 24 | 16:00 | 3293 | 2016-10-24 | 16 | 17.15 | 2.21 | 19.36 | 63752.48
10 | 24 | 17:00 | 538 | 2016-10-24 | 17 | 15.05 | 2.31 | 17.36 | 9339.68
10 | 24 | 18:00 | 0 | 2016-10-24 | 18 | 18.59 | 2.22 | 20.81 | 0
10 | 24 | 19:00 | 0 | 2016-10-24 | 19 | 30.99 | 2.15 | 33.14 | 0
10 | 24 | 20:00 | 0 | 2016-10-24 | 20 | 28.57 | 2.22 | 30.79 | 0
10 | 24 | 21:00 | 0 | 2016-10-24 | 21 | 22.21 | 2.19 | 24.4 | 0
10 | 24 | 22:00 | 0 | 2016-10-24 | 22 | 17.27 | 2.29 | 19.56 | 0
10 | 24 | 23:00 | 0 | 2016-10-24 | 23 | 7.51 | 2.44 | 9.95 | 0
10 | 24 | 24:00 | 0 | 2016-10-24 | 24 | -5.09 | 2.01 | -3.08 | 0
10 | 25 | 01:00 | 0 | 2016-10-25 | 1 | 14.49 | 1.49 | 15.98 | 0
10 | 25 | 02:00 | 0 | 2016-10-25 | 2 | 19.65 | 1.37 | 21.02 | 0
10 | 25 | 03:00 | 0 | 2016-10-25 | 3 | 5.25 | 1.53 | 6.78 | 0
10 | 25 | 04:00 | 0 | 2016-10-25 | 4 | 19.9 | 1.37 | 21.27 | 0
10 | 25 | 05:00 | 0 | 2016-10-25 | 5 | 18.88 | 1.38 | 20.26 | 0
10 | 25 | 06:00 | 0 | 2016-10-25 | 6 | 23.78 | 1.48 | 25.26 | 0
10 | 25 | 07:00 | 512 | 2016-10-25 | 7 | 59.04 | 1.92 | 60.96 | 31211.52
10 | 25 | 08:00 | 3274 | 2016-10-25 | 8 | 65.07 | 3.08 | 68.15 | 223123.1
10 | 25 | 09:00 | 6576 | 2016-10-25 | 9 | 38.3 | 2.11 | 40.41 | 265736.16
10 | 25 | 10:00 | 7946 | 2016-10-25 | 10 | 44.15 | 2.48 | 46.63 | 370521.98
10 | 25 | 11:00 | 8806 | 2016-10-25 | 11 | 49.18 | 2.5 | 51.68 | 455094.08
10 | 25 | 12:00 | 8254 | 2016-10-25 | 12 | 37.55 | 2.01 | 39.56 | 326528.24
10 | 25 | 13:00 | 6445 | 2016-10-25 | 13 | 33.5 | 1.93 | 35.43 | 228346.35
10 | 25 | 14:00 | 6438 | 2016-10-25 | 14 | 48.89 | 3.1 | 51.99 | 334711.62
10 | 25 | 15:00 | 3620 | 2016-10-25 | 15 | 26.95 | 1.95 | 28.9 | 104618
10 | 25 | 16:00 | 2018 | 2016-10-25 | 16 | 26.03 | 1.9 | 27.93 | 56362.74
10 | 25 | 17:00 | 354 | 2016-10-25 | 17 | 25.76 | 1.95 | 27.71 | 9809.34
10 | 25 | 18:00 | 0 | 2016-10-25 | 18 | 27.3 | 1.87 | 29.17 | 0
10 | 25 | 19:00 | 0 | 2016-10-25 | 19 | 37.98 | 1.89 | 39.87 | 0
10 | 25 | 20:00 | 0 | 2016-10-25 | 20 | 34.35 | 1.89 | 36.24 | 0
10 | 25 | 21:00 | 0 | 2016-10-25 | 21 | 39.45 | 2.11 | 41.56 | 0
10 | 25 | 22:00 | 0 | 2016-10-25 | 22 | 58.79 | 2.32 | 61.11 | 0
10 | 25 | 23:00 | 0 | 2016-10-25 | 23 | 41.63 | 2.3 | 43.93 | 0
10 | 25 | 24:00 | 0 | 2016-10-25 | 24 | 29.67 | 1.48 | 31.15 | 0
10 | 26 | 01:00 | 0 | 2016-10-26 | 1 | 25.63 | 0.39 | 26.02 | 0
10 | 26 | 02:00 | 0 | 2016-10-26 | 2 | 24.51 | 0.4 | 24.91 | 0
10 | 26 | 03:00 | 0 | 2016-10-26 | 3 | 25.26 | 0.38 | 25.64 | 0
10 | 26 | 04:00 | 0 | 2016-10-26 | 4 | 23.95 | 0.39 | 24.34 | 0
10 | 26 | 05:00 | 0 | 2016-10-26 | 5 | 26.57 | 0.37 | 26.94 | 0
10 | 26 | 06:00 | 0 | 2016-10-26 | 6 | 24.21 | 0.31 | 24.52 | 0
10 | 26 | 07:00 | 465 | 2016-10-26 | 7 | 29.28 | 0.37 | 29.65 | 13787.25
10 | 26 | 08:00 | 4127 | 2016-10-26 | 8 | 41.99 | 0.98 | 42.97 | 177337.19
10 | 26 | 09:00 | 7715 | 2016-10-26 | 9 | 40.9 | 1.23 | 42.13 | 325032.95
10 | 26 | 10:00 | 8790 | 2016-10-26 | 10 | 35.11 | 0.97 | 36.08 | 317143.2
10 | 26 | 11:00 | 12707 | 2016-10-26 | 11 | 28.94 | 0.95 | 29.89 | 379812.23
10 | 26 | 12:00 | 12596 | 2016-10-26 | 12 | 23.03 | 0.92 | 23.95 | 301674.2
10 | 26 | 13:00 | 11008 | 2016-10-26 | 13 | 23.23 | 0.86 | 24.09 | 265182.72
10 | 26 | 14:00 | 6308 | 2016-10-26 | 14 | 23.21 | 0.86 | 24.07 | 151833.56
10 | 26 | 15:00 | 4424 | 2016-10-26 | 15 | 22.92 | 0.89 | 23.81 | 105335.44
10 | 26 | 16:00 | 1576 | 2016-10-26 | 16 | 23.22 | 0.89 | 24.11 | 37997.36
10 | 26 | 17:00 | 124 | 2016-10-26 | 17 | 23.38 | 0.87 | 24.25 | 3007
10 | 26 | 18:00 | 0 | 2016-10-26 | 18 | 24.37 | 0.86 | 25.23 | 0
10 | 26 | 19:00 | 0 | 2016-10-26 | 19 | 25.65 | 0.8 | 26.45 | 0
10 | 26 | 20:00 | 0 | 2016-10-26 | 20 | 27.43 | 0.82 | 28.25 | 0
10 | 26 | 21:00 | 0 | 2016-10-26 | 21 | 26.95 | 0.84 | 27.79 | 0
10 | 26 | 22:00 | 0 | 2016-10-26 | 22 | 26.39 | 1.14 | 27.53 | 0
10 | 26 | 23:00 | 0 | 2016-10-26 | 23 | 27.15 | 1.04 | 28.19 | 0
10 | 26 | 24:00 | 0 | 2016-10-26 | 24 | 23.84 | 0.34 | 24.18 | 0
10 | 27 | 01:00 | 0 | 2016-10-27 | 1 | 26.43 | 1.42 | 27.85 | 0
10 | 27 | 02:00 | 0 | 2016-10-27 | 2 | 27.75 | 1.43 | 29.18 | 0
10 | 27 | 03:00 | 0 | 2016-10-27 | 3 | 30.18 | 1.63 | 31.81 | 0
10 | 27 | 04:00 | 0 | 2016-10-27 | 4 | 23.4 | 1.41 | 24.81 | 0
10 | 27 | 05:00 | 0 | 2016-10-27 | 5 | 23.99 | 1.39 | 25.38 | 0
10 | 27 | 06:00 | 0 | 2016-10-27 | 6 | 22.59 | 1.38 | 23.97 | 0
10 | 27 | 07:00 | 517 | 2016-10-27 | 7 | 25.12 | 1.44 | 26.56 | 13731.52
10 | 27 | 08:00 | 2949 | 2016-10-27 | 8 | 32.17 | 2.06 | 34.23 | 100944.27
10 | 27 | 09:00 | 4305 | 2016-10-27 | 9 | 29.07 | 2.05 | 31.12 | 133971.6
10 | 27 | 10:00 | 4981 | 2016-10-27 | 10 | 32.26 | 1.99 | 34.25 | 170599.25
10 | 27 | 11:00 | 4995 | 2016-10-27 | 11 | 33.16 | 1.99 | 35.15 | 175574.25
10 | 27 | 12:00 | 4260 | 2016-10-27 | 12 | 36 | 2.06 | 38.06 | 162135.6
10 | 27 | 13:00 | 2865 | 2016-10-27 | 13 | 35.26 | 2.01 | 37.27 | 106778.55
10 | 27 | 14:00 | 1740 | 2016-10-27 | 14 | 34.67 | 2 | 36.67 | 63805.8
10 | 27 | 15:00 | 879 | 2016-10-27 | 15 | 29.51 | 1.95 | 31.46 | 27653.34
10 | 27 | 16:00 | 260 | 2016-10-27 | 16 | 37.56 | 2.03 | 39.59 | 10293.4
10 | 27 | 17:00 | 11 | 2016-10-27 | 17 | 38.9 | 1.97 | 40.87 | 449.57
10 | 27 | 18:00 | 0 | 2016-10-27 | 18 | 54.82 | 2.21 | 57.03 | 0
10 | 27 | 19:00 | 0 | 2016-10-27 | 19 | 45.51 | 2.11 | 47.62 | 0
10 | 27 | 20:00 | 0 | 2016-10-27 | 20 | 41.4 | 2.05 | 43.45 | 0
10 | 27 | 21:00 | 0 | 2016-10-27 | 21 | 32.88 | 1.96 | 34.84 | 0
10 | 27 | 22:00 | 0 | 2016-10-27 | 22 | 24.67 | 1.92 | 26.59 | 0
10 | 27 | 23:00 | 0 | 2016-10-27 | 23 | 22.07 | 2.18 | 24.25 | 0
10 | 27 | 24:00 | 0 | 2016-10-27 | 24 | 22.33 | 1.6 | 23.93 | 0
10 | 28 | 01:00 | 0 | 2016-10-28 | 1 | 27.35 | 1.72 | 29.07 | 0
10 | 28 | 02:00 | 0 | 2016-10-28 | 2 | 28.62 | 1.63 | 30.25 | 0
10 | 28 | 03:00 | 0 | 2016-10-28 | 3 | 23 | 1.6 | 24.6 | 0
10 | 28 | 04:00 | 0 | 2016-10-28 | 4 | 20.66 | 1.75 | 22.41 | 0
10 | 28 | 05:00 | 0 | 2016-10-28 | 5 | 23.87 | 1.75 | 25.62 | 0
10 | 28 | 06:00 | 0 | 2016-10-28 | 6 | 26.54 | 1.58 | 28.12 | 0
10 | 28 | 07:00 | 1 | 2016-10-28 | 7 | 30 | 1.65 | 31.65 | 31.65
10 | 28 | 08:00 | 208 | 2016-10-28 | 8 | 62.18 | 2.53 | 64.71 | 13459.68
10 | 28 | 09:00 | 933 | 2016-10-28 | 9 | 52.19 | 2.3 | 54.49 | 50839.17
10 | 28 | 10:00 | 1898 | 2016-10-28 | 10 | 33.15 | 2.24 | 35.39 | 67170.22
10 | 28 | 11:00 | 2493 | 2016-10-28 | 11 | 39.63 | 2.62 | 42.25 | 105329.25
10 | 28 | 12:00 | 2605 | 2016-10-28 | 12 | 24.84 | 2.11 | 26.95 | 70204.75
10 | 28 | 13:00 | 2398 | 2016-10-28 | 13 | 31.29 | 2.14 | 33.43 | 80165.14
10 | 28 | 14:00 | 1808 | 2016-10-28 | 14 | 28.68 | 2.14 | 30.82 | 55722.56
10 | 28 | 15:00 | 1304 | 2016-10-28 | 15 | 30.71 | 2.15 | 32.86 | 42849.44
10 | 28 | 16:00 | 565 | 2016-10-28 | 16 | 30.65 | 2.15 | 32.8 | 18532
10 | 28 | 17:00 | 118 | 2016-10-28 | 17 | 30.24 | 2.17 | 32.41 | 3824.38
10 | 28 | 18:00 | 0 | 2016-10-28 | 18 | 39.31 | 2.25 | 41.56 | 0
10 | 28 | 19:00 | 0 | 2016-10-28 | 19 | 37.12 | 2.34 | 39.46 | 0
10 | 28 | 20:00 | 0 | 2016-10-28 | 20 | 29.1 | 2.13 | 31.23 | 0
10 | 28 | 21:00 | 0 | 2016-10-28 | 21 | 42.45 | 2.8 | 45.25 | 0
10 | 28 | 22:00 | 0 | 2016-10-28 | 22 | 68.43 | 3.36 | 71.79 | 0
10 | 28 | 23:00 | 0 | 2016-10-28 | 23 | 28.63 | 2.65 | 31.28 | 0
10 | 28 | 24:00 | 0 | 2016-10-28 | 24 | 26.42 | 1.67 | 28.09 | 0
10 | 29 | 01:00 | 0 | 2016-10-29 | 1 | 33.3 | 1.81 | 35.11 | 0
10 | 29 | 02:00 | 0 | 2016-10-29 | 2 | 37.11 | 1.27 | 38.38 | 0
10 | 29 | 03:00 | 0 | 2016-10-29 | 3 | 36.21 | 1.11 | 37.32 | 0
10 | 29 | 04:00 | 0 | 2016-10-29 | 4 | 57.33 | 1.3 | 58.63 | 0
10 | 29 | 05:00 | 0 | 2016-10-29 | 5 | 45.46 | 1.19 | 46.65 | 0
10 | 29 | 06:00 | 0 | 2016-10-29 | 6 | 33.7 | 1.21 | 34.91 | 0
10 | 29 | 07:00 | 81 | 2016-10-29 | 7 | 25.59 | 1.4 | 26.99 | 2186.19
10 | 29 | 08:00 | 670 | 2016-10-29 | 8 | 21.75 | 1.37 | 23.12 | 15490.4
10 | 29 | 09:00 | 1923 | 2016-10-29 | 9 | 22.67 | 1.18 | 23.85 | 45863.55
10 | 29 | 10:00 | 2567 | 2016-10-29 | 10 | 30.11 | 1.17 | 31.28 | 80295.76
10 | 29 | 11:00 | 2191 | 2016-10-29 | 11 | 53.31 | 1.26 | 54.57 | 119562.87
10 | 29 | 12:00 | 1350 | 2016-10-29 | 12 | 51.79 | 1.27 | 53.06 | 71631
10 | 29 | 13:00 | 1018 | 2016-10-29 | 13 | 27.24 | 1.14 | 28.38 | 28890.84
10 | 29 | 14:00 | 905 | 2016-10-29 | 14 | 25.45 | 1.05 | 26.5 | 23982.5
10 | 29 | 15:00 | 857 | 2016-10-29 | 15 | 24.95 | 1.03 | 25.98 | 22264.86
10 | 29 | 16:00 | 288 | 2016-10-29 | 16 | 31.6 | 1.19 | 32.79 | 9443.52
10 | 29 | 17:00 | 4 | 2016-10-29 | 17 | 50.26 | 1.23 | 51.49 | 205.96
10 | 29 | 18:00 | 0 | 2016-10-29 | 18 | 40.3 | 1.29 | 41.59 | 0
10 | 29 | 19:00 | 0 | 2016-10-29 | 19 | 42.6 | 1.33 | 43.93 | 0
10 | 29 | 20:00 | 0 | 2016-10-29 | 20 | 40.06 | 1.26 | 41.32 | 0
10 | 29 | 21:00 | 0 | 2016-10-29 | 21 | 24.76 | 1.06 | 25.82 | 0
10 | 29 | 22:00 | 0 | 2016-10-29 | 22 | 21.43 | 1.15 | 22.58 | 0
10 | 29 | 23:00 | 0 | 2016-10-29 | 23 | 18.07 | 1.34 | 19.41 | 0
10 | 29 | 24:00 | 0 | 2016-10-29 | 24 | 53.71 | 1.55 | 55.26 | 0
10 | 30 | 01:00 | 0 | 2016-10-30 | 1 | 18.09 | 2.31 | 20.4 | 0
10 | 30 | 02:00 | 0 | 2016-10-30 | 2 | 21.97 | 2.72 | 24.69 | 0
10 | 30 | 03:00 | 0 | 2016-10-30 | 3 | 24.82 | 2.95 | 27.77 | 0
10 | 30 | 04:00 | 0 | 2016-10-30 | 4 | 23.35 | 2.97 | 26.32 | 0
10 | 30 | 05:00 | 0 | 2016-10-30 | 5 | 21.11 | 2.94 | 24.05 | 0
10 | 30 | 06:00 | 0 | 2016-10-30 | 6 | 23.58 | 2.93 | 26.51 | 0
10 | 30 | 07:00 | 89 | 2016-10-30 | 7 | 39.33 | 3.93 | 43.26 | 3850.14
10 | 30 | 08:00 | 1108 | 2016-10-30 | 8 | 17.23 | 3.82 | 21.05 | 23323.4
10 | 30 | 09:00 | 2576 | 2016-10-30 | 9 | 15.86 | 2.49 | 18.35 | 47269.6
10 | 30 | 10:00 | 5607 | 2016-10-30 | 10 | 23.48 | 2.32 | 25.8 | 144660.6
10 | 30 | 11:00 | 7027 | 2016-10-30 | 11 | 40.35 | 2.57 | 42.92 | 301598.84
10 | 30 | 12:00 | 6556 | 2016-10-30 | 12 | 41.65 | 2.4 | 44.05 | 288791.8
10 | 30 | 13:00 | 5226 | 2016-10-30 | 13 | 24.21 | 2.33 | 26.54 | 138698.04
10 | 30 | 14:00 | 3492 | 2016-10-30 | 14 | 27.38 | 2.4 | 29.78 | 103991.76
10 | 30 | 15:00 | 2017 | 2016-10-30 | 15 | 38.23 | 2.89 | 41.12 | 82939.04
10 | 30 | 16:00 | 622 | 2016-10-30 | 16 | 23.58 | 2.28 | 25.86 | 16084.92
10 | 30 | 17:00 | 34 | 2016-10-30 | 17 | 42.24 | 2.52 | 44.76 | 1521.84
10 | 30 | 18:00 | 0 | 2016-10-30 | 18 | 45.5 | 2.51 | 48.01 | 0
10 | 30 | 19:00 | 0 | 2016-10-30 | 19 | 54.28 | 3.67 | 57.95 | 0
10 | 30 | 20:00 | 0 | 2016-10-30 | 20 | 33.21 | 2.65 | 35.86 | 0
10 | 30 | 21:00 | 0 | 2016-10-30 | 21 | 26.79 | 2.29 | 29.08 | 0
10 | 30 | 22:00 | 0 | 2016-10-30 | 22 | 21.09 | 2.65 | 23.74 | 0
10 | 30 | 23:00 | 0 | 2016-10-30 | 23 | 17.56 | 3.08 | 20.64 | 0
10 | 30 | 24:00 | 0 | 2016-10-30 | 24 | 19.12 | 3.57 | 22.69 | 0
10 | 31 | 01:00 | 0 | 2016-10-31 | 1 | 26.51 | 1.71 | 28.22 | 0
10 | 31 | 02:00 | 0 | 2016-10-31 | 2 | 18.93 | 1.31 | 20.24 | 0
10 | 31 | 03:00 | 0 | 2016-10-31 | 3 | 22.57 | 1.3 | 23.87 | 0
10 | 31 | 04:00 | 0 | 2016-10-31 | 4 | 18.25 | 1.26 | 19.51 | 0
10 | 31 | 05:00 | 0 | 2016-10-31 | 5 | 14.99 | 1.22 | 16.21 | 0
10 | 31 | 06:00 | 0 | 2016-10-31 | 6 | -5.89 | 1.02 | -4.87 | 0
10 | 31 | 07:00 | 298 | 2016-10-31 | 7 | 11.81 | 1.08 | 12.89 | 3841.22
10 | 31 | 08:00 | 3140 | 2016-10-31 | 8 | 44.68 | 1.61 | 46.29 | 145350.6
10 | 31 | 09:00 | 6555 | 2016-10-31 | 9 | 25.21 | 1.31 | 26.52 | 173838.6
10 | 31 | 10:00 | 8368 | 2016-10-31 | 10 | 23.75 | 1.13 | 24.88 | 208195.84
10 | 31 | 11:00 | 10021 | 2016-10-31 | 11 | 22.84 | 1.42 | 24.26 | 243109.46
10 | 31 | 12:00 | 10524 | 2016-10-31 | 12 | 21.04 | 1.25 | 22.29 | 234579.96
10 | 31 | 13:00 | 10299 | 2016-10-31 | 13 | 21.88 | 1.16 | 23.04 | 237288.96
10 | 31 | 14:00 | 8685 | 2016-10-31 | 14 | 21.63 | 1.16 | 22.79 | 197931.15
10 | 31 | 15:00 | 7115 | 2016-10-31 | 15 | 23.45 | 1.22 | 24.67 | 175527.05
10 | 31 | 16:00 | 3064 | 2016-10-31 | 16 | 25.92 | 1.21 | 27.13 | 83126.32
10 | 31 | 17:00 | 284 | 2016-10-31 | 17 | 26.79 | 1.19 | 27.98 | 7946.32
10 | 31 | 18:00 | 0 | 2016-10-31 | 18 | 35.03 | 1.39 | 36.42 | 0
10 | 31 | 19:00 | 0 | 2016-10-31 | 19 | 33.23 | 1.28 | 34.51 | 0
10 | 31 | 20:00 | 0 | 2016-10-31 | 20 | 26.77 | 1.18 | 27.95 | 0
10 | 31 | 21:00 | 0 | 2016-10-31 | 21 | 30.55 | 1.4 | 31.95 | 0
10 | 31 | 22:00 | 0 | 2016-10-31 | 22 | 24.24 | 1.86 | 26.1 | 0
10 | 31 | 23:00 | 0 | 2016-10-31 | 23 | 19.33 | 1.43 | 20.76 | 0
10 | 31 | 24:00 | 0 | 2016-10-31 | 24 | 19.31 | 0.72 | 20.03 | 0
11 | 1 | 01:00 | 0 | 2016-11-01 | 1 | 25.01 | 0.4 | 25.41 | 0
11 | 1 | 02:00 | 0 | 2016-11-01 | 2 | 24.09 | 0.33 | 24.42 | 0
11 | 1 | 03:00 | 0 | 2016-11-01 | 3 | 24.43 | 0.33 | 24.76 | 0
11 | 1 | 04:00 | 0 | 2016-11-01 | 4 | 16.03 | 0.41 | 16.44 | 0
11 | 1 | 05:00 | 0 | 2016-11-01 | 5 | 13.67 | 0.42 | 14.09 | 0
11 | 1 | 06:00 | 0 | 2016-11-01 | 6 | 20 | 0.61 | 20.61 | 0
11 | 1 | 07:00 | 337 | 2016-11-01 | 7 | 31.81 | 0.61 | 32.42 | 10925.54
11 | 1 | 08:00 | 2478 | 2016-11-01 | 8 | 47.3 | 1.23 | 48.53 | 120257.34
11 | 1 | 09:00 | 5768 | 2016-11-01 | 9 | 39.52 | 1.12 | 40.64 | 234411.52
11 | 1 | 10:00 | 8724 | 2016-11-01 | 10 | 31.47 | 0.95 | 32.42 | 282832.08
11 | 1 | 11:00 | 10108 | 2016-11-01 | 11 | 23.61 | 0.91 | 24.52 | 247848.16
11 | 1 | 12:00 | 9677 | 2016-11-01 | 12 | 18.48 | 0.95 | 19.43 | 188024.11
11 | 1 | 13:00 | 10029 | 2016-11-01 | 13 | 18.39 | 1.02 | 19.41 | 194662.89
11 | 1 | 14:00 | 8663 | 2016-11-01 | 14 | 16.48 | 0.98 | 17.46 | 151255.98
11 | 1 | 15:00 | 6814 | 2016-11-01 | 15 | 17.2 | 1.03 | 18.23 | 124219.22
11 | 1 | 16:00 | 2791 | 2016-11-01 | 16 | 17.48 | 1.04 | 18.52 | 51689.32
11 | 1 | 17:00 | 185 | 2016-11-01 | 17 | 19.25 | 1.01 | 20.26 | 3748.1
11 | 1 | 18:00 | 0 | 2016-11-01 | 18 | 22.63 | 0.97 | 23.6 | 0
11 | 1 | 19:00 | 0 | 2016-11-01 | 19 | 24 | 0.91 | 24.91 | 0
11 | 1 | 20:00 | 0 | 2016-11-01 | 20 | 26.81 | 1.18 | 27.99 | 0
11 | 1 | 21:00 | 0 | 2016-11-01 | 21 | 22.37 | 1.13 | 23.5 | 0
11 | 1 | 22:00 | 0 | 2016-11-01 | 22 | 18.66 | 0.98 | 19.64 | 0
11 | 1 | 23:00 | 0 | 2016-11-01 | 23 | 16.73 | 1.34 | 18.07 | 0
11 | 1 | 24:00 | 0 | 2016-11-01 | 24 | 17.41 | 0.87 | 18.28 | 0
11 | 2 | 01:00 | 0 | 2016-11-02 | 1 | -1.87 | 1.63 | -0.24 | 0
11 | 2 | 02:00 | 0 | 2016-11-02 | 2 | -2.36 | 1.55 | -0.81 | 0
11 | 2 | 03:00 | 0 | 2016-11-02 | 3 | -42.95 | 1.38 | -41.57 | 0
11 | 2 | 04:00 | 0 | 2016-11-02 | 4 | 1.45 | 1.48 | 2.93 | 0
11 | 2 | 05:00 | 0 | 2016-11-02 | 5 | 14.34 | 1.51 | 15.85 | 0
11 | 2 | 06:00 | 0 | 2016-11-02 | 6 | 15.96 | 1.55 | 17.51 | 0
11 | 2 | 07:00 | 127 | 2016-11-02 | 7 | 12.87 | 1.95 | 14.82 | 1882.14
11 | 2 | 08:00 | 2531 | 2016-11-02 | 8 | 20.72 | 2.31 | 23.03 | 58288.93
11 | 2 | 09:00 | 5797 | 2016-11-02 | 9 | 21.76 | 2.01 | 23.77 | 137794.69
11 | 2 | 10:00 | 7845 | 2016-11-02 | 10 | 19.69 | 2.01 | 21.7 | 170236.5
11 | 2 | 11:00 | 6361 | 2016-11-02 | 11 | 18.72 | 2.01 | 20.73 | 131863.53
11 | 2 | 12:00 | 3994 | 2016-11-02 | 12 | 19.54 | 2.01 | 21.55 | 86070.7
11 | 2 | 13:00 | 3336 | 2016-11-02 | 13 | 20.49 | 2.04 | 22.53 | 75160.08
11 | 2 | 14:00 | 3677 | 2016-11-02 | 14 | 27.4 | 2.08 | 29.48 | 108397.96
11 | 2 | 15:00 | 2960 | 2016-11-02 | 15 | 36.92 | 2.16 | 39.08 | 115676.8
11 | 2 | 16:00 | 1585 | 2016-11-02 | 16 | 20.75 | 2.05 | 22.8 | 36138
11 | 2 | 17:00 | 141 | 2016-11-02 | 17 | 16.9 | 2 | 18.9 | 2664.9
11 | 2 | 18:00 | 0 | 2016-11-02 | 18 | 16.8 | 1.97 | 18.77 | 0
11 | 2 | 19:00 | 0 | 2016-11-02 | 19 | 19.61 | 1.95 | 21.56 | 0
11 | 2 | 20:00 | 0 | 2016-11-02 | 20 | 19.57 | 2 | 21.57 | 0
11 | 2 | 21:00 | 0 | 2016-11-02 | 21 | 19.45 | 2 | 21.45 | 0
11 | 2 | 22:00 | 0 | 2016-11-02 | 22 | 16.42 | 2.02 | 18.44 | 0
11 | 2 | 23:00 | 0 | 2016-11-02 | 23 | 15.88 | 2.13 | 18.01 | 0
11 | 2 | 24:00 | 0 | 2016-11-02 | 24 | 16.23 | 1.49 | 17.72 | 0
11 | 3 | 01:00 | 0 | 2016-11-03 | 1 | 16.3 | 0.43 | 16.73 | 0
11 | 3 | 02:00 | 0 | 2016-11-03 | 2 | 15.77 | 0.44 | 16.21 | 0
11 | 3 | 03:00 | 0 | 2016-11-03 | 3 | 13.96 | 0.42 | 14.38 | 0
11 | 3 | 04:00 | 0 | 2016-11-03 | 4 | 15.76 | 0.4 | 16.16 | 0
11 | 3 | 05:00 | 0 | 2016-11-03 | 5 | 6.68 | 0.47 | 7.15 | 0
11 | 3 | 06:00 | 0 | 2016-11-03 | 6 | -38.39 | 1.15 | -37.24 | 0
11 | 3 | 07:00 | 0 | 2016-11-03 | 7 | 17.24 | 0.78 | 18.02 | 0
11 | 3 | 08:00 | 151 | 2016-11-03 | 8 | 18.51 | 1.18 | 19.69 | 2973.19
11 | 3 | 09:00 | 519 | 2016-11-03 | 9 | 19.77 | 1.09 | 20.86 | 10826.34
11 | 3 | 10:00 | 918 | 2016-11-03 | 10 | 39.84 | 2.01 | 41.85 | 38418.3
11 | 3 | 11:00 | 1277 | 2016-11-03 | 11 | 23.12 | 1.08 | 24.2 | 30903.4
11 | 3 | 12:00 | 947 | 2016-11-03 | 12 | 27.48 | 1.07 | 28.55 | 27036.85
11 | 3 | 13:00 | 588 | 2016-11-03 | 13 | 34.81 | 1.78 | 36.59 | 21514.92
11 | 3 | 14:00 | 983 | 2016-11-03 | 14 | 20.61 | 1.06 | 21.67 | 21301.61
11 | 3 | 15:00 | 504 | 2016-11-03 | 15 | 33.28 | 1.83 | 35.11 | 17695.44
11 | 3 | 16:00 | 367 | 2016-11-03 | 16 | 25.27 | 1.08 | 26.35 | 9670.45
11 | 3 | 17:00 | 22 | 2016-11-03 | 17 | 23.06 | 1.04 | 24.1 | 530.2
11 | 3 | 18:00 | 0 | 2016-11-03 | 18 | 18.18 | 0.99 | 19.17 | 0
11 | 3 | 19:00 | 0 | 2016-11-03 | 19 | 21.82 | 1 | 22.82 | 0
11 | 3 | 20:00 | 0 | 2016-11-03 | 20 | 22 | 1.02 | 23.02 | 0
11 | 3 | 21:00 | 0 | 2016-11-03 | 21 | 18.25 | 1.01 | 19.26 | 0
11 | 3 | 22:00 | 0 | 2016-11-03 | 22 | 16.89 | 1.08 | 17.97 | 0
11 | 3 | 23:00 | 0 | 2016-11-03 | 23 | 14.92 | 1.21 | 16.13 | 0
11 | 3 | 24:00 | 0 | 2016-11-03 | 24 | 11.41 | 0.53 | 11.94 | 0
11 | 4 | 01:00 | 0 | 2016-11-04 | 1 | 15.55 | 0.6 | 16.15 | 0
11 | 4 | 02:00 | 0 | 2016-11-04 | 2 | 15.64 | 0.61 | 16.25 | 0
11 | 4 | 03:00 | 0 | 2016-11-04 | 3 | 15.84 | 0.61 | 16.45 | 0
11 | 4 | 04:00 | 0 | 2016-11-04 | 4 | 15.68 | 0.61 | 16.29 | 0
11 | 4 | 05:00 | 0 | 2016-11-04 | 5 | 15.34 | 0.61 | 15.95 | 0
11 | 4 | 06:00 | 0 | 2016-11-04 | 6 | 8.49 | 0.7 | 9.19 | 0
11 | 4 | 07:00 | 71 | 2016-11-04 | 7 | 8.36 | 0.75 | 9.11 | 646.81
11 | 4 | 08:00 | 2525 | 2016-11-04 | 8 | 16.75 | 1.31 | 18.06 | 45601.5
11 | 4 | 09:00 | 5344 | 2016-11-04 | 9 | 21.84 | 1.3 | 23.14 | 123660.16
11 | 4 | 10:00 | 7779 | 2016-11-04 | 10 | 19.87 | 1.29 | 21.16 | 164603.64
11 | 4 | 11:00 | 10725 | 2016-11-04 | 11 | 16.94 | 1.19 | 18.13 | 194444.25
11 | 4 | 12:00 | 12207 | 2016-11-04 | 12 | 15.85 | 1.17 | 17.02 | 207763.14
11 | 4 | 13:00 | 12349 | 2016-11-04 | 13 | 15.64 | 1.18 | 16.82 | 207710.18
11 | 4 | 14:00 | 9957 | 2016-11-04 | 14 | 13.16 | 1.21 | 14.37 | 143082.09
11 | 4 | 15:00 | 6853 | 2016-11-04 | 15 | 8.05 | 1.26 | 9.31 | 63801.43
11 | 4 | 16:00 | 2738 | 2016-11-04 | 16 | 12.51 | 1.27 | 13.78 | 37729.64
11 | 4 | 17:00 | 196 | 2016-11-04 | 17 | 15.57 | 1.17 | 16.74 | 3281.04
11 | 4 | 18:00 | 0 | 2016-11-04 | 18 | 15.41 | 1.16 | 16.57 | 0
11 | 4 | 19:00 | 0 | 2016-11-04 | 19 | 16.58 | 1.12 | 17.7 | 0
11 | 4 | 20:00 | 0 | 2016-11-04 | 20 | 17.46 | 1.18 | 18.64 | 0
11 | 4 | 21:00 | 0 | 2016-11-04 | 21 | 15.06 | 1.17 | 16.23 | 0
11 | 4 | 22:00 | 0 | 2016-11-04 | 22 | 14.99 | 1.23 | 16.22 | 0
11 | 4 | 23:00 | 0 | 2016-11-04 | 23 | 3.35 | 1.45 | 4.8 | 0
11 | 4 | 24:00 | 0 | 2016-11-04 | 24 | 13.45 | 0.67 | 14.12 | 0
11 | 5 | 01:00 | 0 | 2016-11-05 | 1 | 14.82 | 0.86 | 15.68 | 0
11 | 5 | 02:00 | 0 | 2016-11-05 | 2 | 13.89 | 0.93 | 14.82 | 0
11 | 5 | 03:00 | 0 | 2016-11-05 | 3 | 13.12 | 1.04 | 14.16 | 0
11 | 5 | 04:00 | 0 | 2016-11-05 | 4 | 13.18 | 0.93 | 14.11 | 0
11 | 5 | 05:00 | 0 | 2016-11-05 | 5 | 10.69 | 1.06 | 11.75 | 0
11 | 5 | 06:00 | 0 | 2016-11-05 | 6 | 13.49 | 0.99 | 14.48 | 0
11 | 5 | 07:00 | 40 | 2016-11-05 | 7 | 15.67 | 1.09 | 16.76 | 670.4
11 | 5 | 08:00 | 752 | 2016-11-05 | 8 | 13.63 | 1.02 | 14.65 | 11016.8
11 | 5 | 09:00 | 1688 | 2016-11-05 | 9 | 14.3 | 0.93 | 15.23 | 25708.24
11 | 5 | 10:00 | 3009 | 2016-11-05 | 10 | 24.1 | 1.36 | 25.46 | 76609.14
11 | 5 | 11:00 | 3809 | 2016-11-05 | 11 | 23.99 | 0.9 | 24.89 | 94806.01
11 | 5 | 12:00 | 4707 | 2016-11-05 | 12 | 17.6 | 0.86 | 18.46 | 86891.22
11 | 5 | 13:00 | 6571 | 2016-11-05 | 13 | 15.18 | 0.86 | 16.04 | 105398.84
11 | 5 | 14:00 | 7747 | 2016-11-05 | 14 | 14.41 | 0.87 | 15.28 | 118374.16
11 | 5 | 15:00 | 4182 | 2016-11-05 | 15 | 14.28 | 0.89 | 15.17 | 63440.94
11 | 5 | 16:00 | 1005 | 2016-11-05 | 16 | 13.64 | 0.9 | 14.54 | 14612.7
11 | 5 | 17:00 | 72 | 2016-11-05 | 17 | 15.06 | 0.85 | 15.91 | 1145.52
11 | 5 | 18:00 | 0 | 2016-11-05 | 18 | 18.8 | 0.92 | 19.72 | 0
11 | 5 | 19:00 | 0 | 2016-11-05 | 19 | 19.7 | 0.9 | 20.6 | 0
11 | 5 | 20:00 | 0 | 2016-11-05 | 20 | 18.74 | 0.88 | 19.62 | 0
11 | 5 | 21:00 | 0 | 2016-11-05 | 21 | 17.95 | 0.88 | 18.83 | 0
11 | 5 | 22:00 | 0 | 2016-11-05 | 22 | 14.74 | 0.86 | 15.6 | 0
11 | 5 | 23:00 | 0 | 2016-11-05 | 23 | 12.42 | 0.95 | 13.37 | 0
11 | 5 | 24:00 | 0 | 2016-11-05 | 24 | 14.05 | 1.29 | 15.34 | 0
11 | 6 | 01:00 | 0 | 2016-11-06 | 1 | 13.54 | 1.11 | 14.65 | 0
11 | 6 | 02:00 | 0 | 2016-11-06 | 2 | 12.42 | 0.97 | 13.39 | 0
11 | 6 | 2x | 0 | 2016-11-06 | 02X | 12.35 | 0.97 | 13.32 | 0
11 | 6 | 03:00 | 0 | 2016-11-06 | 3 | 11.22 | 0.98 | 12.2 | 0
11 | 6 | 04:00 | 0 | 2016-11-06 | 4 | 11.32 | 1.01 | 12.33 | 0
11 | 6 | 05:00 | 0 | 2016-11-06 | 5 | 11.6 | 1.01 | 12.61 | 0
11 | 6 | 06:00 | 19 | 2016-11-06 | 6 | 11.56 | 1.03 | 12.59 | 239.21
11 | 6 | 07:00 | 1167 | 2016-11-06 | 7 | 11.61 | 1.32 | 12.93 | 15089.31
11 | 6 | 08:00 | 3392 | 2016-11-06 | 8 | 14.53 | 1.23 | 15.76 | 53457.92
11 | 6 | 09:00 | 6573 | 2016-11-06 | 9 | 15.63 | 1.06 | 16.69 | 109703.37
11 | 6 | 10:00 | 7350 | 2016-11-06 | 10 | 13.07 | 1.09 | 14.16 | 104076
11 | 6 | 11:00 | 8115 | 2016-11-06 | 11 | 13.36 | 1.02 | 14.38 | 116693.7
11 | 6 | 12:00 | 7377 | 2016-11-06 | 12 | 14.7 | 0.97 | 15.67 | 115597.59
11 | 6 | 13:00 | 6044 | 2016-11-06 | 13 | 14.48 | 0.95 | 15.43 | 93258.92
11 | 6 | 14:00 | 3539 | 2016-11-06 | 14 | 14.83 | 0.96 | 15.79 | 55880.81
11 | 6 | 15:00 | 1416 | 2016-11-06 | 15 | 13.63 | 1.01 | 14.64 | 20730.24
11 | 6 | 16:00 | 98 | 2016-11-06 | 16 | 15.38 | 0.93 | 16.31 | 1598.38
11 | 6 | 17:00 | 0 | 2016-11-06 | 17 | 26.78 | 0.98 | 27.76 | 0
11 | 6 | 18:00 | 0 | 2016-11-06 | 18 | 97.65 | 4.74 | 102.39 | 0
11 | 6 | 19:00 | 0 | 2016-11-06 | 19 | 31.26 | 1.17 | 32.43 | 0
11 | 6 | 20:00 | 0 | 2016-11-06 | 20 | 21.62 | 0.95 | 22.57 | 0
11 | 6 | 21:00 | 0 | 2016-11-06 | 21 | 19.91 | 0.96 | 20.87 | 0
11 | 6 | 22:00 | 0 | 2016-11-06 | 22 | 18.31 | 0.94 | 19.25 | 0
11 | 6 | 23:00 | 0 | 2016-11-06 | 23 | 16.97 | 1.26 | 18.23 | 0
11 | 6 | 24:00 | 0 | 2016-11-06 | 24 | 16 | 1.26 | 17.26 | 0
11 | 7 | 01:00 | 0 | 2016-11-07 | 1 | 15.41 | 1.25 | 16.66 | 0
11 | 7 | 02:00 | 0 | 2016-11-07 | 2 | 14.59 | 1.24 | 15.83 | 0
11 | 7 | 03:00 | 0 | 2016-11-07 | 3 | 14.59 | 1.24 | 15.83 | 0
11 | 7 | 04:00 | 0 | 2016-11-07 | 4 | 15.01 | 1.24 | 16.25 | 0
11 | 7 | 05:00 | 0 | 2016-11-07 | 5 | 15.24 | 1.28 | 16.52 | 0
11 | 7 | 06:00 | 144 | 2016-11-07 | 6 | 23.28 | 1.61 | 24.89 | 3584.16
11 | 7 | 07:00 | 3225 | 2016-11-07 | 7 | 35.67 | 1.7 | 37.37 | 120518.25
11 | 7 | 08:00 | 6649 | 2016-11-07 | 8 | 47.31 | 2.94 | 50.25 | 334112.25
11 | 7 | 09:00 | 9858 | 2016-11-07 | 9 | 21.18 | 1.94 | 23.12 | 227916.96
11 | 7 | 10:00 | 12385 | 2016-11-07 | 10 | 23.74 | 1.79 | 25.53 | 316189.05
11 | 7 | 11:00 | 12995 | 2016-11-07 | 11 | 19.72 | 1.87 | 21.59 | 280562.05
11 | 7 | 12:00 | 11746 | 2016-11-07 | 12 | 17.05 | 1.82 | 18.87 | 221647.02
11 | 7 | 13:00 | 9534 | 2016-11-07 | 13 | 16.75 | 1.91 | 18.66 | 177904.44
11 | 7 | 14:00 | 6520 | 2016-11-07 | 14 | 16.86 | 1.89 | 18.75 | 122250
11 | 7 | 15:00 | 2508 | 2016-11-07 | 15 | 18.92 | 1.95 | 20.87 | 52341.96
11 | 7 | 16:00 | 157 | 2016-11-07 | 16 | 18.43 | 2 | 20.43 | 3207.51
11 | 7 | 17:00 | 0 | 2016-11-07 | 17 | 28.87 | 1.93 | 30.8 | 0
11 | 7 | 18:00 | 0 | 2016-11-07 | 18 | 29.64 | 1.96 | 31.6 | 0
11 | 7 | 19:00 | 0 | 2016-11-07 | 19 | 31.34 | 1.81 | 33.15 | 0
11 | 7 | 20:00 | 0 | 2016-11-07 | 20 | 28.85 | 1.96 | 30.81 | 0
11 | 7 | 21:00 | 0 | 2016-11-07 | 21 | 23.46 | 2.05 | 25.51 | 0
11 | 7 | 22:00 | 0 | 2016-11-07 | 22 | 14.83 | 1.78 | 16.61 | 0
11 | 7 | 23:00 | 0 | 2016-11-07 | 23 | 14.96 | 2 | 16.96 | 0
11 | 7 | 24:00 | 0 | 2016-11-07 | 24 | 16.17 | 1.28 | 17.45 | 0
11 | 8 | 01:00 | 0 | 2016-11-08 | 1 | 15.5 | 1.3 | 16.8 | 0
11 | 8 | 02:00 | 0 | 2016-11-08 | 2 | 16.16 | 1.33 | 17.49 | 0
11 | 8 | 03:00 | 0 | 2016-11-08 | 3 | 16.95 | 1.29 | 18.24 | 0
11 | 8 | 04:00 | 0 | 2016-11-08 | 4 | 17.15 | 1.25 | 18.4 | 0
11 | 8 | 05:00 | 0 | 2016-11-08 | 5 | 22.27 | 1.36 | 23.63 | 0
11 | 8 | 06:00 | 131 | 2016-11-08 | 6 | 20.11 | 1.4 | 21.51 | 2817.81
11 | 8 | 07:00 | 3170 | 2016-11-08 | 7 | 34.5 | 2.97 | 37.47 | 118779.9
11 | 8 | 08:00 | 6521 | 2016-11-08 | 8 | 34.61 | 2.3 | 36.91 | 240690.11
11 | 8 | 09:00 | 9545 | 2016-11-08 | 9 | 24.51 | 1.9 | 26.41 | 252083.45
11 | 8 | 10:00 | 11818 | 2016-11-08 | 10 | 17.37 | 1.85 | 19.22 | 227141.96
11 | 8 | 11:00 | 12295 | 2016-11-08 | 11 | 19.45 | 1.91 | 21.36 | 262621.2
11 | 8 | 12:00 | 11312 | 2016-11-08 | 12 | 18.2 | 1.9 | 20.1 | 227371.2
11 | 8 | 13:00 | 9050 | 2016-11-08 | 13 | 17.73 | 1.86 | 19.59 | 177289.5
11 | 8 | 14:00 | 6138 | 2016-11-08 | 14 | 17.36 | 1.87 | 19.23 | 118033.74
11 | 8 | 15:00 | 2238 | 2016-11-08 | 15 | 19.15 | 1.96 | 21.11 | 47244.18
11 | 8 | 16:00 | 83 | 2016-11-08 | 16 | 19.26 | 2.01 | 21.27 | 1765.41
11 | 8 | 17:00 | 0 | 2016-11-08 | 17 | 40.34 | 2.42 | 42.76 | 0
11 | 8 | 18:00 | 0 | 2016-11-08 | 18 | 31.57 | 2.02 | 33.59 | 0
11 | 8 | 19:00 | 0 | 2016-11-08 | 19 | 22.7 | 1.83 | 24.53 | 0
11 | 8 | 20:00 | 0 | 2016-11-08 | 20 | 19.77 | 1.94 | 21.71 | 0
11 | 8 | 21:00 | 0 | 2016-11-08 | 21 | 24.67 | 2.1 | 26.77 | 0
11 | 8 | 22:00 | 0 | 2016-11-08 | 22 | 19.64 | 1.92 | 21.56 | 0
11 | 8 | 23:00 | 0 | 2016-11-08 | 23 | 17.34 | 2.03 | 19.37 | 0
11 | 8 | 24:00 | 0 | 2016-11-08 | 24 | 17.42 | 1.43 | 18.85 | 0
11 | 9 | 01:00 | 0 | 2016-11-09 | 1 | 41.58 | 0.92 | 42.5 | 0
11 | 9 | 02:00 | 0 | 2016-11-09 | 2 | 19.37 | 0.94 | 20.31 | 0
11 | 9 | 03:00 | 0 | 2016-11-09 | 3 | 18.5 | 0.93 | 19.43 | 0
11 | 9 | 04:00 | 0 | 2016-11-09 | 4 | 16.33 | 0.89 | 17.22 | 0
11 | 9 | 05:00 | 0 | 2016-11-09 | 5 | 16.89 | 0.82 | 17.71 | 0
11 | 9 | 06:00 | 19 | 2016-11-09 | 6 | 17.19 | 0.86 | 18.05 | 342.95
11 | 9 | 07:00 | 1031 | 2016-11-09 | 7 | 18.28 | 0.86 | 19.14 | 19733.34
11 | 9 | 08:00 | 2304 | 2016-11-09 | 8 | 25.08 | 1.62 | 26.7 | 61516.8
11 | 9 | 09:00 | 3734 | 2016-11-09 | 9 | 34.98 | 1.55 | 36.53 | 136403.02
11 | 9 | 10:00 | 3516 | 2016-11-09 | 10 | 26.46 | 1.41 | 27.87 | 97990.92
11 | 9 | 11:00 | 3637 | 2016-11-09 | 11 | 43.86 | 1.88 | 45.74 | 166356.38
11 | 9 | 12:00 | 2372 | 2016-11-09 | 12 | 23.29 | 1.39 | 24.68 | 58540.96
11 | 9 | 13:00 | 669 | 2016-11-09 | 13 | 29.03 | 1.44 | 30.47 | 20384.43
11 | 9 | 14:00 | 380 | 2016-11-09 | 14 | 18.97 | 1.34 | 20.31 | 7717.8
11 | 9 | 15:00 | 197 | 2016-11-09 | 15 | 19.95 | 1.37 | 21.32 | 4200.04
11 | 9 | 16:00 | 6 | 2016-11-09 | 16 | 25.53 | 1.64 | 27.17 | 163.02
11 | 9 | 17:00 | 0 | 2016-11-09 | 17 | 32.73 | 1.43 | 34.16 | 0
11 | 9 | 18:00 | 0 | 2016-11-09 | 18 | 24.49 | 1.35 | 25.84 | 0
11 | 9 | 19:00 | 0 | 2016-11-09 | 19 | 22.63 | 1.34 | 23.97 | 0
11 | 9 | 20:00 | 0 | 2016-11-09 | 20 | 19.78 | 1.33 | 21.11 | 0
11 | 9 | 21:00 | 0 | 2016-11-09 | 21 | 19.72 | 1.35 | 21.07 | 0
11 | 9 | 22:00 | 0 | 2016-11-09 | 22 | 17.54 | 1.4 | 18.94 | 0
11 | 9 | 23:00 | 0 | 2016-11-09 | 23 | 16.45 | 1.53 | 17.98 | 0
11 | 9 | 24:00 | 0 | 2016-11-09 | 24 | 13.96 | 0.86 | 14.82 | 0
11 | 10 | 01:00 | 0 | 2016-11-10 | 1 | 14.92 | 0.89 | 15.81 | 0
11 | 10 | 02:00 | 0 | 2016-11-10 | 2 | 16.94 | 0.7 | 17.64 | 0
11 | 10 | 03:00 | 0 | 2016-11-10 | 3 | 19.62 | 0.67 | 20.29 | 0
11 | 10 | 04:00 | 0 | 2016-11-10 | 4 | 19.69 | 0.67 | 20.36 | 0
11 | 10 | 05:00 | 0 | 2016-11-10 | 5 | 17.53 | 0.58 | 18.11 | 0
11 | 10 | 06:00 | 99 | 2016-11-10 | 6 | 20.9 | 0.7 | 21.6 | 2138.4
11 | 10 | 07:00 | 2911 | 2016-11-10 | 7 | 23.57 | 0.75 | 24.32 | 70795.52
11 | 10 | 08:00 | 6436 | 2016-11-10 | 8 | 29.13 | 1.71 | 30.84 | 198486.24
11 | 10 | 09:00 | 9277 | 2016-11-10 | 9 | 23.2 | 1.25 | 24.45 | 226822.65
11 | 10 | 10:00 | 11472 | 2016-11-10 | 10 | 21.84 | 1.14 | 22.98 | 263626.56
11 | 10 | 11:00 | 11763 | 2016-11-10 | 11 | 25.83 | 1.18 | 27.01 | 317718.63
11 | 10 | 12:00 | 10944 | 2016-11-10 | 12 | 22.67 | 1.14 | 23.81 | 260576.64
11 | 10 | 13:00 | 8437 | 2016-11-10 | 13 | 20.79 | 1.23 | 22.02 | 185782.74
11 | 10 | 14:00 | 4749 | 2016-11-10 | 14 | 20.92 | 1.18 | 22.1 | 104952.9
11 | 10 | 15:00 | 1468 | 2016-11-10 | 15 | 21.27 | 1.24 | 22.51 | 33044.68
11 | 10 | 16:00 | 75 | 2016-11-10 | 16 | 20.4 | 1.17 | 21.57 | 1617.75
11 | 10 | 17:00 | 0 | 2016-11-10 | 17 | 26.58 | 1.16 | 27.74 | 0
11 | 10 | 18:00 | 0 | 2016-11-10 | 18 | 25.05 | 1.1 | 26.15 | 0
11 | 10 | 19:00 | 0 | 2016-11-10 | 19 | 22.29 | 1.12 | 23.41 | 0
11 | 10 | 20:00 | 0 | 2016-11-10 | 20 | 21.39 | 1.12 | 22.51 | 0
11 | 10 | 21:00 | 0 | 2016-11-10 | 21 | 20.88 | 1.14 | 22.02 | 0
11 | 10 | 22:00 | 0 | 2016-11-10 | 22 | 19.31 | 1.18 | 20.49 | 0
11 | 10 | 23:00 | 0 | 2016-11-10 | 23 | 20.89 | 1.43 | 22.32 | 0
11 | 10 | 24:00 | 0 | 2016-11-10 | 24 | 20.26 | 0.72 | 20.98 | 0
11 | 11 | 01:00 | 0 | 2016-11-11 | 1 | 10.98 | 0.88 | 11.86 | 0
11 | 11 | 02:00 | 0 | 2016-11-11 | 2 | 15.66 | 0.54 | 16.2 | 0
11 | 11 | 03:00 | 0 | 2016-11-11 | 3 | -11 | 0.64 | -10.36 | 0
11 | 11 | 04:00 | 0 | 2016-11-11 | 4 | -21.22 | 0.86 | -20.36 | 0
11 | 11 | 05:00 | 0 | 2016-11-11 | 5 | 10.73 | 0.67 | 11.4 | 0
11 | 11 | 06:00 | 31 | 2016-11-11 | 6 | 15.95 | 0.6 | 16.55 | 513.05
11 | 11 | 07:00 | 1758 | 2016-11-11 | 7 | 16.25 | 0.72 | 16.97 | 29833.26
11 | 11 | 08:00 | 4215 | 2016-11-11 | 8 | 16.52 | 1.26 | 17.78 | 74942.7
11 | 11 | 09:00 | 6675 | 2016-11-11 | 9 | 17.4 | 1.22 | 18.62 | 124288.5
11 | 11 | 10:00 | 9088 | 2016-11-11 | 10 | 24.73 | 1.17 | 25.9 | 235379.2
11 | 11 | 11:00 | 8370 | 2016-11-11 | 11 | 19.01 | 1.16 | 20.17 | 168822.9
11 | 11 | 12:00 | 10903 | 2016-11-11 | 12 | 18.15 | 1.16 | 19.31 | 210536.93
11 | 11 | 13:00 | 7779 | 2016-11-11 | 13 | 17.44 | 1.17 | 18.61 | 144767.19
11 | 11 | 14:00 | 5493 | 2016-11-11 | 14 | 17.06 | 1.19 | 18.25 | 100247.25
11 | 11 | 15:00 | 2253 | 2016-11-11 | 15 | 16.57 | 1.18 | 17.75 | 39990.75
11 | 11 | 16:00 | 119 | 2016-11-11 | 16 | 14.68 | 1.17 | 15.85 | 1886.15
11 | 11 | 17:00 | 0 | 2016-11-11 | 17 | 24.25 | 1.21 | 25.46 | 0
11 | 11 | 18:00 | 0 | 2016-11-11 | 18 | 25.96 | 1.17 | 27.13 | 0
11 | 11 | 19:00 | 0 | 2016-11-11 | 19 | 17.99 | 1.13 | 19.12 | 0
11 | 11 | 20:00 | 0 | 2016-11-11 | 20 | 42.71 | 1.41 | 44.12 | 0
11 | 11 | 21:00 | 0 | 2016-11-11 | 21 | 23.15 | 1.24 | 24.39 | 0
11 | 11 | 22:00 | 0 | 2016-11-11 | 22 | 17.18 | 1.19 | 18.37 | 0
11 | 11 | 23:00 | 0 | 2016-11-11 | 23 | 17.01 | 1.26 | 18.27 | 0
11 | 11 | 24:00 | 0 | 2016-11-11 | 24 | 16.54 | 0.73 | 17.27 | 0
11 | 12 | 01:00 | 0 | 2016-11-12 | 1 | 16.26 | 0.48 | 16.74 | 0
11 | 12 | 02:00 | 0 | 2016-11-12 | 2 | 15.06 | 0.48 | 15.54 | 0
11 | 12 | 03:00 | 0 | 2016-11-12 | 3 | 14.62 | 0.5 | 15.12 | 0
11 | 12 | 04:00 | 0 | 2016-11-12 | 4 | 16.35 | 0.51 | 16.86 | 0
11 | 12 | 05:00 | 0 | 2016-11-12 | 5 | 16.75 | 0.48 | 17.23 | 0
11 | 12 | 06:00 | 62 | 2016-11-12 | 6 | 20.56 | 0.51 | 21.07 | 1306.34
11 | 12 | 07:00 | 2951 | 2016-11-12 | 7 | 17.48 | 0.58 | 18.06 | 53295.06
11 | 12 | 08:00 | 6381 | 2016-11-12 | 8 | 15.12 | 0.55 | 15.67 | 99990.27
11 | 12 | 09:00 | 9652 | 2016-11-12 | 9 | 18.82 | 0.52 | 19.34 | 186669.68
11 | 12 | 10:00 | 11732 | 2016-11-12 | 10 | 16.59 | 0.46 | 17.05 | 200030.6
11 | 12 | 11:00 | 12277 | 2016-11-12 | 11 | 15.66 | 0.46 | 16.12 | 197905.24
11 | 12 | 12:00 | 11206 | 2016-11-12 | 12 | 14.63 | 0.48 | 15.11 | 169322.66
11 | 12 | 13:00 | 8600 | 2016-11-12 | 13 | 14.86 | 0.45 | 15.31 | 131666
11 | 12 | 14:00 | 5793 | 2016-11-12 | 14 | 14.25 | 0.49 | 14.74 | 85388.82
11 | 12 | 15:00 | 2003 | 2016-11-12 | 15 | 14.48 | 0.44 | 14.92 | 29884.76
11 | 12 | 16:00 | 131 | 2016-11-12 | 16 | 14.51 | 0.45 | 14.96 | 1959.76
11 | 12 | 17:00 | 0 | 2016-11-12 | 17 | 19.29 | 0.5 | 19.79 | 0
11 | 12 | 18:00 | 0 | 2016-11-12 | 18 | 26.52 | 0.6 | 27.12 | 0
11 | 12 | 19:00 | 0 | 2016-11-12 | 19 | 17.67 | 0.54 | 18.21 | 0
11 | 12 | 20:00 | 0 | 2016-11-12 | 20 | 15 | 0.47 | 15.47 | 0
11 | 12 | 21:00 | 0 | 2016-11-12 | 21 | 15.03 | 0.45 | 15.48 | 0
11 | 12 | 22:00 | 0 | 2016-11-12 | 22 | 14.6 | 0.49 | 15.09 | 0
11 | 12 | 23:00 | 0 | 2016-11-12 | 23 | 13.96 | 0.55 | 14.51 | 0
11 | 12 | 24:00 | 0 | 2016-11-12 | 24 | 15.01 | 0.66 | 15.67 | 0
11 | 13 | 01:00 | 0 | 2016-11-13 | 1 | 14.92 | 0.74 | 15.66 | 0
11 | 13 | 02:00 | 0 | 2016-11-13 | 2 | 13.47 | 0.53 | 14 | 0
11 | 13 | 03:00 | 0 | 2016-11-13 | 3 | 12.48 | 0.49 | 12.97 | 0
11 | 13 | 04:00 | 0 | 2016-11-13 | 4 | 14.57 | 0.49 | 15.06 | 0
11 | 13 | 05:00 | 0 | 2016-11-13 | 5 | 14.42 | 0.49 | 14.91 | 0
11 | 13 | 06:00 | 1 | 2016-11-13 | 6 | 15.03 | 0.56 | 15.59 | 15.59
11 | 13 | 07:00 | 488 | 2016-11-13 | 7 | 14.47 | 0.63 | 15.1 | 7368.8
11 | 13 | 08:00 | 2387 | 2016-11-13 | 8 | 14.59 | 0.48 | 15.07 | 35972.09
11 | 13 | 09:00 | 7389 | 2016-11-13 | 9 | 15.1 | 0.41 | 15.51 | 114603.39
11 | 13 | 10:00 | 11448 | 2016-11-13 | 10 | 14.32 | 0.39 | 14.71 | 168400.08
11 | 13 | 11:00 | 12263 | 2016-11-13 | 11 | 14.45 | 0.39 | 14.84 | 181982.92
11 | 13 | 12:00 | 10870 | 2016-11-13 | 12 | 14.57 | 0.35 | 14.92 | 162180.4
11 | 13 | 13:00 | 8942 | 2016-11-13 | 13 | 14.56 | 0.35 | 14.91 | 133325.22
11 | 13 | 14:00 | 5725 | 2016-11-13 | 14 | 14.2 | 0.37 | 14.57 | 83413.25
11 | 13 | 15:00 | 1852 | 2016-11-13 | 15 | 14.91 | 0.36 | 15.27 | 28280.04
11 | 13 | 16:00 | 64 | 2016-11-13 | 16 | 16.94 | 0.36 | 17.3 | 1107.2
11 | 13 | 17:00 | 0 | 2016-11-13 | 17 | 24.48 | 0.37 | 24.85 | 0
11 | 13 | 18:00 | 0 | 2016-11-13 | 18 | 35.33 | 0.47 | 35.8 | 0
11 | 13 | 19:00 | 0 | 2016-11-13 | 19 | 19.64 | 0.38 | 20.02 | 0
11 | 13 | 20:00 | 0 | 2016-11-13 | 20 | 18.98 | 0.38 | 19.36 | 0
11 | 13 | 21:00 | 0 | 2016-11-13 | 21 | 18.49 | 0.38 | 18.87 | 0
11 | 13 | 22:00 | 0 | 2016-11-13 | 22 | 16.07 | 0.38 | 16.45 | 0
11 | 13 | 23:00 | 0 | 2016-11-13 | 23 | 14.18 | 0.54 | 14.72 | 0
11 | 13 | 24:00 | 0 | 2016-11-13 | 24 | 14.29 | 0.5 | 14.79 | 0
11 | 14 | 01:00 | 0 | 2016-11-14 | 1 | 13.33 | 0.86 | 14.19 | 0
11 | 14 | 02:00 | 0 | 2016-11-14 | 2 | 11.51 | 0.83 | 12.34 | 0
11 | 14 | 03:00 | 0 | 2016-11-14 | 3 | 7.54 | 0.95 | 8.49 | 0
11 | 14 | 04:00 | 0 | 2016-11-14 | 4 | 9.83 | 0.89 | 10.72 | 0
11 | 14 | 05:00 | 0 | 2016-11-14 | 5 | 10.81 | 0.88 | 11.69 | 0
11 | 14 | 06:00 | 60 | 2016-11-14 | 6 | 9.35 | 1.02 | 10.37 | 622.2
11 | 14 | 07:00 | 2882 | 2016-11-14 | 7 | 15.59 | 1.03 | 16.62 | 47898.84
11 | 14 | 08:00 | 6413 | 2016-11-14 | 8 | 21.94 | 1.62 | 23.56 | 151090.28
11 | 14 | 09:00 | 9355 | 2016-11-14 | 9 | 27.74 | 1.42 | 29.16 | 272791.8
11 | 14 | 10:00 | 11733 | 2016-11-14 | 10 | 26.25 | 1.42 | 27.67 | 324652.11
11 | 14 | 11:00 | 12332 | 2016-11-14 | 11 | 22 | 1.41 | 23.41 | 288692.12
11 | 14 | 12:00 | 11288 | 2016-11-14 | 12 | 23.66 | 1.4 | 25.06 | 282877.28
11 | 14 | 13:00 | 9068 | 2016-11-14 | 13 | 24.71 | 1.39 | 26.1 | 236674.8
11 | 14 | 14:00 | 5758 | 2016-11-14 | 14 | 23.14 | 1.4 | 24.54 | 141301.32
11 | 14 | 15:00 | 1663 | 2016-11-14 | 15 | 26.53 | 1.39 | 27.92 | 46430.96
11 | 14 | 16:00 | 45 | 2016-11-14 | 16 | 30.81 | 1.46 | 32.27 | 1452.15
11 | 14 | 17:00 | 0 | 2016-11-14 | 17 | 45.36 | 1.51 | 46.87 | 0
11 | 14 | 18:00 | 0 | 2016-11-14 | 18 | 65.56 | 2.09 | 67.65 | 0
11 | 14 | 19:00 | 0 | 2016-11-14 | 19 | 35.36 | 1.5 | 36.86 | 0
11 | 14 | 20:00 | 0 | 2016-11-14 | 20 | 29.46 | 1.42 | 30.88 | 0
11 | 14 | 21:00 | 0 | 2016-11-14 | 21 | 30.27 | 1.43 | 31.7 | 0
11 | 14 | 22:00 | 0 | 2016-11-14 | 22 | 19.31 | 1.42 | 20.73 | 0
11 | 14 | 23:00 | 0 | 2016-11-14 | 23 | 19.54 | 1.57 | 21.11 | 0
11 | 14 | 24:00 | 0 | 2016-11-14 | 24 | 26.69 | 0.89 | 27.58 | 0
11 | 15 | 01:00 | 0 | 2016-11-15 | 1 | 19.79 | 0.39 | 20.18 | 0
11 | 15 | 02:00 | 0 | 2016-11-15 | 2 | 18.09 | 0.35 | 18.44 | 0
11 | 15 | 03:00 | 0 | 2016-11-15 | 3 | 16.36 | 0.37 | 16.73 | 0
11 | 15 | 04:00 | 0 | 2016-11-15 | 4 | 14.81 | 0.4 | 15.21 | 0
11 | 15 | 05:00 | 0 | 2016-11-15 | 5 | 15.73 | 0.41 | 16.14 | 0
11 | 15 | 06:00 | 0 | 2016-11-15 | 6 | 17.21 | 0.53 | 17.74 | 0
11 | 15 | 07:00 | 266 | 2016-11-15 | 7 | 19.72 | 0.52 | 20.24 | 5383.84
11 | 15 | 08:00 | 1393 | 2016-11-15 | 8 | 17.49 | 1.1 | 18.59 | 25895.87
11 | 15 | 09:00 | 1958 | 2016-11-15 | 9 | 19.09 | 0.94 | 20.03 | 39218.74
11 | 15 | 10:00 | 2489 | 2016-11-15 | 10 | 19.16 | 0.9 | 20.06 | 49929.34
11 | 15 | 11:00 | 2473 | 2016-11-15 | 11 | 21.11 | 0.85 | 21.96 | 54307.08
11 | 15 | 12:00 | 2057 | 2016-11-15 | 12 | 31.55 | 0.92 | 32.47 | 66790.79
11 | 15 | 13:00 | 1195 | 2016-11-15 | 13 | 41.35 | 0.94 | 42.29 | 50536.55
11 | 15 | 14:00 | 436 | 2016-11-15 | 14 | 20.15 | 0.89 | 21.04 | 9173.44
11 | 15 | 15:00 | 142 | 2016-11-15 | 15 | 19.21 | 0.82 | 20.03 | 2844.26
11 | 15 | 16:00 | 1 | 2016-11-15 | 16 | 22.48 | 0.81 | 23.29 | 23.29
11 | 15 | 17:00 | 0 | 2016-11-15 | 17 | 27.86 | 0.85 | 28.71 | 0
11 | 15 | 18:00 | 0 | 2016-11-15 | 18 | 24.74 | 0.83 | 25.57 | 0
11 | 15 | 19:00 | 0 | 2016-11-15 | 19 | 29.74 | 0.83 | 30.57 | 0
11 | 15 | 20:00 | 0 | 2016-11-15 | 20 | 28.51 | 0.87 | 29.38 | 0
11 | 15 | 21:00 | 0 | 2016-11-15 | 21 | 27.12 | 0.86 | 27.98 | 0
11 | 15 | 22:00 | 0 | 2016-11-15 | 22 | 19.97 | 0.9 | 20.87 | 0
11 | 15 | 23:00 | 0 | 2016-11-15 | 23 | 18.03 | 1.07 | 19.1 | 0
11 | 15 | 24:00 | 0 | 2016-11-15 | 24 | 17.88 | 0.41 | 18.29 | 0
11 | 16 | 01:00 | 0 | 2016-11-16 | 1 | 17.2 | 0.61 | 17.81 | 0
11 | 16 | 02:00 | 0 | 2016-11-16 | 2 | 16.19 | 0.63 | 16.82 | 0
11 | 16 | 03:00 | 0 | 2016-11-16 | 3 | 15.69 | 0.63 | 16.32 | 0
11 | 16 | 04:00 | 0 | 2016-11-16 | 4 | 15.12 | 0.64 | 15.76 | 0
11 | 16 | 05:00 | 0 | 2016-11-16 | 5 | 16.17 | 0.75 | 16.92 | 0
11 | 16 | 06:00 | 0 | 2016-11-16 | 6 | 17.45 | 0.72 | 18.17 | 0
11 | 16 | 07:00 | 264 | 2016-11-16 | 7 | 26.17 | 0.86 | 27.03 | 7135.92
11 | 16 | 08:00 | 825 | 2016-11-16 | 8 | 31.01 | 1.47 | 32.48 | 26796
11 | 16 | 09:00 | 1515 | 2016-11-16 | 9 | 27.27 | 1.35 | 28.62 | 43359.3
11 | 16 | 10:00 | 2237 | 2016-11-16 | 10 | 27.05 | 1.27 | 28.32 | 63351.84
11 | 16 | 11:00 | 2203 | 2016-11-16 | 11 | 31.12 | 1.29 | 32.41 | 71399.23
11 | 16 | 12:00 | 2309 | 2016-11-16 | 12 | 32.33 | 1.37 | 33.7 | 77813.3
11 | 16 | 13:00 | 1685 | 2016-11-16 | 13 | 26.5 | 1.35 | 27.85 | 46927.25
11 | 16 | 14:00 | 1213 | 2016-11-16 | 14 | 22.24 | 1.25 | 23.49 | 28493.37
11 | 16 | 15:00 | 484 | 2016-11-16 | 15 | 21.95 | 1.24 | 23.19 | 11223.96
11 | 16 | 16:00 | 9 | 2016-11-16 | 16 | 21.7 | 1.24 | 22.94 | 206.46
11 | 16 | 17:00 | 0 | 2016-11-16 | 17 | 29.68 | 1.23 | 30.91 | 0
11 | 16 | 18:00 | 0 | 2016-11-16 | 18 | 52.51 | 1.9 | 54.41 | 0
11 | 16 | 19:00 | 0 | 2016-11-16 | 19 | 29.97 | 1.41 | 31.38 | 0
11 | 16 | 20:00 | 0 | 2016-11-16 | 20 | 37.44 | 1.36 | 38.8 | 0
11 | 16 | 21:00 | 0 | 2016-11-16 | 21 | 22.41 | 1.29 | 23.7 | 0
11 | 16 | 22:00 | 0 | 2016-11-16 | 22 | 20.21 | 1.3 | 21.51 | 0
11 | 16 | 23:00 | 0 | 2016-11-16 | 23 | 18.33 | 1.5 | 19.83 | 0
11 | 16 | 24:00 | 0 | 2016-11-16 | 24 | 18.69 | 0.77 | 19.46 | 0
11 | 17 | 01:00 | 0 | 2016-11-17 | 1 | 18 | 1.25 | 19.25 | 0
11 | 17 | 02:00 | 0 | 2016-11-17 | 2 | 16.94 | 1.29 | 18.23 | 0
11 | 17 | 03:00 | 0 | 2016-11-17 | 3 | 16.4 | 1.36 | 17.76 | 0
11 | 17 | 04:00 | 0 | 2016-11-17 | 4 | 15.83 | 1.27 | 17.1 | 0
11 | 17 | 05:00 | 0 | 2016-11-17 | 5 | 16.86 | 1.21 | 18.07 | 0
11 | 17 | 06:00 | 0 | 2016-11-17 | 6 | 17.48 | 1.3 | 18.78 | 0
11 | 17 | 07:00 | 575 | 2016-11-17 | 7 | 18.78 | 1.29 | 20.07 | 11540.25
11 | 17 | 08:00 | 3120 | 2016-11-17 | 8 | 20.63 | 1.95 | 22.58 | 70449.6
11 | 17 | 09:00 | 4501 | 2016-11-17 | 9 | 21.23 | 1.87 | 23.1 | 103973.1
11 | 17 | 10:00 | 6214 | 2016-11-17 | 10 | 25.07 | 1.84 | 26.91 | 167218.74
11 | 17 | 11:00 | 8357 | 2016-11-17 | 11 | 20.03 | 1.87 | 21.9 | 183018.3
11 | 17 | 12:00 | 7167 | 2016-11-17 | 12 | 27.6 | 1.92 | 29.52 | 211569.84
11 | 17 | 13:00 | 6403 | 2016-11-17 | 13 | 21.06 | 1.9 | 22.96 | 147012.88
11 | 17 | 14:00 | 4382 | 2016-11-17 | 14 | 37.64 | 1.88 | 39.52 | 173176.64
11 | 17 | 15:00 | 1704 | 2016-11-17 | 15 | 32.14 | 1.92 | 34.06 | 58038.24
11 | 17 | 16:00 | 48 | 2016-11-17 | 16 | 32.49 | 2 | 34.49 | 1655.52
11 | 17 | 17:00 | 0 | 2016-11-17 | 17 | 25.5 | 1.8 | 27.3 | 0
11 | 17 | 18:00 | 0 | 2016-11-17 | 18 | 58.9 | 2.34 | 61.24 | 0
11 | 17 | 19:00 | 0 | 2016-11-17 | 19 | 33.35 | 1.9 | 35.25 | 0
11 | 17 | 20:00 | 0 | 2016-11-17 | 20 | 33.57 | 1.96 | 35.53 | 0
11 | 17 | 21:00 | 0 | 2016-11-17 | 21 | 21.29 | 1.79 | 23.08 | 0
11 | 17 | 22:00 | 0 | 2016-11-17 | 22 | 21.23 | 1.83 | 23.06 | 0
11 | 17 | 23:00 | 0 | 2016-11-17 | 23 | 19.75 | 2.04 | 21.79 | 0
11 | 17 | 24:00 | 0 | 2016-11-17 | 24 | 17.81 | 1.39 | 19.2 | 0
11 | 18 | 01:00 | 0 | 2016-11-18 | 1 | 16.61 | 0.33 | 16.94 | 0
11 | 18 | 02:00 | 0 | 2016-11-18 | 2 | 14.09 | 0.28 | 14.37 | 0
11 | 18 | 03:00 | 0 | 2016-11-18 | 3 | 13.02 | 0.35 | 13.37 | 0
11 | 18 | 04:00 | 0 | 2016-11-18 | 4 | 15.06 | 0.37 | 15.43 | 0
11 | 18 | 05:00 | 0 | 2016-11-18 | 5 | 15.55 | 0.34 | 15.89 | 0
11 | 18 | 06:00 | 34 | 2016-11-18 | 6 | 15.38 | 0.47 | 15.85 | 538.9
11 | 18 | 07:00 | 2453 | 2016-11-18 | 7 | 36.27 | 0.5 | 36.77 | 90196.81
11 | 18 | 08:00 | 5938 | 2016-11-18 | 8 | 22.71 | 1.04 | 23.75 | 141027.5
11 | 18 | 09:00 | 8720 | 2016-11-18 | 9 | 20.72 | 1 | 21.72 | 189398.4
11 | 18 | 10:00 | 10881 | 2016-11-18 | 10 | 19.21 | 0.93 | 20.14 | 219143.34
11 | 18 | 11:00 | 11615 | 2016-11-18 | 11 | 18.43 | 0.93 | 19.36 | 224866.4
11 | 18 | 12:00 | 10486 | 2016-11-18 | 12 | 17.61 | 0.93 | 18.54 | 194410.44
11 | 18 | 13:00 | 8509 | 2016-11-18 | 13 | 16.37 | 0.94 | 17.31 | 147290.79
11 | 18 | 14:00 | 5524 | 2016-11-18 | 14 | 18.12 | 0.92 | 19.04 | 105176.96
11 | 18 | 15:00 | 1658 | 2016-11-18 | 15 | 20.6 | 0.93 | 21.53 | 35696.74
11 | 18 | 16:00 | 36 | 2016-11-18 | 16 | 22.76 | 0.92 | 23.68 | 852.48
11 | 18 | 17:00 | 0 | 2016-11-18 | 17 | 26.26 | 0.89 | 27.15 | 0
11 | 18 | 18:00 | 0 | 2016-11-18 | 18 | 23.53 | 0.88 | 24.41 | 0
11 | 18 | 19:00 | 0 | 2016-11-18 | 19 | 25.97 | 0.93 | 26.9 | 0
11 | 18 | 20:00 | 0 | 2016-11-18 | 20 | 18.26 | 0.89 | 19.15 | 0
11 | 18 | 21:00 | 0 | 2016-11-18 | 21 | 16.96 | 0.92 | 17.88 | 0
11 | 18 | 22:00 | 0 | 2016-11-18 | 22 | 15.84 | 0.94 | 16.78 | 0
11 | 18 | 23:00 | 0 | 2016-11-18 | 23 | 16.01 | 1.08 | 17.09 | 0
11 | 18 | 24:00 | 0 | 2016-11-18 | 24 | 16.23 | 0.61 | 16.84 | 0
11 | 19 | 01:00 | 0 | 2016-11-19 | 1 | 14.49 | 0.74 | 15.23 | 0
11 | 19 | 02:00 | 0 | 2016-11-19 | 2 | 15.59 | 0.74 | 16.33 | 0
11 | 19 | 03:00 | 0 | 2016-11-19 | 3 | 15.12 | 0.76 | 15.88 | 0
11 | 19 | 04:00 | 0 | 2016-11-19 | 4 | 12.65 | 0.86 | 13.51 | 0
11 | 19 | 05:00 | 0 | 2016-11-19 | 5 | 12.59 | 0.88 | 13.47 | 0
11 | 19 | 06:00 | 15 | 2016-11-19 | 6 | 12.89 | 0.89 | 13.78 | 206.7
11 | 19 | 07:00 | 2263 | 2016-11-19 | 7 | 14.35 | 0.95 | 15.3 | 34623.9
11 | 19 | 08:00 | 5840 | 2016-11-19 | 8 | 16.84 | 1.17 | 18.01 | 105178.4
11 | 19 | 09:00 | 8706 | 2016-11-19 | 9 | 20.52 | 1.01 | 21.53 | 187440.18
11 | 19 | 10:00 | 11047 | 2016-11-19 | 10 | 19.43 | 0.78 | 20.21 | 223259.87
11 | 19 | 11:00 | 11377 | 2016-11-19 | 11 | 21.37 | 0.76 | 22.13 | 251773.01
11 | 19 | 12:00 | 10572 | 2016-11-19 | 12 | 21.34 | 0.72 | 22.06 | 233218.32
11 | 19 | 13:00 | 8397 | 2016-11-19 | 13 | 20.3 | 0.74 | 21.04 | 176672.88
11 | 19 | 14:00 | 5435 | 2016-11-19 | 14 | 19.19 | 0.8 | 19.99 | 108645.65
11 | 19 | 15:00 | 1673 | 2016-11-19 | 15 | 18.31 | 0.85 | 19.16 | 32054.68
11 | 19 | 16:00 | 38 | 2016-11-19 | 16 | 21.98 | 0.8 | 22.78 | 865.64
11 | 19 | 17:00 | 0 | 2016-11-19 | 17 | 31.66 | 0.94 | 32.6 | 0
11 | 19 | 18:00 | 0 | 2016-11-19 | 18 | 39 | 0.96 | 39.96 | 0
11 | 19 | 19:00 | 0 | 2016-11-19 | 19 | 31.02 | 0.92 | 31.94 | 0
11 | 19 | 20:00 | 0 | 2016-11-19 | 20 | 20.73 | 0.82 | 21.55 | 0
11 | 19 | 21:00 | 0 | 2016-11-19 | 21 | 21.73 | 0.83 | 22.56 | 0
11 | 19 | 22:00 | 0 | 2016-11-19 | 22 | 18.52 | 0.78 | 19.3 | 0
11 | 19 | 23:00 | 0 | 2016-11-19 | 23 | 17.37 | 1.19 | 18.56 | 0
11 | 19 | 24:00 | 0 | 2016-11-19 | 24 | 18.3 | 1.31 | 19.61 | 0
11 | 20 | 01:00 | 0 | 2016-11-20 | 1 | 17.55 | 0.48 | 18.03 | 0
11 | 20 | 02:00 | 0 | 2016-11-20 | 2 | 14.09 | 0.24 | 14.33 | 0
11 | 20 | 03:00 | 0 | 2016-11-20 | 3 | 13.84 | 0.23 | 14.07 | 0
11 | 20 | 04:00 | 0 | 2016-11-20 | 4 | 10.26 | 0.32 | 10.58 | 0
11 | 20 | 05:00 | 0 | 2016-11-20 | 5 | 13.93 | 0.34 | 14.27 | 0
11 | 20 | 06:00 | 0 | 2016-11-20 | 6 | 17.76 | 0.27 | 18.03 | 0
11 | 20 | 07:00 | 54 | 2016-11-20 | 7 | 14.6 | 0.39 | 14.99 | 809.46
11 | 20 | 08:00 | 858 | 2016-11-20 | 8 | 13.32 | 0.41 | 13.73 | 11780.34
11 | 20 | 09:00 | 1632 | 2016-11-20 | 9 | 18.89 | 0.35 | 19.24 | 31399.68
11 | 20 | 10:00 | 1956 | 2016-11-20 | 10 | 20.89 | 0.23 | 21.12 | 41310.72
11 | 20 | 11:00 | 2490 | 2016-11-20 | 11 | 22.82 | 0.23 | 23.05 | 57394.5
11 | 20 | 12:00 | 2228 | 2016-11-20 | 12 | 22.76 | 0.25 | 23.01 | 51266.28
11 | 20 | 13:00 | 1832 | 2016-11-20 | 13 | 23 | 0.25 | 23.25 | 42594
11 | 20 | 14:00 | 1046 | 2016-11-20 | 14 | 28.38 | 0.38 | 28.76 | 30082.96
11 | 20 | 15:00 | 261 | 2016-11-20 | 15 | 23.08 | 0.25 | 23.33 | 6089.13
11 | 20 | 16:00 | 0 | 2016-11-20 | 16 | 21.8 | 0.26 | 22.06 | 0
11 | 20 | 17:00 | 0 | 2016-11-20 | 17 | 26.12 | 0.22 | 26.34 | 0
11 | 20 | 18:00 | 0 | 2016-11-20 | 18 | 25 | 0.25 | 25.25 | 0
11 | 20 | 19:00 | 0 | 2016-11-20 | 19 | 23.3 | 0.2 | 23.5 | 0
11 | 20 | 20:00 | 0 | 2016-11-20 | 20 | 23 | 0.2 | 23.2 | 0
11 | 20 | 21:00 | 0 | 2016-11-20 | 21 | 22.81 | 0.28 | 23.09 | 0
11 | 20 | 22:00 | 0 | 2016-11-20 | 22 | 21.69 | 0.24 | 21.93 | 0
11 | 20 | 23:00 | 0 | 2016-11-20 | 23 | 16.95 | 0.82 | 17.77 | 0
11 | 20 | 24:00 | 0 | 2016-11-20 | 24 | 16.86 | 0.53 | 17.39 | 0
11 | 21 | 01:00 | 0 | 2016-11-21 | 1 | 20.7 | 0.47 | 21.17 | 0
11 | 21 | 02:00 | 0 | 2016-11-21 | 2 | 18.22 | 0.45 | 18.67 | 0
11 | 21 | 03:00 | 0 | 2016-11-21 | 3 | 19.52 | 0.43 | 19.95 | 0
11 | 21 | 04:00 | 0 | 2016-11-21 | 4 | 18.4 | 0.44 | 18.84 | 0
11 | 21 | 05:00 | 0 | 2016-11-21 | 5 | 11.19 | 0.49 | 11.68 | 0
11 | 21 | 06:00 | 0 | 2016-11-21 | 6 | 20.2 | 0.94 | 21.14 | 0
11 | 21 | 07:00 | 239 | 2016-11-21 | 7 | 21.14 | 0.99 | 22.13 | 5289.07
11 | 21 | 08:00 | 1262 | 2016-11-21 | 8 | 22.04 | 1.67 | 23.71 | 29922.02
11 | 21 | 09:00 | 3557 | 2016-11-21 | 9 | 23.02 | 1.08 | 24.1 | 85723.7
11 | 21 | 10:00 | 3191 | 2016-11-21 | 10 | 27.53 | 1.04 | 28.57 | 91166.87
11 | 21 | 11:00 | 3318 | 2016-11-21 | 11 | 28.44 | 0.97 | 29.41 | 97582.38
11 | 21 | 12:00 | 4293 | 2016-11-21 | 12 | 26.74 | 0.98 | 27.72 | 119001.96
11 | 21 | 13:00 | 4467 | 2016-11-21 | 13 | 26.79 | 0.97 | 27.76 | 124003.92
11 | 21 | 14:00 | 2491 | 2016-11-21 | 14 | 32.37 | 1.02 | 33.39 | 83174.49
11 | 21 | 15:00 | 845 | 2016-11-21 | 15 | 29.51 | 0.99 | 30.5 | 25772.5
11 | 21 | 16:00 | 7 | 2016-11-21 | 16 | 27.74 | 0.97 | 28.71 | 200.97
11 | 21 | 17:00 | 0 | 2016-11-21 | 17 | 38.38 | 1.02 | 39.4 | 0
11 | 21 | 18:00 | 0 | 2016-11-21 | 18 | 31.95 | 0.97 | 32.92 | 0
11 | 21 | 19:00 | 0 | 2016-11-21 | 19 | 38.36 | 1.12 | 39.48 | 0
11 | 21 | 20:00 | 0 | 2016-11-21 | 20 | 32.86 | 1.06 | 33.92 | 0
11 | 21 | 21:00 | 0 | 2016-11-21 | 21 | 27.56 | 0.98 | 28.54 | 0
11 | 21 | 22:00 | 0 | 2016-11-21 | 22 | 27.07 | 1.02 | 28.09 | 0
11 | 21 | 23:00 | 0 | 2016-11-21 | 23 | 23.18 | 1.2 | 24.38 | 0
11 | 21 | 24:00 | 0 | 2016-11-21 | 24 | 21.02 | 0.83 | 21.85 | 0
11 | 22 | 01:00 | 0 | 2016-11-22 | 1 | 25.18 | 0.7 | 25.88 | 0
11 | 22 | 02:00 | 0 | 2016-11-22 | 2 | 29.08 | 0.81 | 29.89 | 0
11 | 22 | 03:00 | 0 | 2016-11-22 | 3 | 29.59 | 0.69 | 30.28 | 0
11 | 22 | 04:00 | 0 | 2016-11-22 | 4 | 27.17 | 0.74 | 27.91 | 0
11 | 22 | 05:00 | 0 | 2016-11-22 | 5 | 14.15 | 0.71 | 14.86 | 0
11 | 22 | 06:00 | 6 | 2016-11-22 | 6 | 15.51 | 1.45 | 16.96 | 101.76
11 | 22 | 07:00 | 1715 | 2016-11-22 | 7 | 41.33 | 1.57 | 42.9 | 73573.5
11 | 22 | 08:00 | 6044 | 2016-11-22 | 8 | 52.46 | 2.04 | 54.5 | 329398
11 | 22 | 09:00 | 7525 | 2016-11-22 | 9 | 39.97 | 2.03 | 42 | 316050
11 | 22 | 10:00 | 8799 | 2016-11-22 | 10 | 30.99 | 1.38 | 32.37 | 284823.63
11 | 22 | 11:00 | 10122 | 2016-11-22 | 11 | 29.09 | 1.3 | 30.39 | 307607.58
11 | 22 | 12:00 | 9803 | 2016-11-22 | 12 | 28.23 | 1.24 | 29.47 | 288894.41
11 | 22 | 13:00 | 8405 | 2016-11-22 | 13 | 27.47 | 1.19 | 28.66 | 240887.3
11 | 22 | 14:00 | 4040 | 2016-11-22 | 14 | 28.77 | 1.18 | 29.95 | 120998
11 | 22 | 15:00 | 1344 | 2016-11-22 | 15 | 27.04 | 1.19 | 28.23 | 37941.12
11 | 22 | 16:00 | 13 | 2016-11-22 | 16 | 27.62 | 1.25 | 28.87 | 375.31
11 | 22 | 17:00 | 0 | 2016-11-22 | 17 | 32.95 | 1.25 | 34.2 | 0
11 | 22 | 18:00 | 0 | 2016-11-22 | 18 | 34.94 | 1.18 | 36.12 | 0
11 | 22 | 19:00 | 0 | 2016-11-22 | 19 | 32.73 | 1.16 | 33.89 | 0
11 | 22 | 20:00 | 0 | 2016-11-22 | 20 | 35.03 | 1.16 | 36.19 | 0
11 | 22 | 21:00 | 0 | 2016-11-22 | 21 | 39.6 | 1.16 | 40.76 | 0
11 | 22 | 22:00 | 0 | 2016-11-22 | 22 | 38.37 | 1.33 | 39.7 | 0
11 | 22 | 23:00 | 0 | 2016-11-22 | 23 | 39.81 | 1.55 | 41.36 | 0
11 | 22 | 24:00 | 0 | 2016-11-22 | 24 | 25.71 | 1.08 | 26.79 | 0
11 | 23 | 01:00 | 0 | 2016-11-23 | 1 | 18.06 | 0.51 | 18.57 | 0
11 | 23 | 02:00 | 0 | 2016-11-23 | 2 | 23.5 | 0.44 | 23.94 | 0
11 | 23 | 03:00 | 0 | 2016-11-23 | 3 | 22.45 | 0.44 | 22.89 | 0
11 | 23 | 04:00 | 0 | 2016-11-23 | 4 | 15.38 | 0.54 | 15.92 | 0
11 | 23 | 05:00 | 0 | 2016-11-23 | 5 | 21.2 | 0.48 | 21.68 | 0
11 | 23 | 06:00 | 9 | 2016-11-23 | 6 | 24.43 | 0.69 | 25.12 | 226.08
11 | 23 | 07:00 | 1984 | 2016-11-23 | 7 | 41.27 | 1.03 | 42.3 | 83923.2
11 | 23 | 08:00 | 6043 | 2016-11-23 | 8 | 45.86 | 1.55 | 47.41 | 286498.63
11 | 23 | 09:00 | 8673 | 2016-11-23 | 9 | 44.85 | 0.96 | 45.81 | 397310.13
11 | 23 | 10:00 | 11625 | 2016-11-23 | 10 | 33.03 | 0.9 | 33.93 | 394436.25
11 | 23 | 11:00 | 12217 | 2016-11-23 | 11 | 27.86 | 0.82 | 28.68 | 350383.56
11 | 23 | 12:00 | 11176 | 2016-11-23 | 12 | 27.05 | 0.96 | 28.01 | 313039.76
11 | 23 | 13:00 | 8701 | 2016-11-23 | 13 | 26.84 | 0.86 | 27.7 | 241017.7
11 | 23 | 14:00 | 4826 | 2016-11-23 | 14 | 26.75 | 0.84 | 27.59 | 133149.34
11 | 23 | 15:00 | 1106 | 2016-11-23 | 15 | 27.09 | 0.84 | 27.93 | 30890.58
11 | 23 | 16:00 | 23 | 2016-11-23 | 16 | 27.3 | 0.83 | 28.13 | 646.99
11 | 23 | 17:00 | 0 | 2016-11-23 | 17 | 32.95 | 0.79 | 33.74 | 0
11 | 23 | 18:00 | 0 | 2016-11-23 | 18 | 39.09 | 0.81 | 39.9 | 0
11 | 23 | 19:00 | 0 | 2016-11-23 | 19 | 33.12 | 0.83 | 33.95 | 0
11 | 23 | 20:00 | 0 | 2016-11-23 | 20 | 30.79 | 0.81 | 31.6 | 0
11 | 23 | 21:00 | 0 | 2016-11-23 | 21 | 31.81 | 0.79 | 32.6 | 0
11 | 23 | 22:00 | 0 | 2016-11-23 | 22 | 29.94 | 0.83 | 30.77 | 0
11 | 23 | 23:00 | 0 | 2016-11-23 | 23 | 32.47 | 1.12 | 33.59 | 0
11 | 23 | 24:00 | 0 | 2016-11-23 | 24 | 24.3 | 0.39 | 24.69 | 0
11 | 24 | 01:00 | 0 | 2016-11-24 | 1 | 28.66 | 1 | 29.66 | 0
11 | 24 | 02:00 | 0 | 2016-11-24 | 2 | 27.56 | 0.96 | 28.52 | 0
11 | 24 | 03:00 | 0 | 2016-11-24 | 3 | 24.67 | 0.86 | 25.53 | 0
11 | 24 | 04:00 | 0 | 2016-11-24 | 4 | 16.13 | 1.08 | 17.21 | 0
11 | 24 | 05:00 | 0 | 2016-11-24 | 5 | 19.42 | 1.16 | 20.58 | 0
11 | 24 | 06:00 | 0 | 2016-11-24 | 6 | 23.18 | 0.9 | 24.08 | 0
11 | 24 | 07:00 | 86 | 2016-11-24 | 7 | 28.27 | 0.99 | 29.26 | 2516.36
11 | 24 | 08:00 | 713 | 2016-11-24 | 8 | 31.5 | 0.93 | 32.43 | 23122.59
11 | 24 | 09:00 | 1313 | 2016-11-24 | 9 | 43.96 | 0.87 | 44.83 | 58861.79
11 | 24 | 10:00 | 1741 | 2016-11-24 | 10 | 50.31 | 0.94 | 51.25 | 89226.25
11 | 24 | 11:00 | 3122 | 2016-11-24 | 11 | 33.33 | 0.9 | 34.23 | 106866.06
11 | 24 | 12:00 | 2594 | 2016-11-24 | 12 | 45.7 | 0.91 | 46.61 | 120906.34
11 | 24 | 13:00 | 2232 | 2016-11-24 | 13 | 34.29 | 0.91 | 35.2 | 78566.4
11 | 24 | 14:00 | 688 | 2016-11-24 | 14 | 27.54 | 0.84 | 28.38 | 19525.44
11 | 24 | 15:00 | 118 | 2016-11-24 | 15 | 28.69 | 1.15 | 29.84 | 3521.12
11 | 24 | 16:00 | 0 | 2016-11-24 | 16 | 27.28 | 0.83 | 28.11 | 0
11 | 24 | 17:00 | 0 | 2016-11-24 | 17 | 28.61 | 0.85 | 29.46 | 0
11 | 24 | 18:00 | 0 | 2016-11-24 | 18 | 26.77 | 0.83 | 27.6 | 0
11 | 24 | 19:00 | 0 | 2016-11-24 | 19 | 27.69 | 0.83 | 28.52 | 0
11 | 24 | 20:00 | 0 | 2016-11-24 | 20 | 22.47 | 0.81 | 23.28 | 0
11 | 24 | 21:00 | 0 | 2016-11-24 | 21 | 23.68 | 0.81 | 24.49 | 0
11 | 24 | 22:00 | 0 | 2016-11-24 | 22 | 42.81 | 1.34 | 44.15 | 0
11 | 24 | 23:00 | 0 | 2016-11-24 | 23 | 52.86 | 1.45 | 54.31 | 0
11 | 24 | 24:00 | 0 | 2016-11-24 | 24 | 27.84 | 0.97 | 28.81 | 0
11 | 25 | 01:00 | 0 | 2016-11-25 | 1 | 36.27 | 3.34 | 39.61 | 0
11 | 25 | 02:00 | 0 | 2016-11-25 | 2 | 43.88 | 3.56 | 47.44 | 0
11 | 25 | 03:00 | 0 | 2016-11-25 | 3 | 34.1 | 3.44 | 37.54 | 0
11 | 25 | 04:00 | 0 | 2016-11-25 | 4 | 32.59 | 3.35 | 35.94 | 0
11 | 25 | 05:00 | 0 | 2016-11-25 | 5 | 52.47 | 3.36 | 55.83 | 0
11 | 25 | 06:00 | 0 | 2016-11-25 | 6 | 34.33 | 3.6 | 37.93 | 0
11 | 25 | 07:00 | 37 | 2016-11-25 | 7 | 33.03 | 3.51 | 36.54 | 1351.98
11 | 25 | 08:00 | 256 | 2016-11-25 | 8 | 26.29 | 4.1 | 30.39 | 7779.84
11 | 25 | 09:00 | 687 | 2016-11-25 | 9 | 30.85 | 4.06 | 34.91 | 23983.17
11 | 25 | 10:00 | 1294 | 2016-11-25 | 10 | 35.06 | 4.08 | 39.14 | 50647.16
11 | 25 | 11:00 | 1138 | 2016-11-25 | 11 | 40.73 | 4.1 | 44.83 | 51016.54
11 | 25 | 12:00 | 1269 | 2016-11-25 | 12 | 54.05 | 4.15 | 58.2 | 73855.8
11 | 25 | 13:00 | 813 | 2016-11-25 | 13 | 55.48 | 4.32 | 59.8 | 48617.4
11 | 25 | 14:00 | 478 | 2016-11-25 | 14 | 37.61 | 4.05 | 41.66 | 19913.48
11 | 25 | 15:00 | 190 | 2016-11-25 | 15 | 34.06 | 4.16 | 38.22 | 7261.8
11 | 25 | 16:00 | 0 | 2016-11-25 | 16 | 43.41 | 4.26 | 47.67 | 0
11 | 25 | 17:00 | 0 | 2016-11-25 | 17 | 57.6 | 4.07 | 61.67 | 0
11 | 25 | 18:00 | 0 | 2016-11-25 | 18 | 44.52 | 4.13 | 48.65 | 0
11 | 25 | 19:00 | 0 | 2016-11-25 | 19 | 37.87 | 4.22 | 42.09 | 0
11 | 25 | 20:00 | 0 | 2016-11-25 | 20 | 25.6 | 4.1 | 29.7 | 0
11 | 25 | 21:00 | 0 | 2016-11-25 | 21 | 37.72 | 4.91 | 42.63 | 0
11 | 25 | 22:00 | 0 | 2016-11-25 | 22 | 21.65 | 3.97 | 25.62 | 0
11 | 25 | 23:00 | 0 | 2016-11-25 | 23 | 17.87 | 4.33 | 22.2 | 0
11 | 25 | 24:00 | 0 | 2016-11-25 | 24 | 25.6 | 3.77 | 29.37 | 0
11 | 26 | 01:00 | 0 | 2016-11-26 | 1 | 28.66 | 1.21 | 29.87 | 0
11 | 26 | 02:00 | 0 | 2016-11-26 | 2 | 24.8 | 1.06 | 25.86 | 0
11 | 26 | 03:00 | 0 | 2016-11-26 | 3 | 23.46 | 1.14 | 24.6 | 0
11 | 26 | 04:00 | 0 | 2016-11-26 | 4 | 24.47 | 1.06 | 25.53 | 0
11 | 26 | 05:00 | 0 | 2016-11-26 | 5 | 20.72 | 1.08 | 21.8 | 0
11 | 26 | 06:00 | 0 | 2016-11-26 | 6 | 22.32 | 1.12 | 23.44 | 0
11 | 26 | 07:00 | 221 | 2016-11-26 | 7 | 23.3 | 1.35 | 24.65 | 5447.65
11 | 26 | 08:00 | 1222 | 2016-11-26 | 8 | 23.82 | 1.22 | 25.04 | 30598.88
11 | 26 | 09:00 | 2192 | 2016-11-26 | 9 | 25.23 | 1.3 | 26.53 | 58153.76
11 | 26 | 10:00 | 3199 | 2016-11-26 | 10 | 28.97 | 1.08 | 30.05 | 96129.95
11 | 26 | 11:00 | 3827 | 2016-11-26 | 11 | 36.64 | 1.04 | 37.68 | 144201.36
11 | 26 | 12:00 | 2765 | 2016-11-26 | 12 | 35.21 | 1.09 | 36.3 | 100369.5
11 | 26 | 13:00 | 1960 | 2016-11-26 | 13 | 25.62 | 1.26 | 26.88 | 52684.8
11 | 26 | 14:00 | 1121 | 2016-11-26 | 14 | 22.22 | 1.07 | 23.29 | 26108.09
11 | 26 | 15:00 | 459 | 2016-11-26 | 15 | 24.09 | 1.16 | 25.25 | 11589.75
11 | 26 | 16:00 | 10 | 2016-11-26 | 16 | 22.22 | 1.04 | 23.26 | 232.6
11 | 26 | 17:00 | 0 | 2016-11-26 | 17 | 36.68 | 1.03 | 37.71 | 0
11 | 26 | 18:00 | 0 | 2016-11-26 | 18 | 47.69 | 1.78 | 49.47 | 0
11 | 26 | 19:00 | 0 | 2016-11-26 | 19 | 34.51 | 1.03 | 35.54 | 0
11 | 26 | 20:00 | 0 | 2016-11-26 | 20 | 32.12 | 1.03 | 33.15 | 0
11 | 26 | 21:00 | 0 | 2016-11-26 | 21 | 22.31 | 0.98 | 23.29 | 0
11 | 26 | 22:00 | 0 | 2016-11-26 | 22 | 24.43 | 1.07 | 25.5 | 0
11 | 26 | 23:00 | 0 | 2016-11-26 | 23 | 22.7 | 1.07 | 23.77 | 0
11 | 26 | 24:00 | 0 | 2016-11-26 | 24 | 31.02 | 1.46 | 32.48 | 0
11 | 27 | 01:00 | 0 | 2016-11-27 | 1 | 24.45 | 2.74 | 27.19 | 0
11 | 27 | 02:00 | 0 | 2016-11-27 | 2 | 29.27 | 2.55 | 31.82 | 0
11 | 27 | 03:00 | 0 | 2016-11-27 | 3 | 35.12 | 2.66 | 37.78 | 0
11 | 27 | 04:00 | 0 | 2016-11-27 | 4 | 28.11 | 2.48 | 30.59 | 0
11 | 27 | 05:00 | 0 | 2016-11-27 | 5 | 46.46 | 2.53 | 48.99 | 0
11 | 27 | 06:00 | 0 | 2016-11-27 | 6 | 53.28 | 2.62 | 55.9 | 0
11 | 27 | 07:00 | 746 | 2016-11-27 | 7 | 27.15 | 2.76 | 29.91 | 22312.86
11 | 27 | 08:00 | 3259 | 2016-11-27 | 8 | 22 | 2.55 | 24.55 | 80008.45
11 | 27 | 09:00 | 4510 | 2016-11-27 | 9 | 19.93 | 2.47 | 22.4 | 101024
11 | 27 | 10:00 | 5514 | 2016-11-27 | 10 | 23.84 | 2.49 | 26.33 | 145183.62
11 | 27 | 11:00 | 5659 | 2016-11-27 | 11 | 25.89 | 2.42 | 28.31 | 160206.29
11 | 27 | 12:00 | 6983 | 2016-11-27 | 12 | 24.88 | 2.41 | 27.29 | 190566.07
11 | 27 | 13:00 | 6130 | 2016-11-27 | 13 | 22.45 | 2.42 | 24.87 | 152453.1
11 | 27 | 14:00 | 3334 | 2016-11-27 | 14 | 22.54 | 2.42 | 24.96 | 83216.64
11 | 27 | 15:00 | 694 | 2016-11-27 | 15 | 26.29 | 2.58 | 28.87 | 20035.78
11 | 27 | 16:00 | 8 | 2016-11-27 | 16 | 23.52 | 2.44 | 25.96 | 207.68
11 | 27 | 17:00 | 0 | 2016-11-27 | 17 | 38.17 | 2.75 | 40.92 | 0
11 | 27 | 18:00 | 0 | 2016-11-27 | 18 | 55.48 | 4.36 | 59.84 | 0
11 | 27 | 19:00 | 0 | 2016-11-27 | 19 | 28.41 | 2.42 | 30.83 | 0
11 | 27 | 20:00 | 0 | 2016-11-27 | 20 | 27.48 | 2.46 | 29.94 | 0
11 | 27 | 21:00 | 0 | 2016-11-27 | 21 | 27.08 | 2.47 | 29.55 | 0
11 | 27 | 22:00 | 0 | 2016-11-27 | 22 | 26.8 | 2.52 | 29.32 | 0
11 | 27 | 23:00 | 0 | 2016-11-27 | 23 | 20.7 | 2.53 | 23.23 | 0
11 | 27 | 24:00 | 0 | 2016-11-27 | 24 | 15.14 | 3.21 | 18.35 | 0
11 | 28 | 01:00 | 0 | 2016-11-28 | 1 | 25.04 | 3.04 | 28.08 | 0
11 | 28 | 02:00 | 0 | 2016-11-28 | 2 | 28.44 | 3.09 | 31.53 | 0
11 | 28 | 03:00 | 0 | 2016-11-28 | 3 | 25.43 | 3.05 | 28.48 | 0
11 | 28 | 04:00 | 0 | 2016-11-28 | 4 | 27.73 | 3.09 | 30.82 | 0
11 | 28 | 05:00 | 0 | 2016-11-28 | 5 | 23.54 | 2.98 | 26.52 | 0
11 | 28 | 06:00 | 1 | 2016-11-28 | 6 | 26.9 | 3.16 | 30.06 | 30.06
11 | 28 | 07:00 | 1125 | 2016-11-28 | 7 | 30.14 | 3.08 | 33.22 | 37372.5
11 | 28 | 08:00 | 5145 | 2016-11-28 | 8 | 46.01 | 4.19 | 50.2 | 258279
11 | 28 | 09:00 | 8548 | 2016-11-28 | 9 | 32.4 | 3.66 | 36.06 | 308240.88
11 | 28 | 10:00 | 10944 | 2016-11-28 | 10 | 33.63 | 3.57 | 37.2 | 407116.8
11 | 28 | 11:00 | 11760 | 2016-11-28 | 11 | 41.95 | 3.92 | 45.87 | 539431.2
11 | 28 | 12:00 | 10839 | 2016-11-28 | 12 | 33.8 | 3.79 | 37.59 | 407438.01
11 | 28 | 13:00 | 8749 | 2016-11-28 | 13 | 27.04 | 3.55 | 30.59 | 267631.91
11 | 28 | 14:00 | 5583 | 2016-11-28 | 14 | 23.01 | 3.5 | 26.51 | 148005.33
11 | 28 | 15:00 | 1462 | 2016-11-28 | 15 | 23.03 | 3.5 | 26.53 | 38786.86
11 | 28 | 16:00 | 15 | 2016-11-28 | 16 | 30.31 | 3.53 | 33.84 | 507.6
11 | 28 | 17:00 | 0 | 2016-11-28 | 17 | 41.51 | 3.87 | 45.38 | 0
11 | 28 | 18:00 | 0 | 2016-11-28 | 18 | 68.19 | 4.89 | 73.08 | 0
11 | 28 | 19:00 | 0 | 2016-11-28 | 19 | 148.5 | 5.86 | 154.36 | 0
11 | 28 | 20:00 | 0 | 2016-11-28 | 20 | 83.29 | 5.03 | 88.32 | 0
11 | 28 | 21:00 | 0 | 2016-11-28 | 21 | 99.11 | 4.28 | 103.39 | 0
11 | 28 | 22:00 | 0 | 2016-11-28 | 22 | 37.48 | 3.84 | 41.32 | 0
11 | 28 | 23:00 | 0 | 2016-11-28 | 23 | 66.7 | 4.95 | 71.65 | 0
11 | 28 | 24:00 | 0 | 2016-11-28 | 24 | 32.36 | 3.22 | 35.58 | 0
11 | 29 | 01:00 | 0 | 2016-11-29 | 1 | 38.49 | 4.95 | 43.44 | 0
11 | 29 | 02:00 | 0 | 2016-11-29 | 2 | 39.4 | 5.14 | 44.54 | 0
11 | 29 | 03:00 | 0 | 2016-11-29 | 3 | 33.91 | 5.18 | 39.09 | 0
11 | 29 | 04:00 | 0 | 2016-11-29 | 4 | 30.15 | 5.12 | 35.27 | 0
11 | 29 | 05:00 | 0 | 2016-11-29 | 5 | 39.43 | 5.05 | 44.48 | 0
11 | 29 | 06:00 | 0 | 2016-11-29 | 6 | 46.5 | 5.6 | 52.1 | 0
11 | 29 | 07:00 | 43 | 2016-11-29 | 7 | 81.58 | 5.91 | 87.49 | 3762.07
11 | 29 | 08:00 | 220 | 2016-11-29 | 8 | 93.27 | 6.44 | 99.71 | 21936.2
11 | 29 | 09:00 | 390 | 2016-11-29 | 9 | 80.48 | 6.09 | 86.57 | 33762.3
11 | 29 | 10:00 | 313 | 2016-11-29 | 10 | 52.02 | 5.91 | 57.93 | 18132.09
11 | 29 | 11:00 | 509 | 2016-11-29 | 11 | 32.86 | 5.39 | 38.25 | 19469.25
11 | 29 | 12:00 | 401 | 2016-11-29 | 12 | 56.75 | 6.29 | 63.04 | 25279.04
11 | 29 | 13:00 | 234 | 2016-11-29 | 13 | 41.85 | 5.84 | 47.69 | 11159.46
11 | 29 | 14:00 | 42 | 2016-11-29 | 14 | 27.92 | 5.36 | 33.28 | 1397.76
11 | 29 | 15:00 | 1 | 2016-11-29 | 15 | 27.54 | 5.38 | 32.92 | 32.92
11 | 29 | 16:00 | 0 | 2016-11-29 | 16 | 40.95 | 5.97 | 46.92 | 0
11 | 29 | 17:00 | 0 | 2016-11-29 | 17 | 78.42 | 5.84 | 84.26 | 0
11 | 29 | 18:00 | 0 | 2016-11-29 | 18 | 153.78 | 5.95 | 159.73 | 0
11 | 29 | 19:00 | 0 | 2016-11-29 | 19 | 49.61 | 6.24 | 55.85 | 0
11 | 29 | 20:00 | 0 | 2016-11-29 | 20 | 25.93 | 5.36 | 31.29 | 0
11 | 29 | 21:00 | 0 | 2016-11-29 | 21 | 25.25 | 5.35 | 30.6 | 0
11 | 29 | 22:00 | 0 | 2016-11-29 | 22 | 24.93 | 5.39 | 30.32 | 0
11 | 29 | 23:00 | 0 | 2016-11-29 | 23 | 24.66 | 5.66 | 30.32 | 0
11 | 29 | 24:00 | 0 | 2016-11-29 | 24 | 23.34 | 4.96 | 28.3 | 0
11 | 30 | 01:00 | 0 | 2016-11-30 | 1 | 16.89 | 1.67 | 18.56 | 0
11 | 30 | 02:00 | 0 | 2016-11-30 | 2 | -33.5 | 1.74 | -31.76 | 0
11 | 30 | 03:00 | 0 | 2016-11-30 | 3 | 6.3 | 1.67 | 7.97 | 0
11 | 30 | 04:00 | 0 | 2016-11-30 | 4 | 20.22 | 1.55 | 21.77 | 0
11 | 30 | 05:00 | 0 | 2016-11-30 | 5 | 19.23 | 1.61 | 20.84 | 0
11 | 30 | 06:00 | 0 | 2016-11-30 | 6 | 20.8 | 1.59 | 22.39 | 0
11 | 30 | 07:00 | 194 | 2016-11-30 | 7 | 24.85 | 1.65 | 26.5 | 5141
11 | 30 | 08:00 | 611 | 2016-11-30 | 8 | 26.85 | 2.2 | 29.05 | 17749.55
11 | 30 | 09:00 | 1086 | 2016-11-30 | 9 | 27.71 | 2.17 | 29.88 | 32449.68
11 | 30 | 10:00 | 1293 | 2016-11-30 | 10 | 26.53 | 2.13 | 28.66 | 37057.38
11 | 30 | 11:00 | 855 | 2016-11-30 | 11 | 25.04 | 2.1 | 27.14 | 23204.7
11 | 30 | 12:00 | 696 | 2016-11-30 | 12 | 27.13 | 2.1 | 29.23 | 20344.08
11 | 30 | 13:00 | 679 | 2016-11-30 | 13 | 30.02 | 2.26 | 32.28 | 21918.12
11 | 30 | 14:00 | 525 | 2016-11-30 | 14 | 29.62 | 2.14 | 31.76 | 16674
11 | 30 | 15:00 | 50 | 2016-11-30 | 15 | 24.71 | 2.11 | 26.82 | 1341
11 | 30 | 16:00 | 0 | 2016-11-30 | 16 | 25.59 | 2.18 | 27.77 | 0
11 | 30 | 17:00 | 0 | 2016-11-30 | 17 | 31.43 | 2.13 | 33.56 | 0
11 | 30 | 18:00 | 0 | 2016-11-30 | 18 | 34.44 | 2.5 | 36.94 | 0
11 | 30 | 19:00 | 0 | 2016-11-30 | 19 | 17.18 | 2.1 | 19.28 | 0
11 | 30 | 20:00 | 0 | 2016-11-30 | 20 | 21.32 | 2.1 | 23.42 | 0
11 | 30 | 21:00 | 0 | 2016-11-30 | 21 | 25.85 | 2.09 | 27.94 | 0
11 | 30 | 22:00 | 0 | 2016-11-30 | 22 | 32.97 | 2.87 | 35.84 | 0
11 | 30 | 23:00 | 0 | 2016-11-30 | 23 | 22.49 | 2.28 | 24.77 | 0
11 | 30 | 24:00 | 0 | 2016-11-30 | 24 | 22.68 | 1.77 | 24.45 | 0
12 | 1 | 01:00 | 0 | 2016-12-01 | 1 | 12.86 | 0.71 | 13.57 | 0
12 | 1 | 02:00 | 0 | 2016-12-01 | 2 | 1.87 | 0.84 | 2.71 | 0
12 | 1 | 03:00 | 0 | 2016-12-01 | 3 | 1.94 | 0.89 | 2.83 | 0
12 | 1 | 04:00 | 0 | 2016-12-01 | 4 | 8.71 | 0.79 | 9.5 | 0
12 | 1 | 05:00 | 0 | 2016-12-01 | 5 | 9.6 | 0.8 | 10.4 | 0
12 | 1 | 06:00 | 0 | 2016-12-01 | 6 | 7.7 | 1 | 8.7 | 0
12 | 1 | 07:00 | 455 | 2016-12-01 | 7 | 17.58 | 0.89 | 18.47 | 8403.85
12 | 1 | 08:00 | 2490 | 2016-12-01 | 8 | 18.35 | 1.5 | 19.85 | 49426.5
12 | 1 | 09:00 | 4933 | 2016-12-01 | 9 | 15.34 | 1.34 | 16.68 | 82282.44
12 | 1 | 10:00 | 7350 | 2016-12-01 | 10 | 17.88 | 1.28 | 19.16 | 140826
12 | 1 | 11:00 | 8726 | 2016-12-01 | 11 | 16.06 | 1.29 | 17.35 | 151396.1
12 | 1 | 12:00 | 7500 | 2016-12-01 | 12 | 15.99 | 1.29 | 17.28 | 129600
12 | 1 | 13:00 | 5794 | 2016-12-01 | 13 | 17.69 | 1.3 | 18.99 | 110028.06
12 | 1 | 14:00 | 3068 | 2016-12-01 | 14 | 19.61 | 1.28 | 20.89 | 64090.52
12 | 1 | 15:00 | 689 | 2016-12-01 | 15 | 20.14 | 1.28 | 21.42 | 14758.38
12 | 1 | 16:00 | 2 | 2016-12-01 | 16 | 39.68 | 1.77 | 41.45 | 82.9
12 | 1 | 17:00 | 0 | 2016-12-01 | 17 | 30.19 | 1.21 | 31.4 | 0
12 | 1 | 18:00 | 0 | 2016-12-01 | 18 | 36.12 | 1.27 | 37.39 | 0
12 | 1 | 19:00 | 0 | 2016-12-01 | 19 | 36.18 | 1.28 | 37.46 | 0
12 | 1 | 20:00 | 0 | 2016-12-01 | 20 | 26.81 | 1.21 | 28.02 | 0
12 | 1 | 21:00 | 0 | 2016-12-01 | 21 | 22.74 | 1.21 | 23.95 | 0
12 | 1 | 22:00 | 0 | 2016-12-01 | 22 | 24.16 | 1.47 | 25.63 | 0
12 | 1 | 23:00 | 0 | 2016-12-01 | 23 | 12.16 | 1.39 | 13.55 | 0
12 | 1 | 24:00 | 0 | 2016-12-01 | 24 | 10.77 | 2.18 | 12.95 | 0
12 | 2 | 01:00 | 0 | 2016-12-02 | 1 | 16.7 | 0.73 | 17.43 | 0
12 | 2 | 02:00 | 0 | 2016-12-02 | 2 | 11.32 | 0.68 | 12 | 0
12 | 2 | 03:00 | 0 | 2016-12-02 | 3 | 17.53 | 0.66 | 18.19 | 0
12 | 2 | 04:00 | 0 | 2016-12-02 | 4 | 18.3 | 0.65 | 18.95 | 0
12 | 2 | 05:00 | 0 | 2016-12-02 | 5 | 11.92 | 0.72 | 12.64 | 0
12 | 2 | 06:00 | 0 | 2016-12-02 | 6 | 18.7 | 1.48 | 20.18 | 0
12 | 2 | 07:00 | 1096 | 2016-12-02 | 7 | 23.84 | 1.01 | 24.85 | 27235.6
12 | 2 | 08:00 | 3974 | 2016-12-02 | 8 | 27.5 | 1.19 | 28.69 | 114014.06
12 | 2 | 09:00 | 6196 | 2016-12-02 | 9 | 23.71 | 1.27 | 24.98 | 154776.08
12 | 2 | 10:00 | 7699 | 2016-12-02 | 10 | 24.45 | 1.25 | 25.7 | 197864.3
12 | 2 | 11:00 | 8574 | 2016-12-02 | 11 | 24.6 | 1.31 | 25.91 | 222152.34
12 | 2 | 12:00 | 4729 | 2016-12-02 | 12 | 24.63 | 1.26 | 25.89 | 122433.81
12 | 2 | 13:00 | 4968 | 2016-12-02 | 13 | 23.86 | 1.25 | 25.11 | 124746.48
12 | 2 | 14:00 | 2952 | 2016-12-02 | 14 | 25.44 | 1.27 | 26.71 | 78847.92
12 | 2 | 15:00 | 775 | 2016-12-02 | 15 | 24.68 | 1.24 | 25.92 | 20088
12 | 2 | 16:00 | 10 | 2016-12-02 | 16 | 24.39 | 1.24 | 25.63 | 256.3
12 | 2 | 17:00 | 0 | 2016-12-02 | 17 | 30.61 | 1.27 | 31.88 | 0
12 | 2 | 18:00 | 0 | 2016-12-02 | 18 | 33.02 | 1.36 | 34.38 | 0
12 | 2 | 19:00 | 0 | 2016-12-02 | 19 | 29.3 | 1.19 | 30.49 | 0
12 | 2 | 20:00 | 0 | 2016-12-02 | 20 | 25.88 | 1.16 | 27.04 | 0
12 | 2 | 21:00 | 0 | 2016-12-02 | 21 | 25.32 | 1.17 | 26.49 | 0
12 | 2 | 22:00 | 0 | 2016-12-02 | 22 | 24.62 | 1.25 | 25.87 | 0
12 | 2 | 23:00 | 0 | 2016-12-02 | 23 | 17.19 | 1.57 | 18.76 | 0
12 | 2 | 24:00 | 0 | 2016-12-02 | 24 | 12.62 | 1.12 | 13.74 | 0
12 | 3 | 01:00 | 0 | 2016-12-03 | 1 | 16.27 | 2.54 | 18.81 | 0
12 | 3 | 02:00 | 0 | 2016-12-03 | 2 | 24.27 | 2.49 | 26.76 | 0
12 | 3 | 03:00 | 0 | 2016-12-03 | 3 | 17.11 | 2.53 | 19.64 | 0
12 | 3 | 04:00 | 0 | 2016-12-03 | 4 | 18.51 | 2.35 | 20.86 | 0
12 | 3 | 05:00 | 0 | 2016-12-03 | 5 | 19.86 | 2.42 | 22.28 | 0
12 | 3 | 06:00 | 0 | 2016-12-03 | 6 | 27.99 | 2.4 | 30.39 | 0
12 | 3 | 07:00 | 1053 | 2016-12-03 | 7 | 31.35 | 2.69 | 34.04 | 35844.12
12 | 3 | 08:00 | 3485 | 2016-12-03 | 8 | 31.61 | 2.87 | 34.48 | 120162.8
12 | 3 | 09:00 | 5559 | 2016-12-03 | 9 | 39.55 | 2.84 | 42.39 | 235646.01
12 | 3 | 10:00 | 5630 | 2016-12-03 | 10 | 28.89 | 2.49 | 31.38 | 176669.4
12 | 3 | 11:00 | 4342 | 2016-12-03 | 11 | 29.26 | 2.31 | 31.57 | 137076.94
12 | 3 | 12:00 | 5574 | 2016-12-03 | 12 | 36.89 | 2.73 | 39.62 | 220841.88
12 | 3 | 13:00 | 6158 | 2016-12-03 | 13 | 28.54 | 2.36 | 30.9 | 190282.2
12 | 3 | 14:00 | 3055 | 2016-12-03 | 14 | 28.81 | 2.33 | 31.14 | 95132.7
12 | 3 | 15:00 | 676 | 2016-12-03 | 15 | 27.36 | 2.32 | 29.68 | 20063.68
12 | 3 | 16:00 | 10 | 2016-12-03 | 16 | 28.35 | 2.3 | 30.65 | 306.5
12 | 3 | 17:00 | 0 | 2016-12-03 | 17 | 44.44 | 2.69 | 47.13 | 0
12 | 3 | 18:00 | 0 | 2016-12-03 | 18 | 59.57 | 5.34 | 64.91 | 0
12 | 3 | 19:00 | 0 | 2016-12-03 | 19 | 41.15 | 4 | 45.15 | 0
12 | 3 | 20:00 | 0 | 2016-12-03 | 20 | 29.53 | 2.86 | 32.39 | 0
12 | 3 | 21:00 | 0 | 2016-12-03 | 21 | 60.53 | 2.57 | 63.1 | 0
12 | 3 | 22:00 | 0 | 2016-12-03 | 22 | 33.78 | 2.51 | 36.29 | 0
12 | 3 | 23:00 | 0 | 2016-12-03 | 23 | 27.64 | 2.47 | 30.11 | 0
12 | 3 | 24:00 | 0 | 2016-12-03 | 24 | 16.25 | 2.89 | 19.14 | 0
12 | 4 | 01:00 | 0 | 2016-12-04 | 1 | 28.82 | 2.54 | 31.36 | 0
12 | 4 | 02:00 | 0 | 2016-12-04 | 2 | 32.07 | 2.1 | 34.17 | 0
12 | 4 | 03:00 | 0 | 2016-12-04 | 3 | 30.56 | 2.34 | 32.9 | 0
12 | 4 | 04:00 | 0 | 2016-12-04 | 4 | 29.44 | 2.43 | 31.87 | 0
12 | 4 | 05:00 | 0 | 2016-12-04 | 5 | 29.76 | 2.47 | 32.23 | 0
12 | 4 | 06:00 | 0 | 2016-12-04 | 6 | 31.2 | 2.44 | 33.64 | 0
12 | 4 | 07:00 | 854 | 2016-12-04 | 7 | 31.91 | 2.54 | 34.45 | 29420.3
12 | 4 | 08:00 | 3777 | 2016-12-04 | 8 | 32.12 | 2.44 | 34.56 | 130533.12
12 | 4 | 09:00 | 6721 | 2016-12-04 | 9 | 33.77 | 2.3 | 36.07 | 242426.47
12 | 4 | 10:00 | 9639 | 2016-12-04 | 10 | 37.83 | 2.29 | 40.12 | 386716.68
12 | 4 | 11:00 | 11353 | 2016-12-04 | 11 | 34.79 | 2.19 | 36.98 | 419833.94
12 | 4 | 12:00 | 10222 | 2016-12-04 | 12 | 28.76 | 2.09 | 30.85 | 315348.7
12 | 4 | 13:00 | 8710 | 2016-12-04 | 13 | 27.08 | 2.09 | 29.17 | 254070.7
12 | 4 | 14:00 | 5554 | 2016-12-04 | 14 | 28.17 | 2.09 | 30.26 | 168064.04
12 | 4 | 15:00 | 1466 | 2016-12-04 | 15 | 28.91 | 2.17 | 31.08 | 45563.28
12 | 4 | 16:00 | 10 | 2016-12-04 | 16 | 37.69 | 2.41 | 40.1 | 401
12 | 4 | 17:00 | 0 | 2016-12-04 | 17 | 69.98 | 5.23 | 75.21 | 0
12 | 4 | 18:00 | 0 | 2016-12-04 | 18 | 118.29 | 9.64 | 127.93 | 0
12 | 4 | 19:00 | 0 | 2016-12-04 | 19 | 65.39 | 3.79 | 69.18 | 0
12 | 4 | 20:00 | 0 | 2016-12-04 | 20 | 48.04 | 3.36 | 51.4 | 0
12 | 4 | 21:00 | 0 | 2016-12-04 | 21 | 46.21 | 2.72 | 48.93 | 0
12 | 4 | 22:00 | 0 | 2016-12-04 | 22 | 43.55 | 2.18 | 45.73 | 0
12 | 4 | 23:00 | 0 | 2016-12-04 | 23 | 31.66 | 2.48 | 34.14 | 0
12 | 4 | 24:00 | 0 | 2016-12-04 | 24 | 29.32 | 2.53 | 31.85 | 0
12 | 5 | 01:00 | 0 | 2016-12-05 | 1 | 44.17 | 2.2 | 46.37 | 0
12 | 5 | 02:00 | 0 | 2016-12-05 | 2 | 32.36 | 1.97 | 34.33 | 0
12 | 5 | 03:00 | 0 | 2016-12-05 | 3 | 32.78 | 1.78 | 34.56 | 0
12 | 5 | 04:00 | 0 | 2016-12-05 | 4 | 32.25 | 1.79 | 34.04 | 0
12 | 5 | 05:00 | 0 | 2016-12-05 | 5 | 41 | 2.03 | 43.03 | 0
12 | 5 | 06:00 | 0 | 2016-12-05 | 6 | 41.74 | 2.37 | 44.11 | 0
12 | 5 | 07:00 | 0 | 2016-12-05 | 7 | 49.82 | 2.4 | 52.22 | 0
12 | 5 | 08:00 | 4 | 2016-12-05 | 8 | 72.88 | 2.81 | 75.69 | 302.76
12 | 5 | 09:00 | 18 | 2016-12-05 | 9 | 70.24 | 2.73 | 72.97 | 1313.46
12 | 5 | 10:00 | 28 | 2016-12-05 | 10 | 79.54 | 2.78 | 82.32 | 2304.96
12 | 5 | 11:00 | 12 | 2016-12-05 | 11 | 76.64 | 2.57 | 79.21 | 950.52
12 | 5 | 12:00 | 2 | 2016-12-05 | 12 | 113.69 | 4.02 | 117.71 | 235.42
12 | 5 | 13:00 | 1 | 2016-12-05 | 13 | 64.41 | 2.73 | 67.14 | 67.14
12 | 5 | 14:00 | 0 | 2016-12-05 | 14 | 59.37 | 2.51 | 61.88 | 0
12 | 5 | 15:00 | 0 | 2016-12-05 | 15 | 49.26 | 2.61 | 51.87 | 0
12 | 5 | 16:00 | 0 | 2016-12-05 | 16 | 51.43 | 2.98 | 54.41 | 0
12 | 5 | 17:00 | 0 | 2016-12-05 | 17 | 82.46 | 2.92 | 85.38 | 0
12 | 5 | 18:00 | 0 | 2016-12-05 | 18 | 126.92 | 3.68 | 130.6 | 0
12 | 5 | 19:00 | 0 | 2016-12-05 | 19 | 84.34 | 2.65 | 86.99 | 0
12 | 5 | 20:00 | 0 | 2016-12-05 | 20 | 55.96 | 2.28 | 58.24 | 0
12 | 5 | 21:00 | 0 | 2016-12-05 | 21 | 56.42 | 2.31 | 58.73 | 0
12 | 5 | 22:00 | 0 | 2016-12-05 | 22 | 53.37 | 2.34 | 55.71 | 0
12 | 5 | 23:00 | 0 | 2016-12-05 | 23 | 41.96 | 2.7 | 44.66 | 0
12 | 5 | 24:00 | 0 | 2016-12-05 | 24 | 31.61 | 2.05 | 33.66 | 0
12 | 6 | 01:00 | 0 | 2016-12-06 | 1 | 43.42 | 1.16 | 44.58 | 0
12 | 6 | 02:00 | 0 | 2016-12-06 | 2 | 39.46 | 1.2 | 40.66 | 0
12 | 6 | 03:00 | 0 | 2016-12-06 | 3 | 44.63 | 1.19 | 45.82 | 0
12 | 6 | 04:00 | 0 | 2016-12-06 | 4 | 44.46 | 1.19 | 45.65 | 0
12 | 6 | 05:00 | 0 | 2016-12-06 | 5 | 53.38 | 1.23 | 54.61 | 0
12 | 6 | 06:00 | 0 | 2016-12-06 | 6 | 51.32 | 2.55 | 53.87 | 0
12 | 6 | 07:00 | 35 | 2016-12-06 | 7 | 87.62 | 1.89 | 89.51 | 3132.85
12 | 6 | 08:00 | 227 | 2016-12-06 | 8 | 66.27 | 2.29 | 68.56 | 15563.12
12 | 6 | 09:00 | 1063 | 2016-12-06 | 9 | 60.5 | 2.59 | 63.09 | 67064.67
12 | 6 | 10:00 | 3208 | 2016-12-06 | 10 | 44.38 | 2.03 | 46.41 | 148883.28
12 | 6 | 11:00 | 4360 | 2016-12-06 | 11 | 38 | 1.81 | 39.81 | 173571.6
12 | 6 | 12:00 | 4690 | 2016-12-06 | 12 | 37.43 | 1.78 | 39.21 | 183894.9
12 | 6 | 13:00 | 3969 | 2016-12-06 | 13 | 35.63 | 1.83 | 37.46 | 148678.74
12 | 6 | 14:00 | 2426 | 2016-12-06 | 14 | 37.28 | 1.81 | 39.09 | 94832.34
12 | 6 | 15:00 | 507 | 2016-12-06 | 15 | 41.15 | 1.75 | 42.9 | 21750.3
12 | 6 | 16:00 | 2 | 2016-12-06 | 16 | 43.83 | 1.72 | 45.55 | 91.1
12 | 6 | 17:00 | 0 | 2016-12-06 | 17 | 70.25 | 1.98 | 72.23 | 0
12 | 6 | 18:00 | 0 | 2016-12-06 | 18 | 100.64 | 2.71 | 103.35 | 0
12 | 6 | 19:00 | 0 | 2016-12-06 | 19 | 72.71 | 2 | 74.71 | 0
12 | 6 | 20:00 | 0 | 2016-12-06 | 20 | 49.69 | 1.69 | 51.38 | 0
12 | 6 | 21:00 | 0 | 2016-12-06 | 21 | 49.06 | 1.64 | 50.7 | 0
12 | 6 | 22:00 | 0 | 2016-12-06 | 22 | 43.65 | 1.67 | 45.32 | 0
12 | 6 | 23:00 | 0 | 2016-12-06 | 23 | 40.48 | 1.94 | 42.42 | 0
12 | 6 | 24:00 | 0 | 2016-12-06 | 24 | 37.37 | 1.67 | 39.04 | 0
12 | 7 | 01:00 | 0 | 2016-12-07 | 1 | 34.89 | 1.25 | 36.14 | 0
12 | 7 | 02:00 | 0 | 2016-12-07 | 2 | 33.6 | 1.2 | 34.8 | 0
12 | 7 | 03:00 | 0 | 2016-12-07 | 3 | 8.22 | 1.44 | 9.66 | 0
12 | 7 | 04:00 | 0 | 2016-12-07 | 4 | 24.76 | 1.38 | 26.14 | 0
12 | 7 | 05:00 | 0 | 2016-12-07 | 5 | 37.49 | 1.42 | 38.91 | 0
12 | 7 | 06:00 | 0 | 2016-12-07 | 6 | 49.81 | 1.53 | 51.34 | 0
12 | 7 | 07:00 | 0 | 2016-12-07 | 7 | 48.89 | 1.77 | 50.66 | 0
12 | 7 | 08:00 | 70 | 2016-12-07 | 8 | 54.38 | 2.34 | 56.72 | 3970.4
12 | 7 | 09:00 | 299 | 2016-12-07 | 9 | 42.38 | 1.91 | 44.29 | 13242.71
12 | 7 | 10:00 | 1029 | 2016-12-07 | 10 | 42.84 | 1.83 | 44.67 | 45965.43
12 | 7 | 11:00 | 1981 | 2016-12-07 | 11 | 57.11 | 1.84 | 58.95 | 116779.95
12 | 7 | 12:00 | 2046 | 2016-12-07 | 12 | 57.5 | 2.12 | 59.62 | 121982.52
12 | 7 | 13:00 | 1653 | 2016-12-07 | 13 | 44.52 | 1.89 | 46.41 | 76715.73
12 | 7 | 14:00 | 1061 | 2016-12-07 | 14 | 43.28 | 1.86 | 45.14 | 47893.54
12 | 7 | 15:00 | 285 | 2016-12-07 | 15 | 49.18 | 2.23 | 51.41 | 14651.85
12 | 7 | 16:00 | 0 | 2016-12-07 | 16 | 48.45 | 1.98 | 50.43 | 0
12 | 7 | 17:00 | 0 | 2016-12-07 | 17 | 52.66 | 1.87 | 54.53 | 0
12 | 7 | 18:00 | 0 | 2016-12-07 | 18 | 55.67 | 1.74 | 57.41 | 0
12 | 7 | 19:00 | 0 | 2016-12-07 | 19 | 48.75 | 1.78 | 50.53 | 0
12 | 7 | 20:00 | 0 | 2016-12-07 | 20 | 49.8 | 1.92 | 51.72 | 0
12 | 7 | 21:00 | 0 | 2016-12-07 | 21 | 55.34 | 1.93 | 57.27 | 0
12 | 7 | 22:00 | 0 | 2016-12-07 | 22 | 40.05 | 2.07 | 42.12 | 0
12 | 7 | 23:00 | 0 | 2016-12-07 | 23 | 36.31 | 2.37 | 38.68 | 0
12 | 7 | 24:00 | 0 | 2016-12-07 | 24 | 30 | 1.6 | 31.6 | 0
12 | 8 | 01:00 | 0 | 2016-12-08 | 1 | 32.65 | 2.83 | 35.48 | 0
12 | 8 | 02:00 | 0 | 2016-12-08 | 2 | 38.12 | 2.69 | 40.81 | 0
12 | 8 | 03:00 | 0 | 2016-12-08 | 3 | 44.74 | 2.71 | 47.45 | 0
12 | 8 | 04:00 | 0 | 2016-12-08 | 4 | 40.03 | 2.69 | 42.72 | 0
12 | 8 | 05:00 | 0 | 2016-12-08 | 5 | 36.97 | 2.8 | 39.77 | 0
12 | 8 | 06:00 | 0 | 2016-12-08 | 6 | 76.66 | 2.99 | 79.65 | 0
12 | 8 | 07:00 | 221 | 2016-12-08 | 7 | 123.56 | 3.7 | 127.26 | 28124.46
12 | 8 | 08:00 | 2976 | 2016-12-08 | 8 | 64.88 | 3.87 | 68.75 | 204600
12 | 8 | 09:00 | 4416 | 2016-12-08 | 9 | 77.02 | 4.39 | 81.41 | 359506.56
12 | 8 | 10:00 | 3886 | 2016-12-08 | 10 | 80.18 | 3.56 | 83.74 | 325413.64
12 | 8 | 11:00 | 4746 | 2016-12-08 | 11 | 91.19 | 4.2 | 95.39 | 452720.94
12 | 8 | 12:00 | 3875 | 2016-12-08 | 12 | 62.72 | 3.41 | 66.13 | 256253.75
12 | 8 | 13:00 | 2524 | 2016-12-08 | 13 | 66.27 | 3.44 | 69.71 | 175948.04
12 | 8 | 14:00 | 2645 | 2016-12-08 | 14 | 64.09 | 3.43 | 67.52 | 178590.4
12 | 8 | 15:00 | 1216 | 2016-12-08 | 15 | 68.45 | 3.71 | 72.16 | 87746.56
12 | 8 | 16:00 | 21 | 2016-12-08 | 16 | 62.41 | 3.37 | 65.78 | 1381.38
12 | 8 | 17:00 | 0 | 2016-12-08 | 17 | 105.19 | 3.52 | 108.71 | 0
12 | 8 | 18:00 | 0 | 2016-12-08 | 18 | 111.23 | 3.95 | 115.18 | 0
12 | 8 | 19:00 | 0 | 2016-12-08 | 19 | 89.6 | 3.68 | 93.28 | 0
12 | 8 | 20:00 | 0 | 2016-12-08 | 20 | 88.02 | 3.51 | 91.53 | 0
12 | 8 | 21:00 | 0 | 2016-12-08 | 21 | 72.39 | 3.39 | 75.78 | 0
12 | 8 | 22:00 | 0 | 2016-12-08 | 22 | 66.99 | 3.57 | 70.56 | 0
12 | 8 | 23:00 | 0 | 2016-12-08 | 23 | 71.57 | 4.52 | 76.09 | 0
12 | 8 | 24:00 | 0 | 2016-12-08 | 24 | 53.91 | 3.67 | 57.58 | 0
12 | 9 | 01:00 | 0 | 2016-12-09 | 1 | 55.58 | 0.95 | 56.53 | 0
12 | 9 | 02:00 | 0 | 2016-12-09 | 2 | 67.83 | 1.03 | 68.86 | 0
12 | 9 | 03:00 | 0 | 2016-12-09 | 3 | 67.17 | 1.02 | 68.19 | 0
12 | 9 | 04:00 | 0 | 2016-12-09 | 4 | 65.93 | 1.09 | 67.02 | 0
12 | 9 | 05:00 | 0 | 2016-12-09 | 5 | 72.26 | 1.03 | 73.29 | 0
12 | 9 | 06:00 | 0 | 2016-12-09 | 6 | 56.57 | 1.22 | 57.79 | 0
12 | 9 | 07:00 | 825 | 2016-12-09 | 7 | 56.32 | 1.21 | 57.53 | 47462.25
12 | 9 | 08:00 | 4545 | 2016-12-09 | 8 | 60.65 | 2.29 | 62.94 | 286062.3
12 | 9 | 09:00 | 6706 | 2016-12-09 | 9 | 47.16 | 1.56 | 48.72 | 326716.32
12 | 9 | 10:00 | 9236 | 2016-12-09 | 10 | 49.75 | 1.71 | 51.46 | 475284.56
12 | 9 | 11:00 | 8736 | 2016-12-09 | 11 | 60.42 | 1.51 | 61.93 | 541020.48
12 | 9 | 12:00 | 8130 | 2016-12-09 | 12 | 61.64 | 1.48 | 63.12 | 513165.6
12 | 9 | 13:00 | 8854 | 2016-12-09 | 13 | 60.36 | 1.49 | 61.85 | 547619.9
12 | 9 | 14:00 | 5526 | 2016-12-09 | 14 | 61.02 | 1.46 | 62.48 | 345264.48
12 | 9 | 15:00 | 1446 | 2016-12-09 | 15 | 61.72 | 1.41 | 63.13 | 91285.98
12 | 9 | 16:00 | 14 | 2016-12-09 | 16 | 63.28 | 1.4 | 64.68 | 905.52
12 | 9 | 17:00 | 0 | 2016-12-09 | 17 | 86.59 | 1.48 | 88.07 | 0
12 | 9 | 18:00 | 0 | 2016-12-09 | 18 | 72.6 | 2.56 | 75.16 | 0
12 | 9 | 19:00 | 0 | 2016-12-09 | 19 | 65.97 | 1.5 | 67.47 | 0
12 | 9 | 20:00 | 0 | 2016-12-09 | 20 | 63.33 | 1.3 | 64.63 | 0
12 | 9 | 21:00 | 0 | 2016-12-09 | 21 | 65.28 | 1.32 | 66.6 | 0
12 | 9 | 22:00 | 0 | 2016-12-09 | 22 | 62.75 | 1.36 | 64.11 | 0
12 | 9 | 23:00 | 0 | 2016-12-09 | 23 | 65.28 | 1.62 | 66.9 | 0
12 | 9 | 24:00 | 0 | 2016-12-09 | 24 | 59.04 | 1.12 | 60.16 | 0
12 | 10 | 01:00 | 0 | 2016-12-10 | 1 | 47.54 | 1.08 | 48.62 | 0
12 | 10 | 02:00 | 0 | 2016-12-10 | 2 | 45.54 | 0.46 | 46 | 0
12 | 10 | 03:00 | 0 | 2016-12-10 | 3 | 43.74 | 0.53 | 44.27 | 0
12 | 10 | 04:00 | 0 | 2016-12-10 | 4 | 44.59 | 0.31 | 44.9 | 0
12 | 10 | 05:00 | 0 | 2016-12-10 | 5 | 46.46 | 0.42 | 46.88 | 0
12 | 10 | 06:00 | 0 | 2016-12-10 | 6 | 56.31 | 0.39 | 56.7 | 0
12 | 10 | 07:00 | 911 | 2016-12-10 | 7 | 63.36 | 0.89 | 64.25 | 58531.75
12 | 10 | 08:00 | 4887 | 2016-12-10 | 8 | 68.12 | 0.9 | 69.02 | 337300.74
12 | 10 | 09:00 | 8202 | 2016-12-10 | 9 | 73.5 | 0.78 | 74.28 | 609244.56
12 | 10 | 10:00 | 10804 | 2016-12-10 | 10 | 81.87 | 1.03 | 82.9 | 895651.6
12 | 10 | 11:00 | 11039 | 2016-12-10 | 11 | 61.06 | 0.38 | 61.44 | 678236.16
12 | 10 | 12:00 | 10723 | 2016-12-10 | 12 | 58.77 | 0.21 | 58.98 | 632442.54
12 | 10 | 13:00 | 8600 | 2016-12-10 | 13 | 59.71 | 0.21 | 59.92 | 515312
12 | 10 | 14:00 | 5724 | 2016-12-10 | 14 | 60.05 | 0.22 | 60.27 | 344985.48
12 | 10 | 15:00 | 1550 | 2016-12-10 | 15 | 60.82 | 0.28 | 61.1 | 94705
12 | 10 | 16:00 | 25 | 2016-12-10 | 16 | 61 | 0.27 | 61.27 | 1531.75
12 | 10 | 17:00 | 0 | 2016-12-10 | 17 | 70.62 | 0.36 | 70.98 | 0
12 | 10 | 18:00 | 0 | 2016-12-10 | 18 | 87.63 | 0.68 | 88.31 | 0
12 | 10 | 19:00 | 0 | 2016-12-10 | 19 | 67.51 | 0.21 | 67.72 | 0
12 | 10 | 20:00 | 0 | 2016-12-10 | 20 | 62.99 | 0.21 | 63.2 | 0
12 | 10 | 21:00 | 0 | 2016-12-10 | 21 | 62.24 | 0.22 | 62.46 | 0
12 | 10 | 22:00 | 0 | 2016-12-10 | 22 | 64.35 | 0.24 | 64.59 | 0
12 | 10 | 23:00 | 0 | 2016-12-10 | 23 | 64.75 | 0.67 | 65.42 | 0
12 | 10 | 24:00 | 0 | 2016-12-10 | 24 | 61.04 | 0.54 | 61.58 | 0
12 | 11 | 01:00 | 0 | 2016-12-11 | 1 | 57.16 | 1.45 | 58.61 | 0
12 | 11 | 02:00 | 0 | 2016-12-11 | 2 | 57.38 | 0.95 | 58.33 | 0
12 | 11 | 03:00 | 0 | 2016-12-11 | 3 | 57.01 | 0.81 | 57.82 | 0
12 | 11 | 04:00 | 0 | 2016-12-11 | 4 | 53.7 | 0.85 | 54.55 | 0
12 | 11 | 05:00 | 0 | 2016-12-11 | 5 | 60.08 | 0.79 | 60.87 | 0
12 | 11 | 06:00 | 0 | 2016-12-11 | 6 | 61.71 | 0.92 | 62.63 | 0
12 | 11 | 07:00 | 979 | 2016-12-11 | 7 | 50.16 | 2.28 | 52.44 | 51338.76
12 | 11 | 08:00 | 4560 | 2016-12-11 | 8 | 68.63 | 1.32 | 69.95 | 318972
12 | 11 | 09:00 | 7680 | 2016-12-11 | 9 | 72.12 | 1.01 | 73.13 | 561638.4
12 | 11 | 10:00 | 9208 | 2016-12-11 | 10 | 62.77 | 0.76 | 63.53 | 584984.24
12 | 11 | 11:00 | 8295 | 2016-12-11 | 11 | 59.37 | 0.83 | 60.2 | 499359
12 | 11 | 12:00 | 6694 | 2016-12-11 | 12 | 58.16 | 0.79 | 58.95 | 394611.3
12 | 11 | 13:00 | 6093 | 2016-12-11 | 13 | 55.42 | 0.74 | 56.16 | 342182.88
12 | 11 | 14:00 | 2993 | 2016-12-11 | 14 | 52.83 | 0.88 | 53.71 | 160754.03
12 | 11 | 15:00 | 758 | 2016-12-11 | 15 | 57.79 | 0.75 | 58.54 | 44373.32
12 | 11 | 16:00 | 1 | 2016-12-11 | 16 | 59.64 | 0.67 | 60.31 | 60.31
12 | 11 | 17:00 | 0 | 2016-12-11 | 17 | 76.88 | 0.74 | 77.62 | 0
12 | 11 | 18:00 | 0 | 2016-12-11 | 18 | 85.67 | 0.79 | 86.46 | 0
12 | 11 | 19:00 | 0 | 2016-12-11 | 19 | 80.77 | 0.79 | 81.56 | 0
12 | 11 | 20:00 | 0 | 2016-12-11 | 20 | 83.73 | 0.87 | 84.6 | 0
12 | 11 | 21:00 | 0 | 2016-12-11 | 21 | 67.82 | 0.8 | 68.62 | 0
12 | 11 | 22:00 | 0 | 2016-12-11 | 22 | 76.53 | 0.77 | 77.3 | 0
12 | 11 | 23:00 | 0 | 2016-12-11 | 23 | 72.93 | 1.2 | 74.13 | 0
12 | 11 | 24:00 | 0 | 2016-12-11 | 24 | 61.54 | 1.01 | 62.55 | 0
12 | 12 | 01:00 | 0 | 2016-12-12 | 1 | 57.27 | 1.16 | 58.43 | 0
12 | 12 | 02:00 | 0 | 2016-12-12 | 2 | 51.94 | 1.45 | 53.39 | 0
12 | 12 | 03:00 | 0 | 2016-12-12 | 3 | 47.72 | 1.33 | 49.05 | 0
12 | 12 | 04:00 | 0 | 2016-12-12 | 4 | 47.65 | 1.08 | 48.73 | 0
12 | 12 | 05:00 | 0 | 2016-12-12 | 5 | 53.95 | 1.02 | 54.97 | 0
12 | 12 | 06:00 | 0 | 2016-12-12 | 6 | 61 | 1.65 | 62.65 | 0
12 | 12 | 07:00 | 0 | 2016-12-12 | 7 | 82.14 | 2.48 | 84.62 | 0
12 | 12 | 08:00 | 16 | 2016-12-12 | 8 | 81.5 | 3.01 | 84.51 | 1352.16
12 | 12 | 09:00 | 92 | 2016-12-12 | 9 | 83.13 | 2.04 | 85.17 | 7835.64
12 | 12 | 10:00 | 481 | 2016-12-12 | 10 | 76.48 | 1.65 | 78.13 | 37580.53
12 | 12 | 11:00 | 823 | 2016-12-12 | 11 | 65.13 | 1.63 | 66.76 | 54943.48
12 | 12 | 12:00 | 864 | 2016-12-12 | 12 | 66.27 | 1.59 | 67.86 | 58631.04
12 | 12 | 13:00 | 1090 | 2016-12-12 | 13 | 67.99 | 1.61 | 69.6 | 75864
12 | 12 | 14:00 | 643 | 2016-12-12 | 14 | 67.86 | 1.6 | 69.46 | 44662.78
12 | 12 | 15:00 | 427 | 2016-12-12 | 15 | 66.64 | 1.59 | 68.23 | 29134.21
12 | 12 | 16:00 | 3 | 2016-12-12 | 16 | 61.08 | 1.55 | 62.63 | 187.89
12 | 12 | 17:00 | 0 | 2016-12-12 | 17 | 76.63 | 1.66 | 78.29 | 0
12 | 12 | 18:00 | 0 | 2016-12-12 | 18 | 101.53 | 1.77 | 103.3 | 0
12 | 12 | 19:00 | 0 | 2016-12-12 | 19 | 93.04 | 1.55 | 94.59 | 0
12 | 12 | 20:00 | 0 | 2016-12-12 | 20 | 84.52 | 1.54 | 86.06 | 0
12 | 12 | 21:00 | 0 | 2016-12-12 | 21 | 81.54 | 1.65 | 83.19 | 0
12 | 12 | 22:00 | 0 | 2016-12-12 | 22 | 67.53 | 1.59 | 69.12 | 0
12 | 12 | 23:00 | 0 | 2016-12-12 | 23 | 55.33 | 1.8 | 57.13 | 0
12 | 12 | 24:00 | 0 | 2016-12-12 | 24 | 45.04 | 2.07 | 47.11 | 0
12 | 13 | 01:00 | 0 | 2016-12-13 | 1 | 43.19 | 1.22 | 44.41 | 0
12 | 13 | 02:00 | 0 | 2016-12-13 | 2 | 46.17 | 1.09 | 47.26 | 0
12 | 13 | 03:00 | 0 | 2016-12-13 | 3 | 33.54 | 0.95 | 34.49 | 0
12 | 13 | 04:00 | 0 | 2016-12-13 | 4 | 30.39 | 0.96 | 31.35 | 0
12 | 13 | 05:00 | 0 | 2016-12-13 | 5 | 35.95 | 0.96 | 36.91 | 0
12 | 13 | 06:00 | 0 | 2016-12-13 | 6 | 49.34 | 1.29 | 50.63 | 0
12 | 13 | 07:00 | 352 | 2016-12-13 | 7 | 52.39 | 2.06 | 54.45 | 19166.4
12 | 13 | 08:00 | 2158 | 2016-12-13 | 8 | 58.02 | 2.03 | 60.05 | 129587.9
12 | 13 | 09:00 | 3356 | 2016-12-13 | 9 | 38.87 | 1.57 | 40.44 | 135716.64
12 | 13 | 10:00 | 4736 | 2016-12-13 | 10 | 32.99 | 1.56 | 34.55 | 163628.8
12 | 13 | 11:00 | 5201 | 2016-12-13 | 11 | 31.96 | 1.49 | 33.45 | 173973.45
12 | 13 | 12:00 | 4815 | 2016-12-13 | 12 | 35.95 | 1.55 | 37.5 | 180562.5
12 | 13 | 13:00 | 3223 | 2016-12-13 | 13 | 39.05 | 1.5 | 40.55 | 130692.65
12 | 13 | 14:00 | 1247 | 2016-12-13 | 14 | 44 | 1.47 | 45.47 | 56701.09
12 | 13 | 15:00 | 272 | 2016-12-13 | 15 | 48.43 | 1.52 | 49.95 | 13586.4
12 | 13 | 16:00 | 0 | 2016-12-13 | 16 | 51.01 | 1.62 | 52.63 | 0
12 | 13 | 17:00 | 0 | 2016-12-13 | 17 | 84.11 | 1.94 | 86.05 | 0
12 | 13 | 18:00 | 0 | 2016-12-13 | 18 | 74.73 | 1.75 | 76.48 | 0
12 | 13 | 19:00 | 0 | 2016-12-13 | 19 | 63.99 | 1.52 | 65.51 | 0
12 | 13 | 20:00 | 0 | 2016-12-13 | 20 | 60.11 | 1.51 | 61.62 | 0
12 | 13 | 21:00 | 0 | 2016-12-13 | 21 | 56.17 | 1.59 | 57.76 | 0
12 | 13 | 22:00 | 0 | 2016-12-13 | 22 | 52.16 | 1.62 | 53.78 | 0
12 | 13 | 23:00 | 0 | 2016-12-13 | 23 | 47.29 | 1.88 | 49.17 | 0
12 | 13 | 24:00 | 0 | 2016-12-13 | 24 | 38.08 | 1.4 | 39.48 | 0
12 | 14 | 01:00 | 0 | 2016-12-14 | 1 | 37.38 | 3.14 | 40.52 | 0
12 | 14 | 02:00 | 0 | 2016-12-14 | 2 | 34.15 | 3.1 | 37.25 | 0
12 | 14 | 03:00 | 0 | 2016-12-14 | 3 | 18.05 | 3.28 | 21.33 | 0
12 | 14 | 04:00 | 0 | 2016-12-14 | 4 | 2.68 | 3.32 | 6 | 0
12 | 14 | 05:00 | 0 | 2016-12-14 | 5 | 26.46 | 3.03 | 29.49 | 0
12 | 14 | 06:00 | 0 | 2016-12-14 | 6 | 37.89 | 4.68 | 42.57 | 0
12 | 14 | 07:00 | 272 | 2016-12-14 | 7 | 64.13 | 4.49 | 68.62 | 18664.64
12 | 14 | 08:00 | 2274 | 2016-12-14 | 8 | 49.64 | 4.31 | 53.95 | 122682.3
12 | 14 | 09:00 | 3782 | 2016-12-14 | 9 | 44.16 | 3.85 | 48.01 | 181573.82
12 | 14 | 10:00 | 5099 | 2016-12-14 | 10 | 27.7 | 3.63 | 31.33 | 159751.67
12 | 14 | 11:00 | 5129 | 2016-12-14 | 11 | 11.13 | 3.8 | 14.93 | 76575.97
12 | 14 | 12:00 | 5196 | 2016-12-14 | 12 | -13.54 | 3.93 | -9.61 | -49933.56
12 | 14 | 13:00 | 4459 | 2016-12-14 | 13 | -2.35 | 4.02 | 1.67 | 7446.53
12 | 14 | 14:00 | 2891 | 2016-12-14 | 14 | -60.46 | 4.74 | -55.72 | -161086.52
12 | 14 | 15:00 | 983 | 2016-12-14 | 15 | 29.96 | 3.96 | 33.92 | 33343.36
12 | 14 | 16:00 | 6 | 2016-12-14 | 16 | 70.94 | 4.3 | 75.24 | 451.44
12 | 14 | 17:00 | 0 | 2016-12-14 | 17 | 87.93 | 3.67 | 91.6 | 0
12 | 14 | 18:00 | 0 | 2016-12-14 | 18 | 81.55 | 3.72 | 85.27 | 0
12 | 14 | 19:00 | 0 | 2016-12-14 | 19 | 84.9 | 3.83 | 88.73 | 0
12 | 14 | 20:00 | 0 | 2016-12-14 | 20 | 74.07 | 3.56 | 77.63 | 0
12 | 14 | 21:00 | 0 | 2016-12-14 | 21 | 91.94 | 3.48 | 95.42 | 0
12 | 14 | 22:00 | 0 | 2016-12-14 | 22 | 80.43 | 3.62 | 84.05 | 0
12 | 14 | 23:00 | 0 | 2016-12-14 | 23 | 64.4 | 3.82 | 68.22 | 0
12 | 14 | 24:00 | 0 | 2016-12-14 | 24 | 60.83 | 3.21 | 64.04 | 0
12 | 15 | 01:00 | 0 | 2016-12-15 | 1 | 33.22 | 0.43 | 33.65 | 0
12 | 15 | 02:00 | 0 | 2016-12-15 | 2 | 64.4 | 0.52 | 64.92 | 0
12 | 15 | 03:00 | 0 | 2016-12-15 | 3 | 57.96 | 0.51 | 58.47 | 0
12 | 15 | 04:00 | 0 | 2016-12-15 | 4 | 59.44 | 0.54 | 59.98 | 0
12 | 15 | 05:00 | 0 | 2016-12-15 | 5 | 49.92 | 0.52 | 50.44 | 0
12 | 15 | 06:00 | 0 | 2016-12-15 | 6 | 29.8 | 1.38 | 31.18 | 0
12 | 15 | 07:00 | 467 | 2016-12-15 | 7 | 65.71 | 1.14 | 66.85 | 31218.95
12 | 15 | 08:00 | 2465 | 2016-12-15 | 8 | 74.09 | 1.56 | 75.65 | 186477.25
12 | 15 | 09:00 | 4207 | 2016-12-15 | 9 | 78.38 | 1.01 | 79.39 | 333993.73
12 | 15 | 10:00 | 5753 | 2016-12-15 | 10 | 67.89 | 1.11 | 69 | 396957
12 | 15 | 11:00 | 6271 | 2016-12-15 | 11 | 69.37 | 0.94 | 70.31 | 440914.01
12 | 15 | 12:00 | 4892 | 2016-12-15 | 12 | 69.56 | 0.88 | 70.44 | 344592.48
12 | 15 | 13:00 | 1716 | 2016-12-15 | 13 | 71.02 | 0.88 | 71.9 | 123380.4
12 | 15 | 14:00 | 2027 | 2016-12-15 | 14 | 74.79 | 0.91 | 75.7 | 153443.9
12 | 15 | 15:00 | 995 | 2016-12-15 | 15 | 92.12 | 0.91 | 93.03 | 92564.85
12 | 15 | 16:00 | 2 | 2016-12-15 | 16 | 94.39 | 0.92 | 95.31 | 190.62
12 | 15 | 17:00 | 0 | 2016-12-15 | 17 | 111.81 | 0.92 | 112.73 | 0
12 | 15 | 18:00 | 0 | 2016-12-15 | 18 | 116.97 | 0.95 | 117.92 | 0
12 | 15 | 19:00 | 0 | 2016-12-15 | 19 | 121.19 | 0.94 | 122.13 | 0
12 | 15 | 20:00 | 0 | 2016-12-15 | 20 | 116.51 | 1.03 | 117.54 | 0
12 | 15 | 21:00 | 0 | 2016-12-15 | 21 | 112.81 | 1.09 | 113.9 | 0
12 | 15 | 22:00 | 0 | 2016-12-15 | 22 | 96.78 | 0.91 | 97.69 | 0
12 | 15 | 23:00 | 0 | 2016-12-15 | 23 | 80.28 | 1.87 | 82.15 | 0
12 | 15 | 24:00 | 0 | 2016-12-15 | 24 | 65.91 | 0.95 | 66.86 | 0
12 | 16 | 01:00 | 0 | 2016-12-16 | 1 | 71.02 | 2.93 | 73.95 | 0
12 | 16 | 02:00 | 0 | 2016-12-16 | 2 | 84.9 | 2.59 | 87.49 | 0
12 | 16 | 03:00 | 0 | 2016-12-16 | 3 | 81.71 | 2.58 | 84.29 | 0
12 | 16 | 04:00 | 0 | 2016-12-16 | 4 | 81.82 | 2.5 | 84.32 | 0
12 | 16 | 05:00 | 0 | 2016-12-16 | 5 | 83.68 | 2.71 | 86.39 | 0
12 | 16 | 06:00 | 0 | 2016-12-16 | 6 | 100.38 | 4.73 | 105.11 | 0
12 | 16 | 07:00 | 558 | 2016-12-16 | 7 | 105.46 | 4.18 | 109.64 | 61179.12
12 | 16 | 08:00 | 2683 | 2016-12-16 | 8 | 105.77 | 3.63 | 109.4 | 293520.2
12 | 16 | 09:00 | 4308 | 2016-12-16 | 9 | 100.78 | 3.22 | 104 | 448032
12 | 16 | 10:00 | 5784 | 2016-12-16 | 10 | 97.78 | 3.02 | 100.8 | 583027.2
12 | 16 | 11:00 | 6342 | 2016-12-16 | 11 | 80.59 | 2.89 | 83.48 | 529430.16
12 | 16 | 12:00 | 5916 | 2016-12-16 | 12 | 77.09 | 2.8 | 79.89 | 472629.24
12 | 16 | 13:00 | 4751 | 2016-12-16 | 13 | 74.64 | 2.74 | 77.38 | 367632.38
12 | 16 | 14:00 | 3011 | 2016-12-16 | 14 | 75.99 | 2.76 | 78.75 | 237116.25
12 | 16 | 15:00 | 1004 | 2016-12-16 | 15 | 88.25 | 2.94 | 91.19 | 91554.76
12 | 16 | 16:00 | 0 | 2016-12-16 | 16 | 117.14 | 3.55 | 120.69 | 0
12 | 16 | 17:00 | 0 | 2016-12-16 | 17 | 119.35 | 2.99 | 122.34 | 0
12 | 16 | 18:00 | 0 | 2016-12-16 | 18 | 112.04 | 2.85 | 114.89 | 0
12 | 16 | 19:00 | 0 | 2016-12-16 | 19 | 103.31 | 2.67 | 105.98 | 0
12 | 16 | 20:00 | 0 | 2016-12-16 | 20 | 86.28 | 2.61 | 88.89 | 0
12 | 16 | 21:00 | 0 | 2016-12-16 | 21 | 81.96 | 2.58 | 84.54 | 0
12 | 16 | 22:00 | 0 | 2016-12-16 | 22 | 85.72 | 2.59 | 88.31 | 0
12 | 16 | 23:00 | 0 | 2016-12-16 | 23 | 92.36 | 3.54 | 95.9 | 0
12 | 16 | 24:00 | 0 | 2016-12-16 | 24 | 89.57 | 2.67 | 92.24 | 0
12 | 17 | 01:00 | 0 | 2016-12-17 | 1 | 81.64 | 11.18 | 92.82 | 0
12 | 17 | 02:00 | 0 | 2016-12-17 | 2 | 73.66 | 10.98 | 84.64 | 0
12 | 17 | 03:00 | 0 | 2016-12-17 | 3 | 86.29 | 10.9 | 97.19 | 0
12 | 17 | 04:00 | 0 | 2016-12-17 | 4 | 83.49 | 10.96 | 94.45 | 0
12 | 17 | 05:00 | 0 | 2016-12-17 | 5 | 90.36 | 10.99 | 101.35 | 0
12 | 17 | 06:00 | 0 | 2016-12-17 | 6 | 99.63 | 10.91 | 110.54 | 0
12 | 17 | 07:00 | 0 | 2016-12-17 | 7 | 96.47 | 11.05 | 107.52 | 0
12 | 17 | 08:00 | 0 | 2016-12-17 | 8 | 89.22 | 11.16 | 100.38 | 0
12 | 17 | 09:00 | 0 | 2016-12-17 | 9 | 95.13 | 11.01 | 106.14 | 0
12 | 17 | 10:00 | 0 | 2016-12-17 | 10 | 113.55 | 10.98 | 124.53 | 0
12 | 17 | 11:00 | 0 | 2016-12-17 | 11 | 136.58 | 12.54 | 149.12 | 0
12 | 17 | 12:00 | 0 | 2016-12-17 | 12 | 221.99 | 12.42 | 234.41 | 0
12 | 17 | 13:00 | 0 | 2016-12-17 | 13 | 87.17 | 11.61 | 98.78 | 0
12 | 17 | 14:00 | 0 | 2016-12-17 | 14 | 65.4 | 10.94 | 76.34 | 0
12 | 17 | 15:00 | 0 | 2016-12-17 | 15 | 69.79 | 11.02 | 80.81 | 0
12 | 17 | 16:00 | 0 | 2016-12-17 | 16 | 65.12 | 10.97 | 76.09 | 0
12 | 17 | 17:00 | 0 | 2016-12-17 | 17 | 92.92 | 11.56 | 104.48 | 0
12 | 17 | 18:00 | 0 | 2016-12-17 | 18 | 51.36 | 10.86 | 62.22 | 0
12 | 17 | 19:00 | 0 | 2016-12-17 | 19 | 48.2 | 10.8 | 59 | 0
12 | 17 | 20:00 | 0 | 2016-12-17 | 20 | 57.23 | 11.31 | 68.54 | 0
12 | 17 | 21:00 | 0 | 2016-12-17 | 21 | 55.13 | 11.11 | 66.24 | 0
12 | 17 | 22:00 | 0 | 2016-12-17 | 22 | 71.53 | 11.29 | 82.82 | 0
12 | 17 | 23:00 | 0 | 2016-12-17 | 23 | 69.1 | 11.96 | 81.06 | 0
12 | 17 | 24:00 | 0 | 2016-12-17 | 24 | 60.71 | 11.26 | 71.97 | 0
12 | 18 | 01:00 | 0 | 2016-12-18 | 1 | 61.2 | 1.53 | 62.73 | 0
12 | 18 | 02:00 | 0 | 2016-12-18 | 2 | 58.1 | 1.2 | 59.3 | 0
12 | 18 | 03:00 | 0 | 2016-12-18 | 3 | 58.72 | 1.24 | 59.96 | 0
12 | 18 | 04:00 | 0 | 2016-12-18 | 4 | 47.94 | 1.16 | 49.1 | 0
12 | 18 | 05:00 | 0 | 2016-12-18 | 5 | 45.6 | 1.14 | 46.74 | 0
12 | 18 | 06:00 | 0 | 2016-12-18 | 6 | 49.46 | 1.12 | 50.58 | 0
12 | 18 | 07:00 | 0 | 2016-12-18 | 7 | 59.43 | 1.49 | 60.92 | 0
12 | 18 | 08:00 | 21 | 2016-12-18 | 8 | 47.8 | 1.43 | 49.23 | 1033.83
12 | 18 | 09:00 | 220 | 2016-12-18 | 9 | 51.18 | 1.2 | 52.38 | 11523.6
12 | 18 | 10:00 | 381 | 2016-12-18 | 10 | 48.88 | 1.48 | 50.36 | 19187.16
12 | 18 | 11:00 | 481 | 2016-12-18 | 11 | 44.68 | 1.22 | 45.9 | 22077.9
12 | 18 | 12:00 | 852 | 2016-12-18 | 12 | 51.17 | 1.23 | 52.4 | 44644.8
12 | 18 | 13:00 | 911 | 2016-12-18 | 13 | 43.82 | 1.18 | 45 | 40995
12 | 18 | 14:00 | 171 | 2016-12-18 | 14 | 43.01 | 1.16 | 44.17 | 7553.07
12 | 18 | 15:00 | 2 | 2016-12-18 | 15 | 42.53 | 1.16 | 43.69 | 87.38
12 | 18 | 16:00 | 0 | 2016-12-18 | 16 | 56 | 1.28 | 57.28 | 0
12 | 18 | 17:00 | 0 | 2016-12-18 | 17 | 66.05 | 1.29 | 67.34 | 0
12 | 18 | 18:00 | 0 | 2016-12-18 | 18 | 66.75 | 1.23 | 67.98 | 0
12 | 18 | 19:00 | 0 | 2016-12-18 | 19 | 88.81 | 1.4 | 90.21 | 0
12 | 18 | 20:00 | 0 | 2016-12-18 | 20 | 65.63 | 1.36 | 66.99 | 0
12 | 18 | 21:00 | 0 | 2016-12-18 | 21 | 58.22 | 1.42 | 59.64 | 0
12 | 18 | 22:00 | 0 | 2016-12-18 | 22 | 57.08 | 1.22 | 58.3 | 0
12 | 18 | 23:00 | 0 | 2016-12-18 | 23 | 45.51 | 1.52 | 47.03 | 0
12 | 18 | 24:00 | 0 | 2016-12-18 | 24 | 46.06 | 1.85 | 47.91 | 0
12 | 19 | 01:00 | 0 | 2016-12-19 | 1 | 41.38 | 4.24 | 45.62 | 0
12 | 19 | 02:00 | 0 | 2016-12-19 | 2 | 48.49 | 4.91 | 53.4 | 0
12 | 19 | 03:00 | 0 | 2016-12-19 | 3 | 44.75 | 4.38 | 49.13 | 0
12 | 19 | 04:00 | 0 | 2016-12-19 | 4 | 45.97 | 4.19 | 50.16 | 0
12 | 19 | 05:00 | 0 | 2016-12-19 | 5 | 50.89 | 4.46 | 55.35 | 0
12 | 19 | 06:00 | 0 | 2016-12-19 | 6 | 49.68 | 4.57 | 54.25 | 0
12 | 19 | 07:00 | 60 | 2016-12-19 | 7 | 78.82 | 4.57 | 83.39 | 5003.4
12 | 19 | 08:00 | 598 | 2016-12-19 | 8 | 121.48 | 6.35 | 127.83 | 76442.34
12 | 19 | 09:00 | 2640 | 2016-12-19 | 9 | 101.37 | 5.14 | 106.51 | 281186.4
12 | 19 | 10:00 | 5910 | 2016-12-19 | 10 | 95.24 | 5 | 100.24 | 592418.4
12 | 19 | 11:00 | 5588 | 2016-12-19 | 11 | 94.84 | 5.21 | 100.05 | 559079.4
12 | 19 | 12:00 | 4560 | 2016-12-19 | 12 | 74.96 | 4.94 | 79.9 | 364344
12 | 19 | 13:00 | 4226 | 2016-12-19 | 13 | 73.55 | 5.41 | 78.96 | 333684.96
12 | 19 | 14:00 | 3019 | 2016-12-19 | 14 | 74.45 | 5.45 | 79.9 | 241218.1
12 | 19 | 15:00 | 710 | 2016-12-19 | 15 | 67.67 | 4.72 | 72.39 | 51396.9
12 | 19 | 16:00 | 4 | 2016-12-19 | 16 | 83.51 | 5.02 | 88.53 | 354.12
12 | 19 | 17:00 | 0 | 2016-12-19 | 17 | 129.19 | 5.34 | 134.53 | 0
12 | 19 | 18:00 | 0 | 2016-12-19 | 18 | 108.73 | 4.82 | 113.55 | 0
12 | 19 | 19:00 | 0 | 2016-12-19 | 19 | 109.46 | 4.69 | 114.15 | 0
12 | 19 | 20:00 | 0 | 2016-12-19 | 20 | 89.96 | 4.62 | 94.58 | 0
12 | 19 | 21:00 | 0 | 2016-12-19 | 21 | 87.14 | 4.72 | 91.86 | 0
12 | 19 | 22:00 | 0 | 2016-12-19 | 22 | 140.95 | 5.62 | 146.57 | 0
12 | 19 | 23:00 | 0 | 2016-12-19 | 23 | 106.83 | 5.28 | 112.11 | 0
12 | 19 | 24:00 | 0 | 2016-12-19 | 24 | 67.31 | 4.44 | 71.75 | 0
12 | 20 | 01:00 | 0 | 2016-12-20 | 1 | 82.92 | 1.5 | 84.42 | 0
12 | 20 | 02:00 | 0 | 2016-12-20 | 2 | 89.73 | 1.68 | 91.41 | 0
12 | 20 | 03:00 | 0 | 2016-12-20 | 3 | 105.55 | 1.66 | 107.21 | 0
12 | 20 | 04:00 | 0 | 2016-12-20 | 4 | 109.6 | 1.6 | 111.2 | 0
12 | 20 | 05:00 | 0 | 2016-12-20 | 5 | 89.43 | 2.04 | 91.47 | 0
12 | 20 | 06:00 | 0 | 2016-12-20 | 6 | 81.09 | 2.26 | 83.35 | 0
12 | 20 | 07:00 | 92 | 2016-12-20 | 7 | 113.61 | 2.13 | 115.74 | 10648.08
12 | 20 | 08:00 | 1230 | 2016-12-20 | 8 | 131.69 | 2.66 | 134.35 | 165250.5
12 | 20 | 09:00 | 2210 | 2016-12-20 | 9 | 124.19 | 2.46 | 126.65 | 279896.5
12 | 20 | 10:00 | 4755 | 2016-12-20 | 10 | 105.71 | 2.56 | 108.27 | 514823.85
12 | 20 | 11:00 | 6114 | 2016-12-20 | 11 | 88.44 | 2.26 | 90.7 | 554539.8
12 | 20 | 12:00 | 5608 | 2016-12-20 | 12 | 82.66 | 2.13 | 84.79 | 475502.32
12 | 20 | 13:00 | 3495 | 2016-12-20 | 13 | 69.58 | 1.93 | 71.51 | 249927.45
12 | 20 | 14:00 | 3154 | 2016-12-20 | 14 | 69.44 | 1.88 | 71.32 | 224943.28
12 | 20 | 15:00 | 1011 | 2016-12-20 | 15 | 79.65 | 1.88 | 81.53 | 82426.83
12 | 20 | 16:00 | 3 | 2016-12-20 | 16 | 75.06 | 2.03 | 77.09 | 231.27
12 | 20 | 17:00 | 0 | 2016-12-20 | 17 | 102.38 | 2.18 | 104.56 | 0
12 | 20 | 18:00 | 0 | 2016-12-20 | 18 | 126.29 | 2.07 | 128.36 | 0
12 | 20 | 19:00 | 0 | 2016-12-20 | 19 | 109.41 | 2.42 | 111.83 | 0
12 | 20 | 20:00 | 0 | 2016-12-20 | 20 | 83.96 | 1.95 | 85.91 | 0
12 | 20 | 21:00 | 0 | 2016-12-20 | 21 | 81.36 | 1.83 | 83.19 | 0
12 | 20 | 22:00 | 0 | 2016-12-20 | 22 | 71.27 | 1.83 | 73.1 | 0
12 | 20 | 23:00 | 0 | 2016-12-20 | 23 | 64.62 | 2.18 | 66.8 | 0
12 | 20 | 24:00 | 0 | 2016-12-20 | 24 | 63.09 | 1.52 | 64.61 | 0
12 | 21 | 01:00 | 0 | 2016-12-21 | 1 | 48.44 | 0.94 | 49.38 | 0
12 | 21 | 02:00 | 0 | 2016-12-21 | 2 | 63.23 | 0.77 | 64 | 0
12 | 21 | 03:00 | 0 | 2016-12-21 | 3 | 52.72 | 0.71 | 53.43 | 0
12 | 21 | 04:00 | 0 | 2016-12-21 | 4 | 62.03 | 0.89 | 62.92 | 0
12 | 21 | 05:00 | 0 | 2016-12-21 | 5 | 66.21 | 1.02 | 67.23 | 0
12 | 21 | 06:00 | 0 | 2016-12-21 | 6 | 63.28 | 1.39 | 64.67 | 0
12 | 21 | 07:00 | 418 | 2016-12-21 | 7 | 79.26 | 1.35 | 80.61 | 33694.98
12 | 21 | 08:00 | 2500 | 2016-12-21 | 8 | 112.39 | 2.24 | 114.63 | 286575
12 | 21 | 09:00 | 4114 | 2016-12-21 | 9 | 113.51 | 2.04 | 115.55 | 475372.7
12 | 21 | 10:00 | 5686 | 2016-12-21 | 10 | 63.58 | 1.25 | 64.83 | 368623.38
12 | 21 | 11:00 | 6277 | 2016-12-21 | 11 | 52.41 | 1.19 | 53.6 | 336447.2
12 | 21 | 12:00 | 5786 | 2016-12-21 | 12 | 55.12 | 1.23 | 56.35 | 326041.1
12 | 21 | 13:00 | 4663 | 2016-12-21 | 13 | 55.04 | 1.22 | 56.26 | 262340.38
12 | 21 | 14:00 | 2971 | 2016-12-21 | 14 | 58.68 | 1.23 | 59.91 | 177992.61
12 | 21 | 15:00 | 974 | 2016-12-21 | 15 | 61.76 | 1.24 | 63 | 61362
12 | 21 | 16:00 | 0 | 2016-12-21 | 16 | 61.12 | 1.2 | 62.32 | 0
12 | 21 | 17:00 | 0 | 2016-12-21 | 17 | 85.16 | 1.27 | 86.43 | 0
12 | 21 | 18:00 | 0 | 2016-12-21 | 18 | 111.34 | 1.33 | 112.67 | 0
12 | 21 | 19:00 | 0 | 2016-12-21 | 19 | 104.19 | 1.48 | 105.67 | 0
12 | 21 | 20:00 | 0 | 2016-12-21 | 20 | 102.3 | 1.63 | 103.93 | 0
12 | 21 | 21:00 | 0 | 2016-12-21 | 21 | 88.09 | 1.33 | 89.42 | 0
12 | 21 | 22:00 | 0 | 2016-12-21 | 22 | 87.54 | 1.23 | 88.77 | 0
12 | 21 | 23:00 | 0 | 2016-12-21 | 23 | 53.18 | 1.45 | 54.63 | 0
12 | 21 | 24:00 | 0 | 2016-12-21 | 24 | 45.87 | 0.98 | 46.85 | 0
12 | 22 | 01:00 | 0 | 2016-12-22 | 1 | 96.67 | 1.19 | 97.86 | 0
12 | 22 | 02:00 | 0 | 2016-12-22 | 2 | 94.09 | 2.03 | 96.12 | 0
12 | 22 | 03:00 | 0 | 2016-12-22 | 3 | 85.21 | 1.33 | 86.54 | 0
12 | 22 | 04:00 | 0 | 2016-12-22 | 4 | 103.46 | 1.84 | 105.3 | 0
12 | 22 | 05:00 | 0 | 2016-12-22 | 5 | 164.53 | 2.62 | 167.15 | 0
12 | 22 | 06:00 | 0 | 2016-12-22 | 6 | 61.65 | 2.41 | 64.06 | 0
12 | 22 | 07:00 | 0 | 2016-12-22 | 7 | 84.8 | 1.92 | 86.72 | 0
12 | 22 | 08:00 | 13 | 2016-12-22 | 8 | 105.43 | 2.14 | 107.57 | 1398.41
12 | 22 | 09:00 | 36 | 2016-12-22 | 9 | 105.04 | 1.73 | 106.77 | 3843.72
12 | 22 | 10:00 | 36 | 2016-12-22 | 10 | 99.64 | 1.73 | 101.37 | 3649.32
12 | 22 | 11:00 | 23 | 2016-12-22 | 11 | 68.46 | 1.55 | 70.01 | 1610.23
12 | 22 | 12:00 | 13 | 2016-12-22 | 12 | 86.14 | 1.63 | 87.77 | 1141.01
12 | 22 | 13:00 | 25 | 2016-12-22 | 13 | 86.66 | 1.76 | 88.42 | 2210.5
12 | 22 | 14:00 | 52 | 2016-12-22 | 14 | 75.77 | 1.73 | 77.5 | 4030
12 | 22 | 15:00 | 84 | 2016-12-22 | 15 | 52.62 | 1.53 | 54.15 | 4548.6
12 | 22 | 16:00 | 0 | 2016-12-22 | 16 | 53.39 | 1.56 | 54.95 | 0
12 | 22 | 17:00 | 0 | 2016-12-22 | 17 | 62.85 | 1.64 | 64.49 | 0
12 | 22 | 18:00 | 0 | 2016-12-22 | 18 | 80.5 | 1.71 | 82.21 | 0
12 | 22 | 19:00 | 0 | 2016-12-22 | 19 | 70.37 | 1.52 | 71.89 | 0
12 | 22 | 20:00 | 0 | 2016-12-22 | 20 | 62.93 | 1.51 | 64.44 | 0
12 | 22 | 21:00 | 0 | 2016-12-22 | 21 | 47.06 | 1.5 | 48.56 | 0
12 | 22 | 22:00 | 0 | 2016-12-22 | 22 | 39.91 | 1.52 | 41.43 | 0
12 | 22 | 23:00 | 0 | 2016-12-22 | 23 | 40.31 | 1.83 | 42.14 | 0
12 | 22 | 24:00 | 0 | 2016-12-22 | 24 | 40.35 | 1.24 | 41.59 | 0
12 | 23 | 01:00 | 0 | 2016-12-23 | 1 | 42.65 | 0.29 | 42.94 | 0
12 | 23 | 02:00 | 0 | 2016-12-23 | 2 | 38.12 | 0.37 | 38.49 | 0
12 | 23 | 03:00 | 0 | 2016-12-23 | 3 | 29.11 | 0.43 | 29.54 | 0
12 | 23 | 04:00 | 0 | 2016-12-23 | 4 | 39.27 | 0.48 | 39.75 | 0
12 | 23 | 05:00 | 0 | 2016-12-23 | 5 | 33.53 | 0.73 | 34.26 | 0
12 | 23 | 06:00 | 0 | 2016-12-23 | 6 | 40.97 | 2.47 | 43.44 | 0
12 | 23 | 07:00 | 73 | 2016-12-23 | 7 | 25.01 | 1.12 | 26.13 | 1907.49
12 | 23 | 08:00 | 563 | 2016-12-23 | 8 | 42.92 | 3.21 | 46.13 | 25971.19
12 | 23 | 09:00 | 1854 | 2016-12-23 | 9 | 49.16 | 1.48 | 50.64 | 93886.56
12 | 23 | 10:00 | 3943 | 2016-12-23 | 10 | 38.82 | 1.04 | 39.86 | 157167.98
12 | 23 | 11:00 | 5138 | 2016-12-23 | 11 | 35.26 | 0.89 | 36.15 | 185738.7
12 | 23 | 12:00 | 5429 | 2016-12-23 | 12 | 20.88 | 0.98 | 21.86 | 118677.94
12 | 23 | 13:00 | 4605 | 2016-12-23 | 13 | 33.02 | 0.92 | 33.94 | 156293.7
12 | 23 | 14:00 | 2920 | 2016-12-23 | 14 | 30.55 | 0.99 | 31.54 | 92096.8
12 | 23 | 15:00 | 796 | 2016-12-23 | 15 | 30 | 0.92 | 30.92 | 24612.32
12 | 23 | 16:00 | 9 | 2016-12-23 | 16 | 29.65 | 0.98 | 30.63 | 275.67
12 | 23 | 17:00 | 0 | 2016-12-23 | 17 | 32.36 | 1.07 | 33.43 | 0
12 | 23 | 18:00 | 0 | 2016-12-23 | 18 | 48.9 | 0.94 | 49.84 | 0
12 | 23 | 19:00 | 0 | 2016-12-23 | 19 | 36.97 | 0.87 | 37.84 | 0
12 | 23 | 20:00 | 0 | 2016-12-23 | 20 | 37.21 | 0.9 | 38.11 | 0
12 | 23 | 21:00 | 0 | 2016-12-23 | 21 | 39.01 | 1.03 | 40.04 | 0
12 | 23 | 22:00 | 0 | 2016-12-23 | 22 | 42.23 | 1 | 43.23 | 0
12 | 23 | 23:00 | 0 | 2016-12-23 | 23 | 36.23 | 1.34 | 37.57 | 0
12 | 23 | 24:00 | 0 | 2016-12-23 | 24 | 14.28 | 0.77 | 15.05 | 0
12 | 24 | 01:00 | 0 | 2016-12-24 | 1 | 19.51 | 1.17 | 20.68 | 0
12 | 24 | 02:00 | 0 | 2016-12-24 | 2 | 18.95 | 1.09 | 20.04 | 0
12 | 24 | 03:00 | 0 | 2016-12-24 | 3 | 19.85 | 1.15 | 21 | 0
12 | 24 | 04:00 | 0 | 2016-12-24 | 4 | 11.52 | 1.09 | 12.61 | 0
12 | 24 | 05:00 | 0 | 2016-12-24 | 5 | 11.85 | 1.09 | 12.94 | 0
12 | 24 | 06:00 | 0 | 2016-12-24 | 6 | 20.71 | 1.13 | 21.84 | 0
12 | 24 | 07:00 | 12 | 2016-12-24 | 7 | 22.51 | 1.2 | 23.71 | 284.52
12 | 24 | 08:00 | 111 | 2016-12-24 | 8 | 32.98 | 1.41 | 34.39 | 3817.29
12 | 24 | 09:00 | 244 | 2016-12-24 | 9 | 52.36 | 1.26 | 53.62 | 13083.28
12 | 24 | 10:00 | 214 | 2016-12-24 | 10 | 62.82 | 1.31 | 64.13 | 13723.82
12 | 24 | 11:00 | 360 | 2016-12-24 | 11 | 60.4 | 1.22 | 61.62 | 22183.2
12 | 24 | 12:00 | 285 | 2016-12-24 | 12 | 55.5 | 1.08 | 56.58 | 16125.3
12 | 24 | 13:00 | 236 | 2016-12-24 | 13 | 57.99 | 1.04 | 59.03 | 13931.08
12 | 24 | 14:00 | 889 | 2016-12-24 | 14 | 55.91 | 1.07 | 56.98 | 50655.22
12 | 24 | 15:00 | 1015 | 2016-12-24 | 15 | 45.11 | 1.03 | 46.14 | 46832.1
12 | 24 | 16:00 | 8 | 2016-12-24 | 16 | 43.8 | 1.08 | 44.88 | 359.04
12 | 24 | 17:00 | 0 | 2016-12-24 | 17 | 50.43 | 0.99 | 51.42 | 0
12 | 24 | 18:00 | 0 | 2016-12-24 | 18 | 50.8 | 1.12 | 51.92 | 0
12 | 24 | 19:00 | 0 | 2016-12-24 | 19 | 43.4 | 1.05 | 44.45 | 0
12 | 24 | 20:00 | 0 | 2016-12-24 | 20 | 35.65 | 0.98 | 36.63 | 0
12 | 24 | 21:00 | 0 | 2016-12-24 | 21 | 38.94 | 1.12 | 40.06 | 0
12 | 24 | 22:00 | 0 | 2016-12-24 | 22 | 37.5 | 1.1 | 38.6 | 0
12 | 24 | 23:00 | 0 | 2016-12-24 | 23 | 44.47 | 1.44 | 45.91 | 0
12 | 24 | 24:00 | 0 | 2016-12-24 | 24 | 25.22 | 1.03 | 26.25 | 0
12 | 25 | 01:00 | 0 | 2016-12-25 | 1 | 31.77 | 0.77 | 32.54 | 0
12 | 25 | 02:00 | 0 | 2016-12-25 | 2 | 31.82 | 0.66 | 32.48 | 0
12 | 25 | 03:00 | 0 | 2016-12-25 | 3 | 32.91 | 0.68 | 33.59 | 0
12 | 25 | 04:00 | 0 | 2016-12-25 | 4 | 33.74 | 0.67 | 34.41 | 0
12 | 25 | 05:00 | 0 | 2016-12-25 | 5 | 32.35 | 0.66 | 33.01 | 0
12 | 25 | 06:00 | 0 | 2016-12-25 | 6 | 32.81 | 0.66 | 33.47 | 0
12 | 25 | 07:00 | 370 | 2016-12-25 | 7 | 32.25 | 0.82 | 33.07 | 12235.9
12 | 25 | 08:00 | 2329 | 2016-12-25 | 8 | 32.15 | 0.85 | 33 | 76857
12 | 25 | 09:00 | 4114 | 2016-12-25 | 9 | 40.53 | 1.05 | 41.58 | 171060.12
12 | 25 | 10:00 | 6182 | 2016-12-25 | 10 | 33.01 | 0.67 | 33.68 | 208209.76
12 | 25 | 11:00 | 6920 | 2016-12-25 | 11 | 25.08 | 0.67 | 25.75 | 178190
12 | 25 | 12:00 | 6541 | 2016-12-25 | 12 | 17.34 | 0.76 | 18.1 | 118392.1
12 | 25 | 13:00 | 5442 | 2016-12-25 | 13 | 17.57 | 0.76 | 18.33 | 99751.86
12 | 25 | 14:00 | 3621 | 2016-12-25 | 14 | 20.92 | 0.71 | 21.63 | 78322.23
12 | 25 | 15:00 | 1388 | 2016-12-25 | 15 | 27.31 | 0.67 | 27.98 | 38836.24
12 | 25 | 16:00 | 30 | 2016-12-25 | 16 | 29.14 | 0.67 | 29.81 | 894.3
12 | 25 | 17:00 | 0 | 2016-12-25 | 17 | 29.73 | 0.71 | 30.44 | 0
12 | 25 | 18:00 | 0 | 2016-12-25 | 18 | 34.58 | 0.69 | 35.27 | 0
12 | 25 | 19:00 | 0 | 2016-12-25 | 19 | 32 | 0.65 | 32.65 | 0
12 | 25 | 20:00 | 0 | 2016-12-25 | 20 | 32.43 | 0.64 | 33.07 | 0
12 | 25 | 21:00 | 0 | 2016-12-25 | 21 | 31.2 | 0.63 | 31.83 | 0
12 | 25 | 22:00 | 0 | 2016-12-25 | 22 | 37.03 | 1.02 | 38.05 | 0
12 | 25 | 23:00 | 0 | 2016-12-25 | 23 | 38.4 | 0.93 | 39.33 | 0
12 | 25 | 24:00 | 0 | 2016-12-25 | 24 | 36.92 | 0.8 | 37.72 | 0
12 | 26 | 01:00 | 0 | 2016-12-26 | 1 | 31.74 | 0.83 | 32.57 | 0
12 | 26 | 02:00 | 0 | 2016-12-26 | 2 | 20.47 | 1.34 | 21.81 | 0
12 | 26 | 03:00 | 0 | 2016-12-26 | 3 | 31.99 | 0.81 | 32.8 | 0
12 | 26 | 04:00 | 0 | 2016-12-26 | 4 | 39.42 | 0.8 | 40.22 | 0
12 | 26 | 05:00 | 0 | 2016-12-26 | 5 | 46.18 | 0.84 | 47.02 | 0
12 | 26 | 06:00 | 0 | 2016-12-26 | 6 | 37.57 | 0.79 | 38.36 | 0
12 | 26 | 07:00 | 312 | 2016-12-26 | 7 | 34.29 | 0.85 | 35.14 | 10963.68
12 | 26 | 08:00 | 2727 | 2016-12-26 | 8 | 33.01 | 0.75 | 33.76 | 92063.52
12 | 26 | 09:00 | 4407 | 2016-12-26 | 9 | 36.13 | 0.72 | 36.85 | 162397.95
12 | 26 | 10:00 | 6242 | 2016-12-26 | 10 | 36.43 | 0.7 | 37.13 | 231765.46
12 | 26 | 11:00 | 5615 | 2016-12-26 | 11 | 47.43 | 0.81 | 48.24 | 270867.6
12 | 26 | 12:00 | 4936 | 2016-12-26 | 12 | 51.41 | 0.85 | 52.26 | 257955.36
12 | 26 | 13:00 | 3981 | 2016-12-26 | 13 | 55.17 | 0.86 | 56.03 | 223055.43
12 | 26 | 14:00 | 880 | 2016-12-26 | 14 | 52.44 | 0.84 | 53.28 | 46886.4
12 | 26 | 15:00 | 269 | 2016-12-26 | 15 | 54.62 | 0.86 | 55.48 | 14924.12
12 | 26 | 16:00 | 0 | 2016-12-26 | 16 | 48.78 | 0.82 | 49.6 | 0
12 | 26 | 17:00 | 0 | 2016-12-26 | 17 | 57.71 | 0.75 | 58.46 | 0
12 | 26 | 18:00 | 0 | 2016-12-26 | 18 | 56.36 | 0.76 | 57.12 | 0
12 | 26 | 19:00 | 0 | 2016-12-26 | 19 | 54.64 | 0.75 | 55.39 | 0
12 | 26 | 20:00 | 0 | 2016-12-26 | 20 | 55.33 | 0.75 | 56.08 | 0
12 | 26 | 21:00 | 0 | 2016-12-26 | 21 | 45.49 | 0.78 | 46.27 | 0
12 | 26 | 22:00 | 0 | 2016-12-26 | 22 | 38.2 | 0.72 | 38.92 | 0
12 | 26 | 23:00 | 0 | 2016-12-26 | 23 | 54.23 | 0.75 | 54.98 | 0
12 | 26 | 24:00 | 0 | 2016-12-26 | 24 | 33.38 | 0.72 | 34.1 | 0
12 | 27 | 01:00 | 0 | 2016-12-27 | 1 | 31.89 | 0.46 | 32.35 | 0
12 | 27 | 02:00 | 0 | 2016-12-27 | 2 | 30.69 | 0.56 | 31.25 | 0
12 | 27 | 03:00 | 0 | 2016-12-27 | 3 | 31.93 | 0.48 | 32.41 | 0
12 | 27 | 04:00 | 0 | 2016-12-27 | 4 | 33.29 | 0.41 | 33.7 | 0
12 | 27 | 05:00 | 0 | 2016-12-27 | 5 | 15.58 | 0.62 | 16.2 | 0
12 | 27 | 06:00 | 0 | 2016-12-27 | 6 | 19.23 | 0.76 | 19.99 | 0
12 | 27 | 07:00 | 65 | 2016-12-27 | 7 | 18.41 | 0.91 | 19.32 | 1255.8
12 | 27 | 08:00 | 1006 | 2016-12-27 | 8 | 30.64 | 1.32 | 31.96 | 32151.76
12 | 27 | 09:00 | 2802 | 2016-12-27 | 9 | 31.82 | 1.06 | 32.88 | 92129.76
12 | 27 | 10:00 | 5938 | 2016-12-27 | 10 | 36 | 1.12 | 37.12 | 220418.56
12 | 27 | 11:00 | 6591 | 2016-12-27 | 11 | 36.98 | 1.06 | 38.04 | 250721.64
12 | 27 | 12:00 | 8689 | 2016-12-27 | 12 | 37.95 | 1.09 | 39.04 | 339218.56
12 | 27 | 13:00 | 7923 | 2016-12-27 | 13 | 36.69 | 1.22 | 37.91 | 300360.93
12 | 27 | 14:00 | 5653 | 2016-12-27 | 14 | 36.26 | 1.29 | 37.55 | 212270.15
12 | 27 | 15:00 | 1580 | 2016-12-27 | 15 | 34.47 | 1.2 | 35.67 | 56358.6
12 | 27 | 16:00 | 33 | 2016-12-27 | 16 | 32.57 | 1.07 | 33.64 | 1110.12
12 | 27 | 17:00 | 0 | 2016-12-27 | 17 | 37.03 | 1.06 | 38.09 | 0
12 | 27 | 18:00 | 0 | 2016-12-27 | 18 | 44.87 | 1.03 | 45.9 | 0
12 | 27 | 19:00 | 0 | 2016-12-27 | 19 | 46.65 | 1.04 | 47.69 | 0
12 | 27 | 20:00 | 0 | 2016-12-27 | 20 | 41.07 | 1.24 | 42.31 | 0
12 | 27 | 21:00 | 0 | 2016-12-27 | 21 | 37.93 | 1.22 | 39.15 | 0
12 | 27 | 22:00 | 0 | 2016-12-27 | 22 | 34.05 | 1.47 | 35.52 | 0
12 | 27 | 23:00 | 0 | 2016-12-27 | 23 | 13.26 | 1.44 | 14.7 | 0
12 | 27 | 24:00 | 0 | 2016-12-27 | 24 | 23.55 | 1.76 | 25.31 | 0
12 | 28 | 01:00 | 0 | 2016-12-28 | 1 | 38.99 | 0.82 | 39.81 | 0
12 | 28 | 02:00 | 0 | 2016-12-28 | 2 | 35.22 | 0.71 | 35.93 | 0
12 | 28 | 03:00 | 0 | 2016-12-28 | 3 | 34.77 | 0.78 | 35.55 | 0
12 | 28 | 04:00 | 0 | 2016-12-28 | 4 | 35.01 | 0.79 | 35.8 | 0
12 | 28 | 05:00 | 0 | 2016-12-28 | 5 | 35.28 | 0.78 | 36.06 | 0
12 | 28 | 06:00 | 0 | 2016-12-28 | 6 | 37.55 | 0.98 | 38.53 | 0
12 | 28 | 07:00 | 134 | 2016-12-28 | 7 | 32.51 | 1.05 | 33.56 | 4497.04
12 | 28 | 08:00 | 1557 | 2016-12-28 | 8 | 35.89 | 1.67 | 37.56 | 58480.92
12 | 28 | 09:00 | 3874 | 2016-12-28 | 9 | 39.64 | 1.46 | 41.1 | 159221.4
12 | 28 | 10:00 | 5419 | 2016-12-28 | 10 | 45.25 | 1.39 | 46.64 | 252742.16
12 | 28 | 11:00 | 4462 | 2016-12-28 | 11 | 41.97 | 1.32 | 43.29 | 193159.98
12 | 28 | 12:00 | 5473 | 2016-12-28 | 12 | 41.78 | 1.29 | 43.07 | 235722.11
12 | 28 | 13:00 | 5798 | 2016-12-28 | 13 | 43.04 | 1.39 | 44.43 | 257605.14
12 | 28 | 14:00 | 3394 | 2016-12-28 | 14 | 42.89 | 1.33 | 44.22 | 150082.68
12 | 28 | 15:00 | 1196 | 2016-12-28 | 15 | 37.97 | 1.29 | 39.26 | 46954.96
12 | 28 | 16:00 | 14 | 2016-12-28 | 16 | 39.31 | 1.26 | 40.57 | 567.98
12 | 28 | 17:00 | 0 | 2016-12-28 | 17 | 48.03 | 1.28 | 49.31 | 0
12 | 28 | 18:00 | 0 | 2016-12-28 | 18 | 60.92 | 1.41 | 62.33 | 0
12 | 28 | 19:00 | 0 | 2016-12-28 | 19 | 49.04 | 1.26 | 50.3 | 0
12 | 28 | 20:00 | 0 | 2016-12-28 | 20 | 47.23 | 1.33 | 48.56 | 0
12 | 28 | 21:00 | 0 | 2016-12-28 | 21 | 45.07 | 1.26 | 46.33 | 0
12 | 28 | 22:00 | 0 | 2016-12-28 | 22 | 44.88 | 1.32 | 46.2 | 0
12 | 28 | 23:00 | 0 | 2016-12-28 | 23 | 38.42 | 1.42 | 39.84 | 0
12 | 28 | 24:00 | 0 | 2016-12-28 | 24 | 33.55 | 0.91 | 34.46 | 0
12 | 29 | 01:00 | 0 | 2016-12-29 | 1 | 38.69 | 0.99 | 39.68 | 0
12 | 29 | 02:00 | 0 | 2016-12-29 | 2 | 38.99 | 0.99 | 39.98 | 0
12 | 29 | 03:00 | 0 | 2016-12-29 | 3 | 35.45 | 1.07 | 36.52 | 0
12 | 29 | 04:00 | 0 | 2016-12-29 | 4 | 34.99 | 1.06 | 36.05 | 0
12 | 29 | 05:00 | 0 | 2016-12-29 | 5 | 37.54 | 1.07 | 38.61 | 0
12 | 29 | 06:00 | 0 | 2016-12-29 | 6 | 39.84 | 1.08 | 40.92 | 0
12 | 29 | 07:00 | 9 | 2016-12-29 | 7 | 37.73 | 1.18 | 38.91 | 350.19
12 | 29 | 08:00 | 224 | 2016-12-29 | 8 | 41 | 1.69 | 42.69 | 9562.56
12 | 29 | 09:00 | 243 | 2016-12-29 | 9 | 42.62 | 1.57 | 44.19 | 10738.17
12 | 29 | 10:00 | 369 | 2016-12-29 | 10 | 45.53 | 1.52 | 47.05 | 17361.45
12 | 29 | 11:00 | 426 | 2016-12-29 | 11 | 50.95 | 1.7 | 52.65 | 22428.9
12 | 29 | 12:00 | 220 | 2016-12-29 | 12 | 45.63 | 1.54 | 47.17 | 10377.4
12 | 29 | 13:00 | 58 | 2016-12-29 | 13 | 45.57 | 1.55 | 47.12 | 2732.96
12 | 29 | 14:00 | 62 | 2016-12-29 | 14 | 47.49 | 1.55 | 49.04 | 3040.48
12 | 29 | 15:00 | 7 | 2016-12-29 | 15 | 42.49 | 1.51 | 44 | 308
12 | 29 | 16:00 | 0 | 2016-12-29 | 16 | 45.09 | 1.54 | 46.63 | 0
12 | 29 | 17:00 | 0 | 2016-12-29 | 17 | 58.98 | 1.64 | 60.62 | 0
12 | 29 | 18:00 | 0 | 2016-12-29 | 18 | 47.24 | 1.47 | 48.71 | 0
12 | 29 | 19:00 | 0 | 2016-12-29 | 19 | 43.27 | 1.48 | 44.75 | 0
12 | 29 | 20:00 | 0 | 2016-12-29 | 20 | 47.45 | 1.63 | 49.08 | 0
12 | 29 | 21:00 | 0 | 2016-12-29 | 21 | 40.68 | 1.52 | 42.2 | 0
12 | 29 | 22:00 | 0 | 2016-12-29 | 22 | 38.35 | 1.53 | 39.88 | 0
12 | 29 | 23:00 | 0 | 2016-12-29 | 23 | 36.55 | 1.61 | 38.16 | 0
12 | 29 | 24:00 | 0 | 2016-12-29 | 24 | 16.59 | 1.24 | 17.83 | 0
12 | 30 | 01:00 | 0 | 2016-12-30 | 1 | -0.41 | 0.34 | -0.07 | 0
12 | 30 | 02:00 | 0 | 2016-12-30 | 2 | 31.56 | 0.33 | 31.89 | 0
12 | 30 | 03:00 | 0 | 2016-12-30 | 3 | 30.67 | 0.34 | 31.01 | 0
12 | 30 | 04:00 | 0 | 2016-12-30 | 4 | 14.46 | 0.62 | 15.08 | 0
12 | 30 | 05:00 | 0 | 2016-12-30 | 5 | 22.21 | 0.45 | 22.66 | 0
12 | 30 | 06:00 | 0 | 2016-12-30 | 6 | 28.23 | 0.33 | 28.56 | 0
12 | 30 | 07:00 | 0 | 2016-12-30 | 7 | 8.88 | 0.39 | 9.27 | 0
12 | 30 | 08:00 | 2 | 2016-12-30 | 8 | 19.16 | 1.21 | 20.37 | 40.74
12 | 30 | 09:00 | 31 | 2016-12-30 | 9 | 33.18 | 0.92 | 34.1 | 1057.1
12 | 30 | 10:00 | 373 | 2016-12-30 | 10 | 34.38 | 0.9 | 35.28 | 13159.44
12 | 30 | 11:00 | 2606 | 2016-12-30 | 11 | 35.2 | 0.86 | 36.06 | 93972.36
12 | 30 | 12:00 | 3518 | 2016-12-30 | 12 | 35.48 | 0.86 | 36.34 | 127844.12
12 | 30 | 13:00 | 2616 | 2016-12-30 | 13 | 35.56 | 0.86 | 36.42 | 95274.72
12 | 30 | 14:00 | 2244 | 2016-12-30 | 14 | 36.29 | 0.84 | 37.13 | 83319.72
12 | 30 | 15:00 | 902 | 2016-12-30 | 15 | 36.21 | 0.84 | 37.05 | 33419.1
12 | 30 | 16:00 | 15 | 2016-12-30 | 16 | 34.34 | 0.82 | 35.16 | 527.4
12 | 30 | 17:00 | 0 | 2016-12-30 | 17 | 38.92 | 0.81 | 39.73 | 0
12 | 30 | 18:00 | 0 | 2016-12-30 | 18 | 48.83 | 0.9 | 49.73 | 0
12 | 30 | 19:00 | 0 | 2016-12-30 | 19 | 42.44 | 0.86 | 43.3 | 0
12 | 30 | 20:00 | 0 | 2016-12-30 | 20 | 42.74 | 0.8 | 43.54 | 0
12 | 30 | 21:00 | 0 | 2016-12-30 | 21 | 39.12 | 0.84 | 39.96 | 0
12 | 30 | 22:00 | 0 | 2016-12-30 | 22 | 36.99 | 0.85 | 37.84 | 0
12 | 30 | 23:00 | 0 | 2016-12-30 | 23 | 34.79 | 0.95 | 35.74 | 0
12 | 30 | 24:00 | 0 | 2016-12-30 | 24 | 34.95 | 0.56 | 35.51 | 0
12 | 31 | 01:00 | 0 | 2016-12-31 | 1 | 31.61 | 1.23 | 32.84 | 0
12 | 31 | 02:00 | 0 | 2016-12-31 | 2 | 29.21 | 1.2 | 30.41 | 0
12 | 31 | 03:00 | 0 | 2016-12-31 | 3 | 30.24 | 1.2 | 31.44 | 0
12 | 31 | 04:00 | 0 | 2016-12-31 | 4 | 29.33 | 1.11 | 30.44 | 0
12 | 31 | 05:00 | 0 | 2016-12-31 | 5 | 32.63 | 1.09 | 33.72 | 0
12 | 31 | 06:00 | 0 | 2016-12-31 | 6 | 33.8 | 1.23 | 35.03 | 0
12 | 31 | 07:00 | 285 | 2016-12-31 | 7 | 34.04 | 1.21 | 35.25 | 10046.25
12 | 31 | 08:00 | 1776 | 2016-12-31 | 8 | 37.15 | 1.29 | 38.44 | 68269.44
12 | 31 | 09:00 | 2341 | 2016-12-31 | 9 | 39.92 | 1.24 | 41.16 | 96355.56
12 | 31 | 10:00 | 3345 | 2016-12-31 | 10 | 46.85 | 1.23 | 48.08 | 160827.6
12 | 31 | 11:00 | 2132 | 2016-12-31 | 11 | 57.06 | 1.17 | 58.23 | 124146.36
12 | 31 | 12:00 | 1765 | 2016-12-31 | 12 | 52.73 | 1.22 | 53.95 | 95221.75
12 | 31 | 13:00 | 703 | 2016-12-31 | 13 | 45.01 | 1.09 | 46.1 | 32408.3
12 | 31 | 14:00 | 487 | 2016-12-31 | 14 | 39.59 | 1.05 | 40.64 | 19791.68
12 | 31 | 15:00 | 159 | 2016-12-31 | 15 | 44.13 | 1.18 | 45.31 | 7204.29
12 | 31 | 16:00 | 3 | 2016-12-31 | 16 | 45.61 | 1.19 | 46.8 | 140.4
12 | 31 | 17:00 | 0 | 2016-12-31 | 17 | 59.58 | 1.24 | 60.82 | 0
12 | 31 | 18:00 | 0 | 2016-12-31 | 18 | 53.65 | 1.22 | 54.87 | 0
12 | 31 | 19:00 | 0 | 2016-12-31 | 19 | 46.42 | 1.12 | 47.54 | 0
12 | 31 | 20:00 | 0 | 2016-12-31 | 20 | 39.8 | 1.24 | 41.04 | 0
12 | 31 | 21:00 | 0 | 2016-12-31 | 21 | 43.08 | 1.48 | 44.56 | 0
12 | 31 | 22:00 | 0 | 2016-12-31 | 22 | 37.53 | 1.13 | 38.66 | 0
12 | 31 | 23:00 | 0 | 2016-12-31 | 23 | 37.79 | 1.25 | 39.04 | 0
12 | 31 | 24:00 | 0 | 2016-12-31 | 24 | 34.64 | 1.34 | 35.98 | 0
1 | 1 | 01:00 | 0 | 2017-01-01 | 1 | 36.41 | 0.62 | 37.03 | 0
1 | 1 | 02:00 | 0 | 2017-01-01 | 2 | 36.82 | 0.47 | 37.29 | 0
1 | 1 | 03:00 | 0 | 2017-01-01 | 3 | 35.62 | 0.28 | 35.9 | 0
1 | 1 | 04:00 | 0 | 2017-01-01 | 4 | 33.86 | 0.41 | 34.27 | 0
1 | 1 | 05:00 | 0 | 2017-01-01 | 5 | 35.16 | 0.37 | 35.53 | 0
1 | 1 | 06:00 | 0 | 2017-01-01 | 6 | 34.13 | 0.33 | 34.46 | 0
1 | 1 | 07:00 | 195 | 2017-01-01 | 7 | 34.23 | 0.35 | 34.58 | 6743.1
1 | 1 | 08:00 | 1865 | 2017-01-01 | 8 | 32.88 | 0.35 | 33.23 | 61973.95
1 | 1 | 09:00 | 2063 | 2017-01-01 | 9 | 24.05 | 0.58 | 24.63 | 50811.69
1 | 1 | 10:00 | 2264 | 2017-01-01 | 10 | 25.88 | 0.29 | 26.17 | 59248.88
1 | 1 | 11:00 | 5071 | 2017-01-01 | 11 | 16.94 | 0.33 | 17.27 | 87576.17
1 | 1 | 12:00 | 4999 | 2017-01-01 | 12 | 24.28 | 0.38 | 24.66 | 123275.34
1 | 1 | 13:00 | 4213 | 2017-01-01 | 13 | 28.03 | 0.35 | 28.38 | 119564.94
1 | 1 | 14:00 | 3176 | 2017-01-01 | 14 | 28.82 | 0.26 | 29.08 | 92358.08
1 | 1 | 15:00 | 1403 | 2017-01-01 | 15 | 21.16 | 0.41 | 21.57 | 30262.71
1 | 1 | 16:00 | 34 | 2017-01-01 | 16 | 28.41 | 0.25 | 28.66 | 974.44
1 | 1 | 17:00 | 0 | 2017-01-01 | 17 | 32.7 | 0.27 | 32.97 | 0
1 | 1 | 18:00 | 0 | 2017-01-01 | 18 | 42.58 | 0.3 | 42.88 | 0
1 | 1 | 19:00 | 0 | 2017-01-01 | 19 | 44.8 | 0.29 | 45.09 | 0
1 | 1 | 20:00 | 0 | 2017-01-01 | 20 | 38.25 | 0.26 | 38.51 | 0
1 | 1 | 21:00 | 0 | 2017-01-01 | 21 | 36.94 | 0.23 | 37.17 | 0
1 | 1 | 22:00 | 0 | 2017-01-01 | 22 | 37.27 | 0.37 | 37.64 | 0
1 | 1 | 23:00 | 0 | 2017-01-01 | 23 | 31.39 | 0.33 | 31.72 | 0
1 | 1 | 24:00 | 0 | 2017-01-01 | 24 | -69.16 | 1.48 | -67.68 | 0
1 | 2 | 01:00 | 0 | 2017-01-02 | 1 | 19.14 | 2.78 | 21.92 | 0
1 | 2 | 02:00 | 0 | 2017-01-02 | 2 | 33.8 | 2.66 | 36.46 | 0
1 | 2 | 03:00 | 0 | 2017-01-02 | 3 | 29.54 | 2.76 | 32.3 | 0
1 | 2 | 04:00 | 0 | 2017-01-02 | 4 | 27.88 | 2.65 | 30.53 | 0
1 | 2 | 05:00 | 0 | 2017-01-02 | 5 | 30.92 | 2.63 | 33.55 | 0
1 | 2 | 06:00 | 0 | 2017-01-02 | 6 | 34.48 | 2.64 | 37.12 | 0
1 | 2 | 07:00 | 61 | 2017-01-02 | 7 | 38.42 | 2.8 | 41.22 | 2514.42
1 | 2 | 08:00 | 1262 | 2017-01-02 | 8 | 36.83 | 2.78 | 39.61 | 49987.82
1 | 2 | 09:00 | 1964 | 2017-01-02 | 9 | 39.86 | 2.69 | 42.55 | 83568.2
1 | 2 | 10:00 | 2899 | 2017-01-02 | 10 | 53.3 | 2.75 | 56.05 | 162488.95
1 | 2 | 11:00 | 4544 | 2017-01-02 | 11 | 51.62 | 2.74 | 54.36 | 247011.84
1 | 2 | 12:00 | 3344 | 2017-01-02 | 12 | 46.78 | 2.66 | 49.44 | 165327.36
1 | 2 | 13:00 | 3361 | 2017-01-02 | 13 | 47.17 | 2.72 | 49.89 | 167680.29
1 | 2 | 14:00 | 1655 | 2017-01-02 | 14 | 51.27 | 2.87 | 54.14 | 89601.7
1 | 2 | 15:00 | 331 | 2017-01-02 | 15 | 40.52 | 2.63 | 43.15 | 14282.65
1 | 2 | 16:00 | 5 | 2017-01-02 | 16 | 44.09 | 2.74 | 46.83 | 234.15
1 | 2 | 17:00 | 0 | 2017-01-02 | 17 | 52.63 | 2.66 | 55.29 | 0
1 | 2 | 18:00 | 0 | 2017-01-02 | 18 | 75.1 | 3.82 | 78.92 | 0
1 | 2 | 19:00 | 0 | 2017-01-02 | 19 | 59.91 | 3.27 | 63.18 | 0
1 | 2 | 20:00 | 0 | 2017-01-02 | 20 | 58.97 | 3.03 | 62 | 0
1 | 2 | 21:00 | 0 | 2017-01-02 | 21 | 44.26 | 2.69 | 46.95 | 0
1 | 2 | 22:00 | 0 | 2017-01-02 | 22 | 38.54 | 2.65 | 41.19 | 0
1 | 2 | 23:00 | 0 | 2017-01-02 | 23 | 33.84 | 2.8 | 36.64 | 0
1 | 2 | 24:00 | 0 | 2017-01-02 | 24 | 29.44 | 2.81 | 32.25 | 0
1 | 3 | 01:00 | 0 | 2017-01-03 | 1 | 31.01 | 1.18 | 32.19 | 0
1 | 3 | 02:00 | 0 | 2017-01-03 | 2 | 15.82 | 1.21 | 17.03 | 0
1 | 3 | 03:00 | 0 | 2017-01-03 | 3 | 22.32 | 1.21 | 23.53 | 0
1 | 3 | 04:00 | 0 | 2017-01-03 | 4 | 33.06 | 1.02 | 34.08 | 0
1 | 3 | 05:00 | 0 | 2017-01-03 | 5 | 34.38 | 0.97 | 35.35 | 0
1 | 3 | 06:00 | 0 | 2017-01-03 | 6 | 30.22 | 1.05 | 31.27 | 0
1 | 3 | 07:00 | 20 | 2017-01-03 | 7 | 38.18 | 1.16 | 39.34 | 786.8
1 | 3 | 08:00 | 260 | 2017-01-03 | 8 | 67.77 | 2.08 | 69.85 | 18161
1 | 3 | 09:00 | 649 | 2017-01-03 | 9 | 44.3 | 1.61 | 45.91 | 29795.59
1 | 3 | 10:00 | 737 | 2017-01-03 | 10 | 43.31 | 1.58 | 44.89 | 33083.93
1 | 3 | 11:00 | 615 | 2017-01-03 | 11 | 41.93 | 1.53 | 43.46 | 26727.9
1 | 3 | 12:00 | 598 | 2017-01-03 | 12 | 43.82 | 1.5 | 45.32 | 27101.36
1 | 3 | 13:00 | 499 | 2017-01-03 | 13 | 42.93 | 1.51 | 44.44 | 22175.56
1 | 3 | 14:00 | 241 | 2017-01-03 | 14 | 42.51 | 1.52 | 44.03 | 10611.23
1 | 3 | 15:00 | 56 | 2017-01-03 | 15 | 42.46 | 1.55 | 44.01 | 2464.56
1 | 3 | 16:00 | 0 | 2017-01-03 | 16 | 43.89 | 1.54 | 45.43 | 0
1 | 3 | 17:00 | 0 | 2017-01-03 | 17 | 53.66 | 1.7 | 55.36 | 0
1 | 3 | 18:00 | 0 | 2017-01-03 | 18 | 48.56 | 1.56 | 50.12 | 0
1 | 3 | 19:00 | 0 | 2017-01-03 | 19 | 55.76 | 1.6 | 57.36 | 0
1 | 3 | 20:00 | 0 | 2017-01-03 | 20 | 44.86 | 1.54 | 46.4 | 0
1 | 3 | 21:00 | 0 | 2017-01-03 | 21 | 39.72 | 1.5 | 41.22 | 0
1 | 3 | 22:00 | 0 | 2017-01-03 | 22 | 36.82 | 1.53 | 38.35 | 0
1 | 3 | 23:00 | 0 | 2017-01-03 | 23 | 32.41 | 1.79 | 34.2 | 0
1 | 3 | 24:00 | 0 | 2017-01-03 | 24 | 32.26 | 1.11 | 33.37 | 0
1 | 4 | 01:00 | 0 | 2017-01-04 | 1 | 28.55 | 0.97 | 29.52 | 0
1 | 4 | 02:00 | 0 | 2017-01-04 | 2 | 32.17 | 0.76 | 32.93 | 0
1 | 4 | 03:00 | 0 | 2017-01-04 | 3 | 28.05 | 0.89 | 28.94 | 0
1 | 4 | 04:00 | 0 | 2017-01-04 | 4 | 29.1 | 0.95 | 30.05 | 0
1 | 4 | 05:00 | 0 | 2017-01-04 | 5 | 29.84 | 0.84 | 30.68 | 0
1 | 4 | 06:00 | 0 | 2017-01-04 | 6 | 30.13 | 1.21 | 31.34 | 0
1 | 4 | 07:00 | 138 | 2017-01-04 | 7 | 31.5 | 1.48 | 32.98 | 4551.24
1 | 4 | 08:00 | 1917 | 2017-01-04 | 8 | 43.39 | 2.85 | 46.24 | 88642.08
1 | 4 | 09:00 | 4766 | 2017-01-04 | 9 | 42.61 | 1.4 | 44.01 | 209751.66
1 | 4 | 10:00 | 5046 | 2017-01-04 | 10 | 39.34 | 1.31 | 40.65 | 205119.9
1 | 4 | 11:00 | 5908 | 2017-01-04 | 11 | 39.72 | 1.35 | 41.07 | 242641.56
1 | 4 | 12:00 | 4774 | 2017-01-04 | 12 | 37.87 | 1.29 | 39.16 | 186949.84
1 | 4 | 13:00 | 5660 | 2017-01-04 | 13 | 37.45 | 1.29 | 38.74 | 219268.4
1 | 4 | 14:00 | 3272 | 2017-01-04 | 14 | 36.82 | 1.29 | 38.11 | 124695.92
1 | 4 | 15:00 | 1722 | 2017-01-04 | 15 | 35.93 | 1.29 | 37.22 | 64092.84
1 | 4 | 16:00 | 47 | 2017-01-04 | 16 | 35.2 | 1.29 | 36.49 | 1715.03
1 | 4 | 17:00 | 0 | 2017-01-04 | 17 | 39.45 | 1.31 | 40.76 | 0
1 | 4 | 18:00 | 0 | 2017-01-04 | 18 | 61.5 | 1.38 | 62.88 | 0
1 | 4 | 19:00 | 0 | 2017-01-04 | 19 | 45.98 | 1.31 | 47.29 | 0
1 | 4 | 20:00 | 0 | 2017-01-04 | 20 | 45.7 | 1.47 | 47.17 | 0
1 | 4 | 21:00 | 0 | 2017-01-04 | 21 | 38.84 | 1.35 | 40.19 | 0
1 | 4 | 22:00 | 0 | 2017-01-04 | 22 | 34.94 | 1.29 | 36.23 | 0
1 | 4 | 23:00 | 0 | 2017-01-04 | 23 | 35.06 | 1.47 | 36.53 | 0
1 | 4 | 24:00 | 0 | 2017-01-04 | 24 | 38.94 | 0.92 | 39.86 | 0
1 | 5 | 01:00 | 0 | 2017-01-05 | 1 | 32.13 | 0.51 | 32.64 | 0
1 | 5 | 02:00 | 0 | 2017-01-05 | 2 | 16.24 | 0.67 | 16.91 | 0
1 | 5 | 03:00 | 0 | 2017-01-05 | 3 | -14.92 | 0.7 | -14.22 | 0
1 | 5 | 04:00 | 0 | 2017-01-05 | 4 | -11.13 | 0.67 | -10.46 | 0
1 | 5 | 05:00 | 0 | 2017-01-05 | 5 | 13.64 | 0.69 | 14.33 | 0
1 | 5 | 06:00 | 0 | 2017-01-05 | 6 | 16.43 | 0.79 | 17.22 | 0
1 | 5 | 07:00 | 499 | 2017-01-05 | 7 | 36.27 | 1.38 | 37.65 | 18787.35
1 | 5 | 08:00 | 4226 | 2017-01-05 | 8 | 47.24 | 1.75 | 48.99 | 207031.74
1 | 5 | 09:00 | 7689 | 2017-01-05 | 9 | 41.08 | 1.25 | 42.33 | 325475.37
1 | 5 | 10:00 | 9923 | 2017-01-05 | 10 | 39.06 | 1.1 | 40.16 | 398507.68
1 | 5 | 11:00 | 11095 | 2017-01-05 | 11 | 48.46 | 1.03 | 49.49 | 549091.55
1 | 5 | 12:00 | 10429 | 2017-01-05 | 12 | 47.81 | 1.07 | 48.88 | 509769.52
1 | 5 | 13:00 | 7498 | 2017-01-05 | 13 | 46 | 1.09 | 47.09 | 353080.82
1 | 5 | 14:00 | 5148 | 2017-01-05 | 14 | 44.42 | 1.09 | 45.51 | 234285.48
1 | 5 | 15:00 | 2156 | 2017-01-05 | 15 | 43.22 | 1.11 | 44.33 | 95575.48
1 | 5 | 16:00 | 65 | 2017-01-05 | 16 | 45.7 | 1.09 | 46.79 | 3041.35
1 | 5 | 17:00 | 0 | 2017-01-05 | 17 | 46.63 | 1.04 | 47.67 | 0
1 | 5 | 18:00 | 0 | 2017-01-05 | 18 | 54.37 | 0.98 | 55.35 | 0
1 | 5 | 19:00 | 0 | 2017-01-05 | 19 | 57.92 | 1.13 | 59.05 | 0
1 | 5 | 20:00 | 0 | 2017-01-05 | 20 | 55.9 | 1.11 | 57.01 | 0
1 | 5 | 21:00 | 0 | 2017-01-05 | 21 | 48.57 | 1.01 | 49.58 | 0
1 | 5 | 22:00 | 0 | 2017-01-05 | 22 | 45.6 | 1.12 | 46.72 | 0
1 | 5 | 23:00 | 0 | 2017-01-05 | 23 | 27.23 | 1.41 | 28.64 | 0
1 | 5 | 24:00 | 0 | 2017-01-05 | 24 | 39.79 | 0.84 | 40.63 | 0
1 | 6 | 01:00 | 0 | 2017-01-06 | 1 | 39.84 | 0.56 | 40.4 | 0
1 | 6 | 02:00 | 0 | 2017-01-06 | 2 | 30.72 | 0.56 | 31.28 | 0
1 | 6 | 03:00 | 0 | 2017-01-06 | 3 | 36.62 | 0.38 | 37 | 0
1 | 6 | 04:00 | 0 | 2017-01-06 | 4 | 40.27 | 0.38 | 40.65 | 0
1 | 6 | 05:00 | 0 | 2017-01-06 | 5 | 40.41 | 0.49 | 40.9 | 0
1 | 6 | 06:00 | 0 | 2017-01-06 | 6 | 33.88 | 0.76 | 34.64 | 0
1 | 6 | 07:00 | 0 | 2017-01-06 | 7 | 36.92 | 0.79 | 37.71 | 0
1 | 6 | 08:00 | 41 | 2017-01-06 | 8 | 50.43 | 1.11 | 51.54 | 2113.14
1 | 6 | 09:00 | 432 | 2017-01-06 | 9 | 50.82 | 0.95 | 51.77 | 22364.64
1 | 6 | 10:00 | 949 | 2017-01-06 | 10 | 50.52 | 0.83 | 51.35 | 48731.15
1 | 6 | 11:00 | 1565 | 2017-01-06 | 11 | 57.83 | 0.95 | 58.78 | 91990.7
1 | 6 | 12:00 | 1653 | 2017-01-06 | 12 | 51.65 | 1.09 | 52.74 | 87179.22
1 | 6 | 13:00 | 1998 | 2017-01-06 | 13 | 51.05 | 0.84 | 51.89 | 103676.22
1 | 6 | 14:00 | 1859 | 2017-01-06 | 14 | 50.8 | 0.77 | 51.57 | 95868.63
1 | 6 | 15:00 | 680 | 2017-01-06 | 15 | 50.02 | 0.84 | 50.86 | 34584.8
1 | 6 | 16:00 | 31 | 2017-01-06 | 16 | 50.83 | 1 | 51.83 | 1606.73
1 | 6 | 17:00 | 0 | 2017-01-06 | 17 | 55.67 | 0.9 | 56.57 | 0
1 | 6 | 18:00 | 0 | 2017-01-06 | 18 | 70.35 | 0.87 | 71.22 | 0
1 | 6 | 19:00 | 0 | 2017-01-06 | 19 | 60.46 | 0.78 | 61.24 | 0
1 | 6 | 20:00 | 0 | 2017-01-06 | 20 | 49.92 | 0.82 | 50.74 | 0
1 | 6 | 21:00 | 0 | 2017-01-06 | 21 | 50.07 | 0.9 | 50.97 | 0
1 | 6 | 22:00 | 0 | 2017-01-06 | 22 | 47.71 | 0.87 | 48.58 | 0
1 | 6 | 23:00 | 0 | 2017-01-06 | 23 | 33.14 | 1.29 | 34.43 | 0
1 | 6 | 24:00 | 0 | 2017-01-06 | 24 | 36.57 | 1.41 | 37.98 | 0
1 | 7 | 01:00 | 0 | 2017-01-07 | 1 | 47.03 | 1.77 | 48.8 | 0
1 | 7 | 02:00 | 0 | 2017-01-07 | 2 | 46.26 | 2.14 | 48.4 | 0
1 | 7 | 03:00 | 0 | 2017-01-07 | 3 | 37.74 | 2.14 | 39.88 | 0
1 | 7 | 04:00 | 0 | 2017-01-07 | 4 | 4.14 | 2.01 | 6.15 | 0
1 | 7 | 05:00 | 0 | 2017-01-07 | 5 | 27.07 | 1.87 | 28.94 | 0
1 | 7 | 06:00 | 0 | 2017-01-07 | 6 | 39.25 | 1.87 | 41.12 | 0
1 | 7 | 07:00 | 7 | 2017-01-07 | 7 | 26.42 | 2.19 | 28.61 | 200.27
1 | 7 | 08:00 | 270 | 2017-01-07 | 8 | 50.21 | 2.27 | 52.48 | 14169.6
1 | 7 | 09:00 | 703 | 2017-01-07 | 9 | 55.33 | 1.88 | 57.21 | 40218.63
1 | 7 | 10:00 | 825 | 2017-01-07 | 10 | 61.3 | 1.86 | 63.16 | 52107
1 | 7 | 11:00 | 685 | 2017-01-07 | 11 | 79.7 | 1.81 | 81.51 | 55834.35
1 | 7 | 12:00 | 518 | 2017-01-07 | 12 | 89.35 | 1.82 | 91.17 | 47226.06
1 | 7 | 13:00 | 345 | 2017-01-07 | 13 | 81.98 | 1.85 | 83.83 | 28921.35
1 | 7 | 14:00 | 174 | 2017-01-07 | 14 | 88.59 | 1.91 | 90.5 | 15747
1 | 7 | 15:00 | 44 | 2017-01-07 | 15 | 91.19 | 1.99 | 93.18 | 4099.92
1 | 7 | 16:00 | 0 | 2017-01-07 | 16 | 97.04 | 2.24 | 99.28 | 0
1 | 7 | 17:00 | 0 | 2017-01-07 | 17 | 100.26 | 2.28 | 102.54 | 0
1 | 7 | 18:00 | 0 | 2017-01-07 | 18 | 81.39 | 1.9 | 83.29 | 0
1 | 7 | 19:00 | 0 | 2017-01-07 | 19 | 88.96 | 2 | 90.96 | 0
1 | 7 | 20:00 | 0 | 2017-01-07 | 20 | 73.3 | 1.84 | 75.14 | 0
1 | 7 | 21:00 | 0 | 2017-01-07 | 21 | 86.26 | 1.94 | 88.2 | 0
1 | 7 | 22:00 | 0 | 2017-01-07 | 22 | 74.97 | 2.27 | 77.24 | 0
1 | 7 | 23:00 | 0 | 2017-01-07 | 23 | 65.31 | 2.48 | 67.79 | 0
1 | 7 | 24:00 | 0 | 2017-01-07 | 24 | 61.99 | 2.2 | 64.19 | 0
1 | 8 | 01:00 | 0 | 2017-01-08 | 1 | 62.05 | 1.57 | 63.62 | 0
1 | 8 | 02:00 | 0 | 2017-01-08 | 2 | 69.33 | 1.35 | 70.68 | 0
1 | 8 | 03:00 | 0 | 2017-01-08 | 3 | 69.37 | 1.35 | 70.72 | 0
1 | 8 | 04:00 | 0 | 2017-01-08 | 4 | 67.11 | 1.32 | 68.43 | 0
1 | 8 | 05:00 | 0 | 2017-01-08 | 5 | 65.2 | 1.25 | 66.45 | 0
1 | 8 | 06:00 | 0 | 2017-01-08 | 6 | 68.85 | 1.33 | 70.18 | 0
1 | 8 | 07:00 | 5 | 2017-01-08 | 7 | 71.53 | 1.86 | 73.39 | 366.95
1 | 8 | 08:00 | 192 | 2017-01-08 | 8 | 67.02 | 1.69 | 68.71 | 13192.32
1 | 8 | 09:00 | 487 | 2017-01-08 | 9 | 65.36 | 1.47 | 66.83 | 32546.21
1 | 8 | 10:00 | 821 | 2017-01-08 | 10 | 69.55 | 1.72 | 71.27 | 58512.67
1 | 8 | 11:00 | 968 | 2017-01-08 | 11 | 72.5 | 1.36 | 73.86 | 71496.48
1 | 8 | 12:00 | 830 | 2017-01-08 | 12 | 80.16 | 1.34 | 81.5 | 67645
1 | 8 | 13:00 | 981 | 2017-01-08 | 13 | 78.88 | 1.42 | 80.3 | 78774.3
1 | 8 | 14:00 | 635 | 2017-01-08 | 14 | 81.92 | 1.39 | 83.31 | 52901.85
1 | 8 | 15:00 | 181 | 2017-01-08 | 15 | 94.34 | 1.72 | 96.06 | 17386.86
1 | 8 | 16:00 | 8 | 2017-01-08 | 16 | 78.04 | 1.38 | 79.42 | 635.36
1 | 8 | 17:00 | 0 | 2017-01-08 | 17 | 80.51 | 1.38 | 81.89 | 0
1 | 8 | 18:00 | 0 | 2017-01-08 | 18 | 102.77 | 1.6 | 104.37 | 0
1 | 8 | 19:00 | 0 | 2017-01-08 | 19 | 93.52 | 1.48 | 95 | 0
1 | 8 | 20:00 | 0 | 2017-01-08 | 20 | 81.11 | 1.38 | 82.49 | 0
1 | 8 | 21:00 | 0 | 2017-01-08 | 21 | 73.8 | 1.38 | 75.18 | 0
1 | 8 | 22:00 | 0 | 2017-01-08 | 22 | 71.13 | 1.51 | 72.64 | 0
1 | 8 | 23:00 | 0 | 2017-01-08 | 23 | 62.48 | 1.49 | 63.97 | 0
1 | 8 | 24:00 | 0 | 2017-01-08 | 24 | 59.46 | 1.88 | 61.34 | 0
1 | 9 | 01:00 | 0 | 2017-01-09 | 1 | 49.29 | 0.43 | 49.72 | 0
1 | 9 | 02:00 | 0 | 2017-01-09 | 2 | 56.32 | 0.41 | 56.73 | 0
1 | 9 | 03:00 | 0 | 2017-01-09 | 3 | 56.03 | 0.41 | 56.44 | 0
1 | 9 | 04:00 | 0 | 2017-01-09 | 4 | 59.67 | 0.39 | 60.06 | 0
1 | 9 | 05:00 | 0 | 2017-01-09 | 5 | 52.49 | 0.38 | 52.87 | 0
1 | 9 | 06:00 | 0 | 2017-01-09 | 6 | 55.72 | 0.67 | 56.39 | 0
1 | 9 | 07:00 | 37 | 2017-01-09 | 7 | 65.63 | 0.8 | 66.43 | 2457.91
1 | 9 | 08:00 | 466 | 2017-01-09 | 8 | 75.24 | 1.57 | 76.81 | 35793.46
1 | 9 | 09:00 | 1101 | 2017-01-09 | 9 | 66.72 | 1.13 | 67.85 | 74702.85
1 | 9 | 10:00 | 1471 | 2017-01-09 | 10 | 66.69 | 0.97 | 67.66 | 99527.86
1 | 9 | 11:00 | 1796 | 2017-01-09 | 11 | 69.62 | 1.04 | 70.66 | 126905.36
1 | 9 | 12:00 | 1462 | 2017-01-09 | 12 | 70.88 | 0.98 | 71.86 | 105059.32
1 | 9 | 13:00 | 980 | 2017-01-09 | 13 | 70.15 | 1.01 | 71.16 | 69736.8
1 | 9 | 14:00 | 602 | 2017-01-09 | 14 | 74.99 | 1.04 | 76.03 | 45770.06
1 | 9 | 15:00 | 214 | 2017-01-09 | 15 | 69 | 0.97 | 69.97 | 14973.58
1 | 9 | 16:00 | 5 | 2017-01-09 | 16 | 66.18 | 0.98 | 67.16 | 335.8
1 | 9 | 17:00 | 0 | 2017-01-09 | 17 | 73.46 | 1.06 | 74.52 | 0
1 | 9 | 18:00 | 0 | 2017-01-09 | 18 | 82.68 | 0.95 | 83.63 | 0
1 | 9 | 19:00 | 0 | 2017-01-09 | 19 | 72.68 | 0.86 | 73.54 | 0
1 | 9 | 20:00 | 0 | 2017-01-09 | 20 | 73.78 | 0.88 | 74.66 | 0
1 | 9 | 21:00 | 0 | 2017-01-09 | 21 | 67.69 | 0.91 | 68.6 | 0
1 | 9 | 22:00 | 0 | 2017-01-09 | 22 | 61.88 | 0.95 | 62.83 | 0
1 | 9 | 23:00 | 0 | 2017-01-09 | 23 | 69.12 | 1.18 | 70.3 | 0
1 | 9 | 24:00 | 0 | 2017-01-09 | 24 | 60.1 | 0.66 | 60.76 | 0
1 | 10 | 01:00 | 0 | 2017-01-10 | 1 | 64.32 | 6.8 | 71.12 | 0
1 | 10 | 02:00 | 0 | 2017-01-10 | 2 | 86.7 | 7.37 | 94.07 | 0
1 | 10 | 03:00 | 0 | 2017-01-10 | 3 | 86.74 | 7.45 | 94.19 | 0
1 | 10 | 04:00 | 0 | 2017-01-10 | 4 | 67.53 | 6.81 | 74.34 | 0
1 | 10 | 05:00 | 0 | 2017-01-10 | 5 | 97.63 | 7.64 | 105.27 | 0
1 | 10 | 06:00 | 0 | 2017-01-10 | 6 | 98.41 | 8.12 | 106.53 | 0
1 | 10 | 07:00 | 51 | 2017-01-10 | 7 | 217.48 | 24.56 | 242.04 | 12344.04
1 | 10 | 08:00 | 350 | 2017-01-10 | 8 | 93.49 | 12.47 | 105.96 | 37086
1 | 10 | 09:00 | 1178 | 2017-01-10 | 9 | 77.96 | 8.1 | 86.06 | 101378.68
1 | 10 | 10:00 | 1675 | 2017-01-10 | 10 | 82.88 | 7.42 | 90.3 | 151252.5
1 | 10 | 11:00 | 1643 | 2017-01-10 | 11 | 48.63 | 7.17 | 55.8 | 91679.4
1 | 10 | 12:00 | 1776 | 2017-01-10 | 12 | 53.41 | 7.46 | 60.87 | 108105.12
1 | 10 | 13:00 | 2434 | 2017-01-10 | 13 | 42.57 | 7.19 | 49.76 | 121115.84
1 | 10 | 14:00 | 1866 | 2017-01-10 | 14 | 38.43 | 7.21 | 45.64 | 85164.24
1 | 10 | 15:00 | 476 | 2017-01-10 | 15 | 38.15 | 7.16 | 45.31 | 21567.56
1 | 10 | 16:00 | 13 | 2017-01-10 | 16 | 37.85 | 7.23 | 45.08 | 586.04
1 | 10 | 17:00 | 0 | 2017-01-10 | 17 | 40.71 | 7.23 | 47.94 | 0
1 | 10 | 18:00 | 0 | 2017-01-10 | 18 | 53.15 | 7.53 | 60.68 | 0
1 | 10 | 19:00 | 0 | 2017-01-10 | 19 | 45.05 | 7.5 | 52.55 | 0
1 | 10 | 20:00 | 0 | 2017-01-10 | 20 | 38.51 | 7.27 | 45.78 | 0
1 | 10 | 21:00 | 0 | 2017-01-10 | 21 | 37.93 | 7.25 | 45.18 | 0
1 | 10 | 22:00 | 0 | 2017-01-10 | 22 | 33.88 | 7.25 | 41.13 | 0
1 | 10 | 23:00 | 0 | 2017-01-10 | 23 | 46.93 | 7.99 | 54.92 | 0
1 | 10 | 24:00 | 0 | 2017-01-10 | 24 | 34.06 | 6.99 | 41.05 | 0
1 | 11 | 01:00 | 0 | 2017-01-11 | 1 | 29.55 | 0.81 | 30.36 | 0
1 | 11 | 02:00 | 0 | 2017-01-11 | 2 | 31.97 | 0.75 | 32.72 | 0
1 | 11 | 03:00 | 0 | 2017-01-11 | 3 | 31.37 | 0.75 | 32.12 | 0
1 | 11 | 04:00 | 0 | 2017-01-11 | 4 | 32.76 | 0.71 | 33.47 | 0
1 | 11 | 05:00 | 0 | 2017-01-11 | 5 | 33.44 | 0.74 | 34.18 | 0
1 | 11 | 06:00 | 0 | 2017-01-11 | 6 | 33.19 | 0.8 | 33.99 | 0
1 | 11 | 07:00 | 79 | 2017-01-11 | 7 | 34.78 | 1.39 | 36.17 | 2857.43
1 | 11 | 08:00 | 3392 | 2017-01-11 | 8 | 19.37 | 2.02 | 21.39 | 72554.88
1 | 11 | 09:00 | 7311 | 2017-01-11 | 9 | 10.24 | 1.31 | 11.55 | 84442.05
1 | 11 | 10:00 | 9801 | 2017-01-11 | 10 | 1.17 | 1.46 | 2.63 | 25776.63
1 | 11 | 11:00 | 11397 | 2017-01-11 | 11 | 0 | 1.48 | 1.48 | 16867.56
1 | 11 | 12:00 | 10946 | 2017-01-11 | 12 | 19.04 | 1.45 | 20.49 | 224283.54
1 | 11 | 13:00 | 8638 | 2017-01-11 | 13 | 7.87 | 1.52 | 9.39 | 81110.82
1 | 11 | 14:00 | 4733 | 2017-01-11 | 14 | 17.35 | 1.41 | 18.76 | 88791.08
1 | 11 | 15:00 | 1515 | 2017-01-11 | 15 | 26.1 | 1.38 | 27.48 | 41632.2
1 | 11 | 16:00 | 57 | 2017-01-11 | 16 | 27.16 | 1.28 | 28.44 | 1621.08
1 | 11 | 17:00 | 0 | 2017-01-11 | 17 | 28.25 | 1.27 | 29.52 | 0
1 | 11 | 18:00 | 0 | 2017-01-11 | 18 | 33.54 | 1.29 | 34.83 | 0
1 | 11 | 19:00 | 0 | 2017-01-11 | 19 | 27.11 | 1.24 | 28.35 | 0
1 | 11 | 20:00 | 0 | 2017-01-11 | 20 | 26.41 | 1.27 | 27.68 | 0
1 | 11 | 21:00 | 0 | 2017-01-11 | 21 | 24.13 | 1.24 | 25.37 | 0
1 | 11 | 22:00 | 0 | 2017-01-11 | 22 | 18.09 | 1.34 | 19.43 | 0
1 | 11 | 23:00 | 0 | 2017-01-11 | 23 | -19.39 | 1.52 | -17.87 | 0
1 | 11 | 24:00 | 0 | 2017-01-11 | 24 | 26.96 | 1.19 | 28.15 | 0
1 | 12 | 01:00 | 0 | 2017-01-12 | 1 | 94.26 | 2.69 | 96.95 | 0
1 | 12 | 02:00 | 0 | 2017-01-12 | 2 | 18.01 | 1.49 | 19.5 | 0
1 | 12 | 03:00 | 0 | 2017-01-12 | 3 | 10.84 | 1.34 | 12.18 | 0
1 | 12 | 04:00 | 0 | 2017-01-12 | 4 | 8.47 | 1.35 | 9.82 | 0
1 | 12 | 05:00 | 0 | 2017-01-12 | 5 | 16.27 | 1.37 | 17.64 | 0
1 | 12 | 06:00 | 0 | 2017-01-12 | 6 | -2.29 | 1.54 | -0.75 | 0
1 | 12 | 07:00 | 14 | 2017-01-12 | 7 | 31.04 | 1.91 | 32.95 | 461.3
1 | 12 | 08:00 | 685 | 2017-01-12 | 8 | 32.63 | 2.46 | 35.09 | 24036.65
1 | 12 | 09:00 | 1887 | 2017-01-12 | 9 | 30.61 | 2.03 | 32.64 | 61591.68
1 | 12 | 10:00 | 4132 | 2017-01-12 | 10 | 43.55 | 2.01 | 45.56 | 188253.92
1 | 12 | 11:00 | 4048 | 2017-01-12 | 11 | 29.65 | 1.85 | 31.5 | 127512
1 | 12 | 12:00 | 3507 | 2017-01-12 | 12 | 0.61 | 1.87 | 2.48 | 8697.36
1 | 12 | 13:00 | 1599 | 2017-01-12 | 13 | 21.34 | 1.68 | 23.02 | 36808.98
1 | 12 | 14:00 | 562 | 2017-01-12 | 14 | 23.13 | 1.63 | 24.76 | 13915.12
1 | 12 | 15:00 | 249 | 2017-01-12 | 15 | 23.18 | 1.63 | 24.81 | 6177.69
1 | 12 | 16:00 | 2 | 2017-01-12 | 16 | 17.3 | 1.71 | 19.01 | 38.02
1 | 12 | 17:00 | 0 | 2017-01-12 | 17 | 25.4 | 1.69 | 27.09 | 0
1 | 12 | 18:00 | 0 | 2017-01-12 | 18 | 22.61 | 2.47 | 25.08 | 0
1 | 12 | 19:00 | 0 | 2017-01-12 | 19 | 19.56 | 1.84 | 21.4 | 0
1 | 12 | 20:00 | 0 | 2017-01-12 | 20 | 17.1 | 1.68 | 18.78 | 0
1 | 12 | 21:00 | 0 | 2017-01-12 | 21 | 18.85 | 1.79 | 20.64 | 0
1 | 12 | 22:00 | 0 | 2017-01-12 | 22 | 11.96 | 1.79 | 13.75 | 0
1 | 12 | 23:00 | 0 | 2017-01-12 | 23 | -15.07 | 1.98 | -13.09 | 0
1 | 12 | 24:00 | 0 | 2017-01-12 | 24 | -23.98 | 1.59 | -22.39 | 0
1 | 13 | 01:00 | 0 | 2017-01-13 | 1 | 14.06 | 0.37 | 14.43 | 0
1 | 13 | 02:00 | 0 | 2017-01-13 | 2 | 16.69 | 0.31 | 17 | 0
1 | 13 | 03:00 | 0 | 2017-01-13 | 3 | 14.9 | 0.39 | 15.29 | 0
1 | 13 | 04:00 | 0 | 2017-01-13 | 4 | 14.94 | 0.41 | 15.35 | 0
1 | 13 | 05:00 | 0 | 2017-01-13 | 5 | 15.64 | 0.41 | 16.05 | 0
1 | 13 | 06:00 | 0 | 2017-01-13 | 6 | -1.41 | 0.6 | -0.81 | 0
1 | 13 | 07:00 | 539 | 2017-01-13 | 7 | 19.08 | 0.68 | 19.76 | 10650.64
1 | 13 | 08:00 | 3642 | 2017-01-13 | 8 | 19.43 | 1.65 | 21.08 | 76773.36
1 | 13 | 09:00 | 6974 | 2017-01-13 | 9 | 15.93 | 1.36 | 17.29 | 120580.46
1 | 13 | 10:00 | 10040 | 2017-01-13 | 10 | 7.28 | 1 | 8.28 | 83131.2
1 | 13 | 11:00 | 12192 | 2017-01-13 | 11 | 19.99 | 1.07 | 21.06 | 256763.52
1 | 13 | 12:00 | 11084 | 2017-01-13 | 12 | 26.02 | 0.94 | 26.96 | 298824.64
1 | 13 | 13:00 | 10043 | 2017-01-13 | 13 | 2.04 | 1.08 | 3.12 | 31334.16
1 | 13 | 14:00 | 7114 | 2017-01-13 | 14 | 6.86 | 1.11 | 7.97 | 56698.58
1 | 13 | 15:00 | 2815 | 2017-01-13 | 15 | 21.93 | 0.95 | 22.88 | 64407.2
1 | 13 | 16:00 | 151 | 2017-01-13 | 16 | 27.91 | 0.95 | 28.86 | 4357.86
1 | 13 | 17:00 | 0 | 2017-01-13 | 17 | 30.04 | 0.86 | 30.9 | 0
1 | 13 | 18:00 | 0 | 2017-01-13 | 18 | 33.08 | 1.03 | 34.11 | 0
1 | 13 | 19:00 | 0 | 2017-01-13 | 19 | 34.03 | 1.01 | 35.04 | 0
1 | 13 | 20:00 | 0 | 2017-01-13 | 20 | 29.41 | 0.85 | 30.26 | 0
1 | 13 | 21:00 | 0 | 2017-01-13 | 21 | 28.16 | 0.87 | 29.03 | 0
1 | 13 | 22:00 | 0 | 2017-01-13 | 22 | 28.4 | 0.94 | 29.34 | 0
1 | 13 | 23:00 | 0 | 2017-01-13 | 23 | 20.11 | 1.43 | 21.54 | 0
1 | 13 | 24:00 | 0 | 2017-01-13 | 24 | 15.49 | 0.95 | 16.44 | 0
1 | 14 | 01:00 | 0 | 2017-01-14 | 1 | 23.87 | 0.88 | 24.75 | 0
1 | 14 | 02:00 | 0 | 2017-01-14 | 2 | 25.74 | 0.8 | 26.54 | 0
1 | 14 | 03:00 | 0 | 2017-01-14 | 3 | 20.01 | 0.75 | 20.76 | 0
1 | 14 | 04:00 | 0 | 2017-01-14 | 4 | -76.53 | 0.93 | -75.6 | 0
1 | 14 | 05:00 | 0 | 2017-01-14 | 5 | 7.84 | 1 | 8.84 | 0
1 | 14 | 06:00 | 0 | 2017-01-14 | 6 | 31.98 | 0.82 | 32.8 | 0
1 | 14 | 07:00 | 620 | 2017-01-14 | 7 | 32.94 | 0.79 | 33.73 | 20912.6
1 | 14 | 08:00 | 4077 | 2017-01-14 | 8 | 21.15 | 0.95 | 22.1 | 90101.7
1 | 14 | 09:00 | 4654 | 2017-01-14 | 9 | 32.53 | 1.07 | 33.6 | 156374.4
1 | 14 | 10:00 | 6858 | 2017-01-14 | 10 | 38.47 | 0.93 | 39.4 | 270205.2
1 | 14 | 11:00 | 9165 | 2017-01-14 | 11 | 40.95 | 0.82 | 41.77 | 382822.05
1 | 14 | 12:00 | 10232 | 2017-01-14 | 12 | 41.33 | 0.9 | 42.23 | 432097.36
1 | 14 | 13:00 | 8247 | 2017-01-14 | 13 | 38.28 | 0.81 | 39.09 | 322375.23
1 | 14 | 14:00 | 5241 | 2017-01-14 | 14 | 38.27 | 0.82 | 39.09 | 204870.69
1 | 14 | 15:00 | 1420 | 2017-01-14 | 15 | 39.41 | 0.73 | 40.14 | 56998.8
1 | 14 | 16:00 | 63 | 2017-01-14 | 16 | 38.95 | 0.74 | 39.69 | 2500.47
1 | 14 | 17:00 | 0 | 2017-01-14 | 17 | 43.35 | 0.93 | 44.28 | 0
1 | 14 | 18:00 | 0 | 2017-01-14 | 18 | 46.63 | 0.71 | 47.34 | 0
1 | 14 | 19:00 | 0 | 2017-01-14 | 19 | 42.48 | 0.89 | 43.37 | 0
1 | 14 | 20:00 | 0 | 2017-01-14 | 20 | 39.82 | 0.87 | 40.69 | 0
1 | 14 | 21:00 | 0 | 2017-01-14 | 21 | 38.9 | 0.83 | 39.73 | 0
1 | 14 | 22:00 | 0 | 2017-01-14 | 22 | 38.6 | 0.82 | 39.42 | 0
1 | 14 | 23:00 | 0 | 2017-01-14 | 23 | 31.69 | 1.06 | 32.75 | 0
1 | 14 | 24:00 | 0 | 2017-01-14 | 24 | 32.62 | 1.06 | 33.68 | 0
1 | 15 | 01:00 | 0 | 2017-01-15 | 1 | 24.81 | 0.91 | 25.72 | 0
1 | 15 | 02:00 | 0 | 2017-01-15 | 2 | 16.1 | 0.66 | 16.76 | 0
1 | 15 | 03:00 | 0 | 2017-01-15 | 3 | 29.04 | 0.58 | 29.62 | 0
1 | 15 | 04:00 | 0 | 2017-01-15 | 4 | 5.02 | 0.7 | 5.72 | 0
1 | 15 | 05:00 | 0 | 2017-01-15 | 5 | 17.04 | 0.78 | 17.82 | 0
1 | 15 | 06:00 | 0 | 2017-01-15 | 6 | 25.54 | 0.82 | 26.36 | 0
1 | 15 | 07:00 | 494 | 2017-01-15 | 7 | 7.03 | 1.21 | 8.24 | 4070.56
1 | 15 | 08:00 | 4221 | 2017-01-15 | 8 | 8.75 | 1.15 | 9.9 | 41787.9
1 | 15 | 09:00 | 6917 | 2017-01-15 | 9 | 25.31 | 0.83 | 26.14 | 180810.38
1 | 15 | 10:00 | 9836 | 2017-01-15 | 10 | 21.22 | 0.65 | 21.87 | 215113.32
1 | 15 | 11:00 | 12135 | 2017-01-15 | 11 | 25.18 | 0.67 | 25.85 | 313689.75
1 | 15 | 12:00 | 11984 | 2017-01-15 | 12 | 30.47 | 0.58 | 31.05 | 372103.2
1 | 15 | 13:00 | 10156 | 2017-01-15 | 13 | 30.21 | 0.66 | 30.87 | 313515.72
1 | 15 | 14:00 | 7292 | 2017-01-15 | 14 | 28.28 | 0.57 | 28.85 | 210374.2
1 | 15 | 15:00 | 3259 | 2017-01-15 | 15 | 18.84 | 0.91 | 19.75 | 64365.25
1 | 15 | 16:00 | 294 | 2017-01-15 | 16 | 33.52 | 0.76 | 34.28 | 10078.32
1 | 15 | 17:00 | 0 | 2017-01-15 | 17 | 35.55 | 0.83 | 36.38 | 0
1 | 15 | 18:00 | 0 | 2017-01-15 | 18 | 47.15 | 0.99 | 48.14 | 0
1 | 15 | 19:00 | 0 | 2017-01-15 | 19 | 46.5 | 0.77 | 47.27 | 0
1 | 15 | 20:00 | 0 | 2017-01-15 | 20 | 42.21 | 0.82 | 43.03 | 0
1 | 15 | 21:00 | 0 | 2017-01-15 | 21 | 39.68 | 0.66 | 40.34 | 0
1 | 15 | 22:00 | 0 | 2017-01-15 | 22 | 41.46 | 0.7 | 42.16 | 0
1 | 15 | 23:00 | 0 | 2017-01-15 | 23 | 37.57 | 1.01 | 38.58 | 0
1 | 15 | 24:00 | 0 | 2017-01-15 | 24 | 42.53 | 1.94 | 44.47 | 0
1 | 16 | 01:00 | 0 | 2017-01-16 | 1 | 37.45 | 0.53 | 37.98 | 0
1 | 16 | 02:00 | 0 | 2017-01-16 | 2 | 33.97 | 0.43 | 34.4 | 0
1 | 16 | 03:00 | 0 | 2017-01-16 | 3 | 34.98 | 0.35 | 35.33 | 0
1 | 16 | 04:00 | 0 | 2017-01-16 | 4 | 38.31 | 0.22 | 38.53 | 0
1 | 16 | 05:00 | 0 | 2017-01-16 | 5 | 46.96 | 0.2 | 47.16 | 0
1 | 16 | 06:00 | 0 | 2017-01-16 | 6 | 50.95 | 1.41 | 52.36 | 0
1 | 16 | 07:00 | 687 | 2017-01-16 | 7 | 43.96 | 1.49 | 45.45 | 31224.15
1 | 16 | 08:00 | 4506 | 2017-01-16 | 8 | 42.06 | 1.27 | 43.33 | 195244.98
1 | 16 | 09:00 | 7910 | 2017-01-16 | 9 | 44.39 | 0.74 | 45.13 | 356978.3
1 | 16 | 10:00 | 10703 | 2017-01-16 | 10 | 40.84 | 0.68 | 41.52 | 444388.56
1 | 16 | 11:00 | 12194 | 2017-01-16 | 11 | 35.17 | 0.59 | 35.76 | 436057.44
1 | 16 | 12:00 | 11623 | 2017-01-16 | 12 | 32.28 | 0.57 | 32.85 | 381815.55
1 | 16 | 13:00 | 9758 | 2017-01-16 | 13 | 27.23 | 0.54 | 27.77 | 270979.66
1 | 16 | 14:00 | 5820 | 2017-01-16 | 14 | 28.66 | 0.71 | 29.37 | 170933.4
1 | 16 | 15:00 | 1763 | 2017-01-16 | 15 | 30.91 | 0.72 | 31.63 | 55763.69
1 | 16 | 16:00 | 201 | 2017-01-16 | 16 | 29.44 | 0.76 | 30.2 | 6070.2
1 | 16 | 17:00 | 0 | 2017-01-16 | 17 | 32.27 | 0.71 | 32.98 | 0
1 | 16 | 18:00 | 0 | 2017-01-16 | 18 | 34.65 | 0.66 | 35.31 | 0
1 | 16 | 19:00 | 0 | 2017-01-16 | 19 | 37.6 | 0.61 | 38.21 | 0
1 | 16 | 20:00 | 0 | 2017-01-16 | 20 | 36.08 | 0.62 | 36.7 | 0
1 | 16 | 21:00 | 0 | 2017-01-16 | 21 | 32.79 | 0.76 | 33.55 | 0
1 | 16 | 22:00 | 0 | 2017-01-16 | 22 | 31.39 | 0.7 | 32.09 | 0
1 | 16 | 23:00 | 0 | 2017-01-16 | 23 | 22.92 | 1.58 | 24.5 | 0
1 | 16 | 24:00 | 0 | 2017-01-16 | 24 | 17.43 | 0.69 | 18.12 | 0
1 | 17 | 01:00 | 0 | 2017-01-17 | 1 | 31.97 | 1.21 | 33.18 | 0
1 | 17 | 02:00 | 0 | 2017-01-17 | 2 | 29.89 | 1.02 | 30.91 | 0
1 | 17 | 03:00 | 0 | 2017-01-17 | 3 | 19.56 | 1.01 | 20.57 | 0
1 | 17 | 04:00 | 0 | 2017-01-17 | 4 | 28.73 | 0.9 | 29.63 | 0
1 | 17 | 05:00 | 0 | 2017-01-17 | 5 | 31.75 | 0.88 | 32.63 | 0
1 | 17 | 06:00 | 0 | 2017-01-17 | 6 | 29.46 | 1.53 | 30.99 | 0
1 | 17 | 07:00 | 409 | 2017-01-17 | 7 | 38.43 | 1.67 | 40.1 | 16400.9
1 | 17 | 08:00 | 2863 | 2017-01-17 | 8 | 44.32 | 1.72 | 46.04 | 131812.52
1 | 17 | 09:00 | 7141 | 2017-01-17 | 9 | 42.88 | 1.51 | 44.39 | 316988.99
1 | 17 | 10:00 | 9980 | 2017-01-17 | 10 | 38.71 | 1.49 | 40.2 | 401196
1 | 17 | 11:00 | 11802 | 2017-01-17 | 11 | 35.22 | 1.47 | 36.69 | 433015.38
1 | 17 | 12:00 | 10380 | 2017-01-17 | 12 | 35.66 | 1.48 | 37.14 | 385513.2
1 | 17 | 13:00 | 7051 | 2017-01-17 | 13 | 35.4 | 1.48 | 36.88 | 260040.88
1 | 17 | 14:00 | 2716 | 2017-01-17 | 14 | 42.89 | 1.59 | 44.48 | 120807.68
1 | 17 | 15:00 | 730 | 2017-01-17 | 15 | 61.78 | 1.97 | 63.75 | 46537.5
1 | 17 | 16:00 | 27 | 2017-01-17 | 16 | 38.1 | 1.46 | 39.56 | 1068.12
1 | 17 | 17:00 | 0 | 2017-01-17 | 17 | 56.88 | 1.83 | 58.71 | 0
1 | 17 | 18:00 | 0 | 2017-01-17 | 18 | 73.44 | 1.94 | 75.38 | 0
1 | 17 | 19:00 | 0 | 2017-01-17 | 19 | 46.9 | 1.44 | 48.34 | 0
1 | 17 | 20:00 | 0 | 2017-01-17 | 20 | 46.77 | 1.53 | 48.3 | 0
1 | 17 | 21:00 | 0 | 2017-01-17 | 21 | 38.31 | 1.51 | 39.82 | 0
1 | 17 | 22:00 | 0 | 2017-01-17 | 22 | 33.2 | 1.88 | 35.08 | 0
1 | 17 | 23:00 | 0 | 2017-01-17 | 23 | 31.43 | 1.85 | 33.28 | 0
1 | 17 | 24:00 | 0 | 2017-01-17 | 24 | 31.03 | 1.39 | 32.42 | 0
1 | 18 | 01:00 | 0 | 2017-01-18 | 1 | 23.04 | 1.01 | 24.05 | 0
1 | 18 | 02:00 | 0 | 2017-01-18 | 2 | 24.72 | 1.02 | 25.74 | 0
1 | 18 | 03:00 | 0 | 2017-01-18 | 3 | 26.74 | 1.13 | 27.87 | 0
1 | 18 | 04:00 | 0 | 2017-01-18 | 4 | 20.71 | 1.13 | 21.84 | 0
1 | 18 | 05:00 | 0 | 2017-01-18 | 5 | 18.48 | 1.23 | 19.71 | 0
1 | 18 | 06:00 | 0 | 2017-01-18 | 6 | 25.95 | 1.41 | 27.36 | 0
1 | 18 | 07:00 | 2 | 2017-01-18 | 7 | 32.03 | 1.2 | 33.23 | 66.46
1 | 18 | 08:00 | 29 | 2017-01-18 | 8 | 34.25 | 1.67 | 35.92 | 1041.68
1 | 18 | 09:00 | 27 | 2017-01-18 | 9 | 30.54 | 1.55 | 32.09 | 866.43
1 | 18 | 10:00 | 17 | 2017-01-18 | 10 | 30.22 | 1.49 | 31.71 | 539.07
1 | 18 | 11:00 | 5 | 2017-01-18 | 11 | 28.42 | 1.42 | 29.84 | 149.2
1 | 18 | 12:00 | 15 | 2017-01-18 | 12 | 28.43 | 1.43 | 29.86 | 447.9
1 | 18 | 13:00 | 19 | 2017-01-18 | 13 | 28.61 | 1.43 | 30.04 | 570.76
1 | 18 | 14:00 | 0 | 2017-01-18 | 14 | 33.16 | 1.59 | 34.75 | 0
1 | 18 | 15:00 | 0 | 2017-01-18 | 15 | 33.13 | 1.7 | 34.83 | 0
1 | 18 | 16:00 | 0 | 2017-01-18 | 16 | 29.76 | 1.51 | 31.27 | 0
1 | 18 | 17:00 | 0 | 2017-01-18 | 17 | 36.57 | 1.72 | 38.29 | 0
1 | 18 | 18:00 | 0 | 2017-01-18 | 18 | 46.02 | 1.51 | 47.53 | 0
1 | 18 | 19:00 | 0 | 2017-01-18 | 19 | 34.54 | 1.39 | 35.93 | 0
1 | 18 | 20:00 | 0 | 2017-01-18 | 20 | 35.65 | 1.64 | 37.29 | 0
1 | 18 | 21:00 | 0 | 2017-01-18 | 21 | 28.56 | 1.43 | 29.99 | 0
1 | 18 | 22:00 | 0 | 2017-01-18 | 22 | 38.14 | 2.09 | 40.23 | 0
1 | 18 | 23:00 | 0 | 2017-01-18 | 23 | 34.83 | 2.23 | 37.06 | 0
1 | 18 | 24:00 | 0 | 2017-01-18 | 24 | 24.01 | 1.2 | 25.21 | 0
1 | 19 | 01:00 | 0 | 2017-01-19 | 1 | 28.87 | 0.58 | 29.45 | 0
1 | 19 | 02:00 | 0 | 2017-01-19 | 2 | 26.39 | 0.51 | 26.9 | 0
1 | 19 | 03:00 | 0 | 2017-01-19 | 3 | 29.54 | 0.54 | 30.08 | 0
1 | 19 | 04:00 | 0 | 2017-01-19 | 4 | 30.25 | 0.58 | 30.83 | 0
1 | 19 | 05:00 | 0 | 2017-01-19 | 5 | 31.27 | 0.55 | 31.82 | 0
1 | 19 | 06:00 | 0 | 2017-01-19 | 6 | 30.21 | 0.8 | 31.01 | 0
1 | 19 | 07:00 | 0 | 2017-01-19 | 7 | 34.62 | 0.94 | 35.56 | 0
1 | 19 | 08:00 | 4 | 2017-01-19 | 8 | 37.01 | 1.52 | 38.53 | 154.12
1 | 19 | 09:00 | 83 | 2017-01-19 | 9 | 36.21 | 1.17 | 37.38 | 3102.54
1 | 19 | 10:00 | 661 | 2017-01-19 | 10 | 30.98 | 1.1 | 32.08 | 21204.88
1 | 19 | 11:00 | 2680 | 2017-01-19 | 11 | 29.6 | 1.15 | 30.75 | 82410
1 | 19 | 12:00 | 4523 | 2017-01-19 | 12 | 25.53 | 1.05 | 26.58 | 120221.34
1 | 19 | 13:00 | 4174 | 2017-01-19 | 13 | 26.04 | 1.08 | 27.12 | 113198.88
1 | 19 | 14:00 | 2876 | 2017-01-19 | 14 | 26.13 | 1.09 | 27.22 | 78284.72
1 | 19 | 15:00 | 1536 | 2017-01-19 | 15 | 26.16 | 1.12 | 27.28 | 41902.08
1 | 19 | 16:00 | 88 | 2017-01-19 | 16 | 28.2 | 1.07 | 29.27 | 2575.76
1 | 19 | 17:00 | 0 | 2017-01-19 | 17 | 31.5 | 1.02 | 32.52 | 0
1 | 19 | 18:00 | 0 | 2017-01-19 | 18 | 36.56 | 1.24 | 37.8 | 0
1 | 19 | 19:00 | 0 | 2017-01-19 | 19 | 34 | 1.08 | 35.08 | 0
1 | 19 | 20:00 | 0 | 2017-01-19 | 20 | 30.38 | 1.07 | 31.45 | 0
1 | 19 | 21:00 | 0 | 2017-01-19 | 21 | 31.36 | 1.23 | 32.59 | 0
1 | 19 | 22:00 | 0 | 2017-01-19 | 22 | 25.36 | 1.11 | 26.47 | 0
1 | 19 | 23:00 | 0 | 2017-01-19 | 23 | 27.03 | 1.6 | 28.63 | 0
1 | 19 | 24:00 | 0 | 2017-01-19 | 24 | 21.08 | 0.7 | 21.78 | 0
1 | 20 | 01:00 | 0 | 2017-01-20 | 1 | 13.07 | 2.34 | 15.41 | 0
1 | 20 | 02:00 | 0 | 2017-01-20 | 2 | 17.17 | 1.14 | 18.31 | 0
1 | 20 | 03:00 | 0 | 2017-01-20 | 3 | 22.51 | 0.86 | 23.37 | 0
1 | 20 | 04:00 | 0 | 2017-01-20 | 4 | 23.81 | 0.86 | 24.67 | 0
1 | 20 | 05:00 | 0 | 2017-01-20 | 5 | 22.45 | 0.87 | 23.32 | 0
1 | 20 | 06:00 | 0 | 2017-01-20 | 6 | 20.97 | 1.35 | 22.32 | 0
1 | 20 | 07:00 | 50 | 2017-01-20 | 7 | 29.44 | 1.12 | 30.56 | 1528
1 | 20 | 08:00 | 575 | 2017-01-20 | 8 | 31.99 | 1.6 | 33.59 | 19314.25
1 | 20 | 09:00 | 1186 | 2017-01-20 | 9 | 31.56 | 1.41 | 32.97 | 39102.42
1 | 20 | 10:00 | 1710 | 2017-01-20 | 10 | 29.93 | 1.36 | 31.29 | 53505.9
1 | 20 | 11:00 | 2421 | 2017-01-20 | 11 | 29.96 | 1.36 | 31.32 | 75825.72
1 | 20 | 12:00 | 2789 | 2017-01-20 | 12 | 28.22 | 1.35 | 29.57 | 82470.73
1 | 20 | 13:00 | 2151 | 2017-01-20 | 13 | 28.03 | 1.37 | 29.4 | 63239.4
1 | 20 | 14:00 | 1136 | 2017-01-20 | 14 | 28.48 | 1.36 | 29.84 | 33898.24
1 | 20 | 15:00 | 435 | 2017-01-20 | 15 | 27.81 | 1.37 | 29.18 | 12693.3
1 | 20 | 16:00 | 51 | 2017-01-20 | 16 | 27.99 | 1.38 | 29.37 | 1497.87
1 | 20 | 17:00 | 0 | 2017-01-20 | 17 | 27.07 | 1.28 | 28.35 | 0
1 | 20 | 18:00 | 0 | 2017-01-20 | 18 | 30.34 | 1.34 | 31.68 | 0
1 | 20 | 19:00 | 0 | 2017-01-20 | 19 | 28.52 | 1.33 | 29.85 | 0
1 | 20 | 20:00 | 0 | 2017-01-20 | 20 | 27.29 | 1.37 | 28.66 | 0
1 | 20 | 21:00 | 0 | 2017-01-20 | 21 | 27.52 | 1.39 | 28.91 | 0
1 | 20 | 22:00 | 0 | 2017-01-20 | 22 | 27.2 | 1.42 | 28.62 | 0
1 | 20 | 23:00 | 0 | 2017-01-20 | 23 | 32.54 | 1.84 | 34.38 | 0
1 | 20 | 24:00 | 0 | 2017-01-20 | 24 | 30.04 | 1.44 | 31.48 | 0
1 | 21 | 01:00 | 0 | 2017-01-21 | 1 | 29.34 | 2.17 | 31.51 | 0
1 | 21 | 02:00 | 0 | 2017-01-21 | 2 | 25.77 | 1.98 | 27.75 | 0
1 | 21 | 03:00 | 0 | 2017-01-21 | 3 | 25.55 | 1.92 | 27.47 | 0
1 | 21 | 04:00 | 0 | 2017-01-21 | 4 | 25.48 | 1.91 | 27.39 | 0
1 | 21 | 05:00 | 0 | 2017-01-21 | 5 | 25.18 | 1.91 | 27.09 | 0
1 | 21 | 06:00 | 0 | 2017-01-21 | 6 | 24.8 | 1.96 | 26.76 | 0
1 | 21 | 07:00 | 50 | 2017-01-21 | 7 | 24.68 | 2.01 | 26.69 | 1334.5
1 | 21 | 08:00 | 1025 | 2017-01-21 | 8 | 25.99 | 2.06 | 28.05 | 28751.25
1 | 21 | 09:00 | 2044 | 2017-01-21 | 9 | 29.48 | 2.04 | 31.52 | 64426.88
1 | 21 | 10:00 | 3170 | 2017-01-21 | 10 | 32.36 | 2.16 | 34.52 | 109428.4
1 | 21 | 11:00 | 4508 | 2017-01-21 | 11 | 26.67 | 1.88 | 28.55 | 128703.4
1 | 21 | 12:00 | 6885 | 2017-01-21 | 12 | 25.12 | 1.96 | 27.08 | 186445.8
1 | 21 | 13:00 | 2939 | 2017-01-21 | 13 | 24.59 | 1.96 | 26.55 | 78030.45
1 | 21 | 14:00 | 2289 | 2017-01-21 | 14 | 23.18 | 1.97 | 25.15 | 57568.35
1 | 21 | 15:00 | 1545 | 2017-01-21 | 15 | 22.48 | 1.99 | 24.47 | 37806.15
1 | 21 | 16:00 | 202 | 2017-01-21 | 16 | 22.86 | 1.99 | 24.85 | 5019.7
1 | 21 | 17:00 | 0 | 2017-01-21 | 17 | 26.22 | 2.08 | 28.3 | 0
1 | 21 | 18:00 | 0 | 2017-01-21 | 18 | 37.79 | 2.5 | 40.29 | 0
1 | 21 | 19:00 | 0 | 2017-01-21 | 19 | 26.92 | 1.94 | 28.86 | 0
1 | 21 | 20:00 | 0 | 2017-01-21 | 20 | 25.84 | 1.95 | 27.79 | 0
1 | 21 | 21:00 | 0 | 2017-01-21 | 21 | 25.11 | 1.93 | 27.04 | 0
1 | 21 | 22:00 | 0 | 2017-01-21 | 22 | 23.68 | 1.95 | 25.63 | 0
1 | 21 | 23:00 | 0 | 2017-01-21 | 23 | 25.51 | 2.11 | 27.62 | 0
1 | 21 | 24:00 | 0 | 2017-01-21 | 24 | 25.66 | 2.17 | 27.83 | 0
1 | 22 | 01:00 | 0 | 2017-01-22 | 1 | 23.97 | 3.59 | 27.56 | 0
1 | 22 | 02:00 | 0 | 2017-01-22 | 2 | 23.48 | 3.08 | 26.56 | 0
1 | 22 | 03:00 | 0 | 2017-01-22 | 3 | 21.9 | 2.75 | 24.65 | 0
1 | 22 | 04:00 | 0 | 2017-01-22 | 4 | 23.87 | 2.7 | 26.57 | 0
1 | 22 | 05:00 | 0 | 2017-01-22 | 5 | 23.95 | 2.6 | 26.55 | 0
1 | 22 | 06:00 | 0 | 2017-01-22 | 6 | 23.59 | 2.68 | 26.27 | 0
1 | 22 | 07:00 | 105 | 2017-01-22 | 7 | 23.53 | 2.62 | 26.15 | 2745.75
1 | 22 | 08:00 | 1397 | 2017-01-22 | 8 | 23.88 | 2.77 | 26.65 | 37230.05
1 | 22 | 09:00 | 1370 | 2017-01-22 | 9 | 25.41 | 2.86 | 28.27 | 38729.9
1 | 22 | 10:00 | 1094 | 2017-01-22 | 10 | 26.24 | 2.6 | 28.84 | 31550.96
1 | 22 | 11:00 | 969 | 2017-01-22 | 11 | 25.58 | 2.59 | 28.17 | 27296.73
1 | 22 | 12:00 | 941 | 2017-01-22 | 12 | 30.02 | 2.8 | 32.82 | 30883.62
1 | 22 | 13:00 | 816 | 2017-01-22 | 13 | 41.61 | 3.12 | 44.73 | 36499.68
1 | 22 | 14:00 | 492 | 2017-01-22 | 14 | 29.28 | 2.63 | 31.91 | 15699.72
1 | 22 | 15:00 | 106 | 2017-01-22 | 15 | 28.25 | 2.67 | 30.92 | 3277.52
1 | 22 | 16:00 | 0 | 2017-01-22 | 16 | 36.27 | 2.99 | 39.26 | 0
1 | 22 | 17:00 | 0 | 2017-01-22 | 17 | 34.38 | 2.62 | 37 | 0
1 | 22 | 18:00 | 0 | 2017-01-22 | 18 | 45.98 | 3.46 | 49.44 | 0
1 | 22 | 19:00 | 0 | 2017-01-22 | 19 | 43.73 | 3.11 | 46.84 | 0
1 | 22 | 20:00 | 0 | 2017-01-22 | 20 | 26.12 | 2.79 | 28.91 | 0
1 | 22 | 21:00 | 0 | 2017-01-22 | 21 | 25.96 | 2.59 | 28.55 | 0
1 | 22 | 22:00 | 0 | 2017-01-22 | 22 | 24.39 | 2.61 | 27 | 0
1 | 22 | 23:00 | 0 | 2017-01-22 | 23 | 26.61 | 2.81 | 29.42 | 0
1 | 22 | 24:00 | 0 | 2017-01-22 | 24 | 22.93 | 2.87 | 25.8 | 0
1 | 23 | 01:00 | 0 | 2017-01-23 | 1 | 23.8 | 2.2 | 26 | 0
1 | 23 | 02:00 | 0 | 2017-01-23 | 2 | 31.25 | 2.04 | 33.29 | 0
1 | 23 | 03:00 | 0 | 2017-01-23 | 3 | 28.86 | 2.04 | 30.9 | 0
1 | 23 | 04:00 | 0 | 2017-01-23 | 4 | 26.51 | 2.03 | 28.54 | 0
1 | 23 | 05:00 | 0 | 2017-01-23 | 5 | 26.6 | 2.03 | 28.63 | 0
1 | 23 | 06:00 | 0 | 2017-01-23 | 6 | 24.67 | 2.19 | 26.86 | 0
1 | 23 | 07:00 | 71 | 2017-01-23 | 7 | 28 | 2.35 | 30.35 | 2154.85
1 | 23 | 08:00 | 664 | 2017-01-23 | 8 | 33.44 | 3.02 | 36.46 | 24209.44
1 | 23 | 09:00 | 1381 | 2017-01-23 | 9 | 27.02 | 2.58 | 29.6 | 40877.6
1 | 23 | 10:00 | 2234 | 2017-01-23 | 10 | 27.86 | 2.51 | 30.37 | 67846.58
1 | 23 | 11:00 | 2407 | 2017-01-23 | 11 | 27.89 | 2.52 | 30.41 | 73196.87
1 | 23 | 12:00 | 2316 | 2017-01-23 | 12 | 29.04 | 2.51 | 31.55 | 73069.8
1 | 23 | 13:00 | 1741 | 2017-01-23 | 13 | 27.96 | 2.52 | 30.48 | 53065.68
1 | 23 | 14:00 | 809 | 2017-01-23 | 14 | 29.07 | 2.52 | 31.59 | 25556.31
1 | 23 | 15:00 | 237 | 2017-01-23 | 15 | 29.21 | 2.53 | 31.74 | 7522.38
1 | 23 | 16:00 | 13 | 2017-01-23 | 16 | 29.28 | 2.55 | 31.83 | 413.79
1 | 23 | 17:00 | 0 | 2017-01-23 | 17 | 39 | 2.6 | 41.6 | 0
1 | 23 | 18:00 | 0 | 2017-01-23 | 18 | 37.59 | 2.84 | 40.43 | 0
1 | 23 | 19:00 | 0 | 2017-01-23 | 19 | 35.39 | 2.47 | 37.86 | 0
1 | 23 | 20:00 | 0 | 2017-01-23 | 20 | 33.46 | 2.57 | 36.03 | 0
1 | 23 | 21:00 | 0 | 2017-01-23 | 21 | 28.61 | 2.48 | 31.09 | 0
1 | 23 | 22:00 | 0 | 2017-01-23 | 22 | 28 | 2.52 | 30.52 | 0
1 | 23 | 23:00 | 0 | 2017-01-23 | 23 | 28.73 | 2.9 | 31.63 | 0
1 | 23 | 24:00 | 0 | 2017-01-23 | 24 | 23.24 | 2.34 | 25.58 | 0
1 | 24 | 01:00 | 0 | 2017-01-24 | 1 | 25.65 | 0.29 | 25.94 | 0
1 | 24 | 02:00 | 0 | 2017-01-24 | 2 | 24.76 | 0.25 | 25.01 | 0
1 | 24 | 03:00 | 0 | 2017-01-24 | 3 | 25.44 | 0.23 | 25.67 | 0
1 | 24 | 04:00 | 0 | 2017-01-24 | 4 | 25.16 | 0.3 | 25.46 | 0
1 | 24 | 05:00 | 0 | 2017-01-24 | 5 | 26.39 | 0.25 | 26.64 | 0
1 | 24 | 06:00 | 0 | 2017-01-24 | 6 | 26.56 | 0.4 | 26.96 | 0
1 | 24 | 07:00 | 0 | 2017-01-24 | 7 | 24.31 | 0.4 | 24.71 | 0
1 | 24 | 08:00 | 3 | 2017-01-24 | 8 | 27.33 | 1.07 | 28.4 | 85.2
1 | 24 | 09:00 | 35 | 2017-01-24 | 9 | 29.33 | 0.81 | 30.14 | 1054.9
1 | 24 | 10:00 | 94 | 2017-01-24 | 10 | 28.28 | 0.72 | 29 | 2726
1 | 24 | 11:00 | 133 | 2017-01-24 | 11 | 28.09 | 0.7 | 28.79 | 3829.07
1 | 24 | 12:00 | 84 | 2017-01-24 | 12 | 28.47 | 0.74 | 29.21 | 2453.64
1 | 24 | 13:00 | 83 | 2017-01-24 | 13 | 27.62 | 0.71 | 28.33 | 2351.39
1 | 24 | 14:00 | 98 | 2017-01-24 | 14 | 27.96 | 0.73 | 28.69 | 2811.62
1 | 24 | 15:00 | 40 | 2017-01-24 | 15 | 27.25 | 0.71 | 27.96 | 1118.4
1 | 24 | 16:00 | 2 | 2017-01-24 | 16 | 27.54 | 0.7 | 28.24 | 56.48
1 | 24 | 17:00 | 0 | 2017-01-24 | 17 | 28.38 | 0.7 | 29.08 | 0
1 | 24 | 18:00 | 0 | 2017-01-24 | 18 | 30.09 | 0.69 | 30.78 | 0
1 | 24 | 19:00 | 0 | 2017-01-24 | 19 | 29.08 | 0.7 | 29.78 | 0
1 | 24 | 20:00 | 0 | 2017-01-24 | 20 | 29.09 | 0.74 | 29.83 | 0
1 | 24 | 21:00 | 0 | 2017-01-24 | 21 | 26.64 | 0.75 | 27.39 | 0
1 | 24 | 22:00 | 0 | 2017-01-24 | 22 | 24.99 | 0.96 | 25.95 | 0
1 | 24 | 23:00 | 0 | 2017-01-24 | 23 | 25.4 | 0.93 | 26.33 | 0
1 | 24 | 24:00 | 0 | 2017-01-24 | 24 | 25.09 | 0.52 | 25.61 | 0
1 | 25 | 01:00 | 0 | 2017-01-25 | 1 | 44.4 | 2.82 | 47.22 | 0
1 | 25 | 02:00 | 0 | 2017-01-25 | 2 | 62.98 | 2.32 | 65.3 | 0
1 | 25 | 03:00 | 0 | 2017-01-25 | 3 | 35.33 | 1.88 | 37.21 | 0
1 | 25 | 04:00 | 0 | 2017-01-25 | 4 | 29.42 | 1.9 | 31.32 | 0
1 | 25 | 05:00 | 0 | 2017-01-25 | 5 | 27.98 | 1.86 | 29.84 | 0
1 | 25 | 06:00 | 0 | 2017-01-25 | 6 | 51.03 | 3.01 | 54.04 | 0
1 | 25 | 07:00 | 61 | 2017-01-25 | 7 | 41.39 | 2.32 | 43.71 | 2666.31
1 | 25 | 08:00 | 959 | 2017-01-25 | 8 | 47.95 | 2.89 | 50.84 | 48755.56
1 | 25 | 09:00 | 2770 | 2017-01-25 | 9 | 40.04 | 2.82 | 42.86 | 118722.2
1 | 25 | 10:00 | 4641 | 2017-01-25 | 10 | 27.68 | 2.48 | 30.16 | 139972.56
1 | 25 | 11:00 | 6436 | 2017-01-25 | 11 | 26.86 | 2.41 | 29.27 | 188381.72
1 | 25 | 12:00 | 6946 | 2017-01-25 | 12 | 26.7 | 2.42 | 29.12 | 202267.52
1 | 25 | 13:00 | 6193 | 2017-01-25 | 13 | 26.3 | 2.44 | 28.74 | 177986.82
1 | 25 | 14:00 | 4613 | 2017-01-25 | 14 | 26.12 | 2.46 | 28.58 | 131839.54
1 | 25 | 15:00 | 2170 | 2017-01-25 | 15 | 26.74 | 2.5 | 29.24 | 63450.8
1 | 25 | 16:00 | 262 | 2017-01-25 | 16 | 37.73 | 2.56 | 40.29 | 10555.98
1 | 25 | 17:00 | 0 | 2017-01-25 | 17 | 36.04 | 2.54 | 38.58 | 0
1 | 25 | 18:00 | 0 | 2017-01-25 | 18 | 43.96 | 2.51 | 46.47 | 0
1 | 25 | 19:00 | 0 | 2017-01-25 | 19 | 40.38 | 2.4 | 42.78 | 0
1 | 25 | 20:00 | 0 | 2017-01-25 | 20 | 46.39 | 2.82 | 49.21 | 0
1 | 25 | 21:00 | 0 | 2017-01-25 | 21 | 73.69 | 3.82 | 77.51 | 0
1 | 25 | 22:00 | 0 | 2017-01-25 | 22 | 42.04 | 3.04 | 45.08 | 0
1 | 25 | 23:00 | 0 | 2017-01-25 | 23 | 26.76 | 2.57 | 29.33 | 0
1 | 25 | 24:00 | 0 | 2017-01-25 | 24 | 25.41 | 1.95 | 27.36 | 0
1 | 26 | 01:00 | 0 | 2017-01-26 | 1 | 25.96 | 2.21 | 28.17 | 0
1 | 26 | 02:00 | 0 | 2017-01-26 | 2 | 26.61 | 2.08 | 28.69 | 0
1 | 26 | 03:00 | 0 | 2017-01-26 | 3 | 27.23 | 2.11 | 29.34 | 0
1 | 26 | 04:00 | 0 | 2017-01-26 | 4 | 26.13 | 2.17 | 28.3 | 0
1 | 26 | 05:00 | 0 | 2017-01-26 | 5 | 29.69 | 2.08 | 31.77 | 0
1 | 26 | 06:00 | 0 | 2017-01-26 | 6 | 30.26 | 2.13 | 32.39 | 0
1 | 26 | 07:00 | 105 | 2017-01-26 | 7 | 25.4 | 2.22 | 27.62 | 2900.1
1 | 26 | 08:00 | 738 | 2017-01-26 | 8 | 32.78 | 2.79 | 35.57 | 26250.66
1 | 26 | 09:00 | 1192 | 2017-01-26 | 9 | 28.43 | 2.65 | 31.08 | 37047.36
1 | 26 | 10:00 | 1690 | 2017-01-26 | 10 | 30.26 | 2.64 | 32.9 | 55601
1 | 26 | 11:00 | 2516 | 2017-01-26 | 11 | 33.35 | 2.82 | 36.17 | 91003.72
1 | 26 | 12:00 | 4037 | 2017-01-26 | 12 | 41.53 | 2.69 | 44.22 | 178516.14
1 | 26 | 13:00 | 6131 | 2017-01-26 | 13 | 28.3 | 2.65 | 30.95 | 189754.45
1 | 26 | 14:00 | 6592 | 2017-01-26 | 14 | 26.84 | 2.65 | 29.49 | 194398.08
1 | 26 | 15:00 | 2726 | 2017-01-26 | 15 | 26.84 | 2.65 | 29.49 | 80389.74
1 | 26 | 16:00 | 424 | 2017-01-26 | 16 | 27.25 | 2.65 | 29.9 | 12677.6
1 | 26 | 17:00 | 0 | 2017-01-26 | 17 | 33.2 | 2.69 | 35.89 | 0
1 | 26 | 18:00 | 0 | 2017-01-26 | 18 | 40.3 | 2.62 | 42.92 | 0
1 | 26 | 19:00 | 0 | 2017-01-26 | 19 | 35.32 | 2.72 | 38.04 | 0
1 | 26 | 20:00 | 0 | 2017-01-26 | 20 | 27.86 | 2.61 | 30.47 | 0
1 | 26 | 21:00 | 0 | 2017-01-26 | 21 | 27.98 | 2.7 | 30.68 | 0
1 | 26 | 22:00 | 0 | 2017-01-26 | 22 | 26.29 | 2.68 | 28.97 | 0
1 | 26 | 23:00 | 0 | 2017-01-26 | 23 | 42.83 | 3.54 | 46.37 | 0
1 | 26 | 24:00 | 0 | 2017-01-26 | 24 | 26.42 | 2.19 | 28.61 | 0
1 | 27 | 01:00 | 0 | 2017-01-27 | 1 | 26.97 | 2.12 | 29.09 | 0
1 | 27 | 02:00 | 0 | 2017-01-27 | 2 | 25.62 | 2 | 27.62 | 0
1 | 27 | 03:00 | 0 | 2017-01-27 | 3 | 23.56 | 2.08 | 25.64 | 0
1 | 27 | 04:00 | 0 | 2017-01-27 | 4 | 22.35 | 2.13 | 24.48 | 0
1 | 27 | 05:00 | 0 | 2017-01-27 | 5 | 24.5 | 2.12 | 26.62 | 0
1 | 27 | 06:00 | 0 | 2017-01-27 | 6 | 27.1 | 2.44 | 29.54 | 0
1 | 27 | 07:00 | 1087 | 2017-01-27 | 7 | 30.81 | 2.33 | 33.14 | 36023.18
1 | 27 | 08:00 | 4148 | 2017-01-27 | 8 | 38.09 | 3.79 | 41.88 | 173718.24
1 | 27 | 09:00 | 4574 | 2017-01-27 | 9 | 37.05 | 2.71 | 39.76 | 181862.24
1 | 27 | 10:00 | 5660 | 2017-01-27 | 10 | 32.32 | 2.74 | 35.06 | 198439.6
1 | 27 | 11:00 | 5655 | 2017-01-27 | 11 | 32.06 | 2.56 | 34.62 | 195776.1
1 | 27 | 12:00 | 5319 | 2017-01-27 | 12 | 31.64 | 2.54 | 34.18 | 181803.42
1 | 27 | 13:00 | 4466 | 2017-01-27 | 13 | 31.88 | 2.57 | 34.45 | 153853.7
1 | 27 | 14:00 | 2298 | 2017-01-27 | 14 | 30.57 | 2.57 | 33.14 | 76155.72
1 | 27 | 15:00 | 1085 | 2017-01-27 | 15 | 29.95 | 2.56 | 32.51 | 35273.35
1 | 27 | 16:00 | 357 | 2017-01-27 | 16 | 33.5 | 2.64 | 36.14 | 12901.98
1 | 27 | 17:00 | 0 | 2017-01-27 | 17 | 37.46 | 2.84 | 40.3 | 0
1 | 27 | 18:00 | 0 | 2017-01-27 | 18 | 30.99 | 2.81 | 33.8 | 0
1 | 27 | 19:00 | 0 | 2017-01-27 | 19 | 29.3 | 2.5 | 31.8 | 0
1 | 27 | 20:00 | 0 | 2017-01-27 | 20 | 29.31 | 2.49 | 31.8 | 0
1 | 27 | 21:00 | 0 | 2017-01-27 | 21 | 31.17 | 2.66 | 33.83 | 0
1 | 27 | 22:00 | 0 | 2017-01-27 | 22 | 28.48 | 2.58 | 31.06 | 0
1 | 27 | 23:00 | 0 | 2017-01-27 | 23 | 29.07 | 2.73 | 31.8 | 0
1 | 27 | 24:00 | 0 | 2017-01-27 | 24 | 27.52 | 2.05 | 29.57 | 0
1 | 28 | 01:00 | 0 | 2017-01-28 | 1 | 26.71 | 0.64 | 27.35 | 0
1 | 28 | 02:00 | 0 | 2017-01-28 | 2 | 28.63 | 0.43 | 29.06 | 0
1 | 28 | 03:00 | 0 | 2017-01-28 | 3 | 26.78 | 0.4 | 27.18 | 0
1 | 28 | 04:00 | 0 | 2017-01-28 | 4 | 27.36 | 0.4 | 27.76 | 0
1 | 28 | 05:00 | 0 | 2017-01-28 | 5 | 27.09 | 0.4 | 27.49 | 0
1 | 28 | 06:00 | 0 | 2017-01-28 | 6 | 26.95 | 0.41 | 27.36 | 0
1 | 28 | 07:00 | 679 | 2017-01-28 | 7 | 28.87 | 0.54 | 29.41 | 19969.39
1 | 28 | 08:00 | 3917 | 2017-01-28 | 8 | 31.15 | 0.58 | 31.73 | 124286.41
1 | 28 | 09:00 | 6894 | 2017-01-28 | 9 | 29.4 | 0.45 | 29.85 | 205785.9
1 | 28 | 10:00 | 5710 | 2017-01-28 | 10 | 29.05 | 0.5 | 29.55 | 168730.5
1 | 28 | 11:00 | 5543 | 2017-01-28 | 11 | 33.33 | 0.42 | 33.75 | 187076.25
1 | 28 | 12:00 | 3967 | 2017-01-28 | 12 | 33.97 | 0.39 | 34.36 | 136306.12
1 | 28 | 13:00 | 3366 | 2017-01-28 | 13 | 33.7 | 0.51 | 34.21 | 115150.86
1 | 28 | 14:00 | 2835 | 2017-01-28 | 14 | 33.17 | 0.42 | 33.59 | 95227.65
1 | 28 | 15:00 | 1207 | 2017-01-28 | 15 | 33.5 | 0.49 | 33.99 | 41025.93
1 | 28 | 16:00 | 297 | 2017-01-28 | 16 | 33.75 | 0.39 | 34.14 | 10139.58
1 | 28 | 17:00 | 0 | 2017-01-28 | 17 | 39.78 | 0.56 | 40.34 | 0
1 | 28 | 18:00 | 0 | 2017-01-28 | 18 | 46.43 | 0.44 | 46.87 | 0
1 | 28 | 19:00 | 0 | 2017-01-28 | 19 | 43.47 | 0.47 | 43.94 | 0
1 | 28 | 20:00 | 0 | 2017-01-28 | 20 | 37.82 | 0.42 | 38.24 | 0
1 | 28 | 21:00 | 0 | 2017-01-28 | 21 | 34 | 0.39 | 34.39 | 0
1 | 28 | 22:00 | 0 | 2017-01-28 | 22 | 33.27 | 0.39 | 33.66 | 0
1 | 28 | 23:00 | 0 | 2017-01-28 | 23 | 36.9 | 0.79 | 37.69 | 0
1 | 28 | 24:00 | 0 | 2017-01-28 | 24 | 34.03 | 0.82 | 34.85 | 0
1 | 29 | 01:00 | 0 | 2017-01-29 | 1 | 24.61 | 0.41 | 25.02 | 0
1 | 29 | 02:00 | 0 | 2017-01-29 | 2 | 26.58 | 0.47 | 27.05 | 0
1 | 29 | 03:00 | 0 | 2017-01-29 | 3 | 25.15 | 0.41 | 25.56 | 0
1 | 29 | 04:00 | 0 | 2017-01-29 | 4 | 26.82 | 0.42 | 27.24 | 0
1 | 29 | 05:00 | 0 | 2017-01-29 | 5 | 30.21 | 0.58 | 30.79 | 0
1 | 29 | 06:00 | 0 | 2017-01-29 | 6 | 17.62 | 0.62 | 18.24 | 0
1 | 29 | 07:00 | 502 | 2017-01-29 | 7 | 25.15 | 0.58 | 25.73 | 12916.46
1 | 29 | 08:00 | 4170 | 2017-01-29 | 8 | 26.94 | 0.46 | 27.4 | 114258
1 | 29 | 09:00 | 7130 | 2017-01-29 | 9 | 30.6 | 0.39 | 30.99 | 220958.7
1 | 29 | 10:00 | 9230 | 2017-01-29 | 10 | 24.67 | 0.54 | 25.21 | 232688.3
1 | 29 | 11:00 | 7815 | 2017-01-29 | 11 | 11.31 | 0.57 | 11.88 | 92842.2
1 | 29 | 12:00 | 3852 | 2017-01-29 | 12 | 16.73 | 0.47 | 17.2 | 66254.4
1 | 29 | 13:00 | 3220 | 2017-01-29 | 13 | 32.41 | 0.52 | 32.93 | 106034.6
1 | 29 | 14:00 | 3103 | 2017-01-29 | 14 | 32.3 | 0.43 | 32.73 | 101561.19
1 | 29 | 15:00 | 2235 | 2017-01-29 | 15 | 30.58 | 0.45 | 31.03 | 69352.05
1 | 29 | 16:00 | 440 | 2017-01-29 | 16 | 31.4 | 0.43 | 31.83 | 14005.2
1 | 29 | 17:00 | 0 | 2017-01-29 | 17 | 36.48 | 0.37 | 36.85 | 0
1 | 29 | 18:00 | 0 | 2017-01-29 | 18 | 49.15 | 0.36 | 49.51 | 0
1 | 29 | 19:00 | 0 | 2017-01-29 | 19 | 44.93 | 0.39 | 45.32 | 0
1 | 29 | 20:00 | 0 | 2017-01-29 | 20 | 42.98 | 0.33 | 43.31 | 0
1 | 29 | 21:00 | 0 | 2017-01-29 | 21 | 39.54 | 0.31 | 39.85 | 0
1 | 29 | 22:00 | 0 | 2017-01-29 | 22 | 37.41 | 0.31 | 37.72 | 0
1 | 29 | 23:00 | 0 | 2017-01-29 | 23 | 34.42 | 0.33 | 34.75 | 0
1 | 29 | 24:00 | 0 | 2017-01-29 | 24 | 28.34 | 1.53 | 29.87 | 0
1 | 30 | 01:00 | 0 | 2017-01-30 | 1 | 5.24 | 0.87 | 6.11 | 0
1 | 30 | 02:00 | 0 | 2017-01-30 | 2 | 30.8 | 0.69 | 31.49 | 0
1 | 30 | 03:00 | 0 | 2017-01-30 | 3 | 30.62 | 0.67 | 31.29 | 0
1 | 30 | 04:00 | 0 | 2017-01-30 | 4 | 30.43 | 0.68 | 31.11 | 0
1 | 30 | 05:00 | 0 | 2017-01-30 | 5 | 28.72 | 0.67 | 29.39 | 0
1 | 30 | 06:00 | 0 | 2017-01-30 | 6 | 34.7 | 0.83 | 35.53 | 0
1 | 30 | 07:00 | 885 | 2017-01-30 | 7 | 38.96 | 0.77 | 39.73 | 35161.05
1 | 30 | 08:00 | 4005 | 2017-01-30 | 8 | 46.03 | 2.01 | 48.04 | 192400.2
1 | 30 | 09:00 | 7125 | 2017-01-30 | 9 | 37.38 | 1.28 | 38.66 | 275452.5
1 | 30 | 10:00 | 10729 | 2017-01-30 | 10 | 34.89 | 1.21 | 36.1 | 387316.9
1 | 30 | 11:00 | 12601 | 2017-01-30 | 11 | 33.26 | 1.16 | 34.42 | 433726.42
1 | 30 | 12:00 | 9473 | 2017-01-30 | 12 | 32.82 | 1.14 | 33.96 | 321703.08
1 | 30 | 13:00 | 7924 | 2017-01-30 | 13 | 32.87 | 1.15 | 34.02 | 269574.48
1 | 30 | 14:00 | 6485 | 2017-01-30 | 14 | 32.23 | 1.15 | 33.38 | 216469.3
1 | 30 | 15:00 | 4284 | 2017-01-30 | 15 | 30.97 | 1.17 | 32.14 | 137687.76
1 | 30 | 16:00 | 651 | 2017-01-30 | 16 | 32.09 | 1.15 | 33.24 | 21639.24
1 | 30 | 17:00 | 0 | 2017-01-30 | 17 | 34.21 | 1.14 | 35.35 | 0
1 | 30 | 18:00 | 0 | 2017-01-30 | 18 | 38.84 | 1.09 | 39.93 | 0
1 | 30 | 19:00 | 0 | 2017-01-30 | 19 | 39.58 | 1.09 | 40.67 | 0
1 | 30 | 20:00 | 0 | 2017-01-30 | 20 | 38.94 | 1.14 | 40.08 | 0
1 | 30 | 21:00 | 0 | 2017-01-30 | 21 | 37.63 | 1.2 | 38.83 | 0
1 | 30 | 22:00 | 0 | 2017-01-30 | 22 | 34.13 | 1.38 | 35.51 | 0
1 | 30 | 23:00 | 0 | 2017-01-30 | 23 | 28.76 | 1.26 | 30.02 | 0
1 | 30 | 24:00 | 0 | 2017-01-30 | 24 | 28.49 | 0.66 | 29.15 | 0
1 | 31 | 01:00 | 0 | 2017-01-31 | 1 | 35.68 | 0.86 | 36.54 | 0
1 | 31 | 02:00 | 0 | 2017-01-31 | 2 | 33.94 | 0.81 | 34.75 | 0
1 | 31 | 03:00 | 0 | 2017-01-31 | 3 | 29.49 | 0.87 | 30.36 | 0
1 | 31 | 04:00 | 0 | 2017-01-31 | 4 | 30.48 | 0.83 | 31.31 | 0
1 | 31 | 05:00 | 0 | 2017-01-31 | 5 | 30.89 | 0.83 | 31.72 | 0
1 | 31 | 06:00 | 0 | 2017-01-31 | 6 | 38.25 | 1.04 | 39.29 | 0
1 | 31 | 07:00 | 1176 | 2017-01-31 | 7 | 56.69 | 1.47 | 58.16 | 68396.16
1 | 31 | 08:00 | 5317 | 2017-01-31 | 8 | 54.15 | 1.93 | 56.08 | 298177.36
1 | 31 | 09:00 | 8844 | 2017-01-31 | 9 | 42.15 | 1.42 | 43.57 | 385333.08
1 | 31 | 10:00 | 10980 | 2017-01-31 | 10 | 42.11 | 1.44 | 43.55 | 478179
1 | 31 | 11:00 | 10994 | 2017-01-31 | 11 | 38.09 | 1.32 | 39.41 | 433273.54
1 | 31 | 12:00 | 8677 | 2017-01-31 | 12 | 40.41 | 1.42 | 41.83 | 362958.91
1 | 31 | 13:00 | 5533 | 2017-01-31 | 13 | 40.39 | 1.4 | 41.79 | 231224.07
1 | 31 | 14:00 | 3847 | 2017-01-31 | 14 | 40.76 | 1.42 | 42.18 | 162266.46
1 | 31 | 15:00 | 1781 | 2017-01-31 | 15 | 41.34 | 1.41 | 42.75 | 76137.75
1 | 31 | 16:00 | 419 | 2017-01-31 | 16 | 39.87 | 1.37 | 41.24 | 17279.56
1 | 31 | 17:00 | 0 | 2017-01-31 | 17 | 44.04 | 1.41 | 45.45 | 0
1 | 31 | 18:00 | 0 | 2017-01-31 | 18 | 44.33 | 1.32 | 45.65 | 0
1 | 31 | 19:00 | 0 | 2017-01-31 | 19 | 42.02 | 1.3 | 43.32 | 0
1 | 31 | 20:00 | 0 | 2017-01-31 | 20 | 51.98 | 1.69 | 53.67 | 0
1 | 31 | 21:00 | 0 | 2017-01-31 | 21 | 42.17 | 1.39 | 43.56 | 0
1 | 31 | 22:00 | 0 | 2017-01-31 | 22 | 39.33 | 1.41 | 40.74 | 0
1 | 31 | 23:00 | 0 | 2017-01-31 | 23 | 38.03 | 1.78 | 39.81 | 0
1 | 31 | 24:00 | 0 | 2017-01-31 | 24 | 38.12 | 1.12 | 39.24 | 0
2 | 1 | 01:00 | 0 | 2017-02-01 | 1 | 36.69 | 0.67 | 37.36 | 0
2 | 1 | 02:00 | 0 | 2017-02-01 | 2 | 35.28 | 0.66 | 35.94 | 0
2 | 1 | 03:00 | 0 | 2017-02-01 | 3 | 35.85 | 0.65 | 36.5 | 0
2 | 1 | 04:00 | 0 | 2017-02-01 | 4 | 36.23 | 0.69 | 36.92 | 0
2 | 1 | 05:00 | 0 | 2017-02-01 | 5 | 37.39 | 0.71 | 38.1 | 0
2 | 1 | 06:00 | 0 | 2017-02-01 | 6 | 44.26 | 1.11 | 45.37 | 0
2 | 1 | 07:00 | 9 | 2017-02-01 | 7 | 61.14 | 1.12 | 62.26 | 560.34
2 | 1 | 08:00 | 35 | 2017-02-01 | 8 | 48.39 | 1.8 | 50.19 | 1756.65
2 | 1 | 09:00 | 63 | 2017-02-01 | 9 | 53.5 | 1.49 | 54.99 | 3464.37
2 | 1 | 10:00 | 297 | 2017-02-01 | 10 | 49.3 | 1.26 | 50.56 | 15016.32
2 | 1 | 11:00 | 752 | 2017-02-01 | 11 | 53.77 | 1.4 | 55.17 | 41487.84
2 | 1 | 12:00 | 2004 | 2017-02-01 | 12 | 36.16 | 1.25 | 37.41 | 74969.64
2 | 1 | 13:00 | 4734 | 2017-02-01 | 13 | 35.57 | 1.25 | 36.82 | 174305.88
2 | 1 | 14:00 | 5721 | 2017-02-01 | 14 | 32.87 | 1.26 | 34.13 | 195257.73
2 | 1 | 15:00 | 3324 | 2017-02-01 | 15 | 32.36 | 1.31 | 33.67 | 111919.08
2 | 1 | 16:00 | 570 | 2017-02-01 | 16 | 31.44 | 1.29 | 32.73 | 18656.1
2 | 1 | 17:00 | 0 | 2017-02-01 | 17 | 34.12 | 1.27 | 35.39 | 0
2 | 1 | 18:00 | 0 | 2017-02-01 | 18 | 42.42 | 1.22 | 43.64 | 0
2 | 1 | 19:00 | 0 | 2017-02-01 | 19 | 43.86 | 1.27 | 45.13 | 0
2 | 1 | 20:00 | 0 | 2017-02-01 | 20 | 36.36 | 1.23 | 37.59 | 0
2 | 1 | 21:00 | 0 | 2017-02-01 | 21 | 32.67 | 1.24 | 33.91 | 0
2 | 1 | 22:00 | 0 | 2017-02-01 | 22 | 30.53 | 1.35 | 31.88 | 0
2 | 1 | 23:00 | 0 | 2017-02-01 | 23 | 25.75 | 1.37 | 27.12 | 0
2 | 1 | 24:00 | 0 | 2017-02-01 | 24 | 27.47 | 0.92 | 28.39 | 0
2 | 2 | 01:00 | 0 | 2017-02-02 | 1 | 21.85 | 1.29 | 23.14 | 0
2 | 2 | 02:00 | 0 | 2017-02-02 | 2 | 23.85 | 1.09 | 24.94 | 0
2 | 2 | 03:00 | 0 | 2017-02-02 | 3 | 29.87 | 1.07 | 30.94 | 0
2 | 2 | 04:00 | 0 | 2017-02-02 | 4 | 30.03 | 1.08 | 31.11 | 0
2 | 2 | 05:00 | 0 | 2017-02-02 | 5 | 29.96 | 1.08 | 31.04 | 0
2 | 2 | 06:00 | 0 | 2017-02-02 | 6 | 37.15 | 1.99 | 39.14 | 0
2 | 2 | 07:00 | 881 | 2017-02-02 | 7 | 53.87 | 2.1 | 55.97 | 49309.57
2 | 2 | 08:00 | 4434 | 2017-02-02 | 8 | 48.91 | 2.01 | 50.92 | 225779.28
2 | 2 | 09:00 | 7996 | 2017-02-02 | 9 | 46.46 | 1.78 | 48.24 | 385727.04
2 | 2 | 10:00 | 10281 | 2017-02-02 | 10 | 38.11 | 1.67 | 39.78 | 408978.18
2 | 2 | 11:00 | 10847 | 2017-02-02 | 11 | 40.36 | 1.63 | 41.99 | 455465.53
2 | 2 | 12:00 | 7009 | 2017-02-02 | 12 | 38.05 | 1.56 | 39.61 | 277626.49
2 | 2 | 13:00 | 5381 | 2017-02-02 | 13 | 36.69 | 1.59 | 38.28 | 205984.68
2 | 2 | 14:00 | 3179 | 2017-02-02 | 14 | 33.03 | 1.74 | 34.77 | 110533.83
2 | 2 | 15:00 | 2917 | 2017-02-02 | 15 | 32.7 | 1.62 | 34.32 | 100111.44
2 | 2 | 16:00 | 870 | 2017-02-02 | 16 | 33.76 | 1.72 | 35.48 | 30867.6
2 | 2 | 17:00 | 0 | 2017-02-02 | 17 | 37.17 | 1.55 | 38.72 | 0
2 | 2 | 18:00 | 0 | 2017-02-02 | 18 | 42.97 | 1.54 | 44.51 | 0
2 | 2 | 19:00 | 0 | 2017-02-02 | 19 | 49.09 | 1.6 | 50.69 | 0
2 | 2 | 20:00 | 0 | 2017-02-02 | 20 | 46.51 | 1.5 | 48.01 | 0
2 | 2 | 21:00 | 0 | 2017-02-02 | 21 | 38.67 | 1.5 | 40.17 | 0
2 | 2 | 22:00 | 0 | 2017-02-02 | 22 | 37.98 | 1.61 | 39.59 | 0
2 | 2 | 23:00 | 0 | 2017-02-02 | 23 | 29.2 | 2 | 31.2 | 0
2 | 2 | 24:00 | 0 | 2017-02-02 | 24 | 7.76 | 1.16 | 8.92 | 0
2 | 3 | 01:00 | 0 | 2017-02-03 | 1 | 17.21 | 0.42 | 17.63 | 0
2 | 3 | 02:00 | 0 | 2017-02-03 | 2 | 12.45 | 0.32 | 12.77 | 0
2 | 3 | 03:00 | 0 | 2017-02-03 | 3 | 23.22 | 0.35 | 23.57 | 0
2 | 3 | 04:00 | 0 | 2017-02-03 | 4 | 30.19 | 0.41 | 30.6 | 0
2 | 3 | 05:00 | 0 | 2017-02-03 | 5 | 30.18 | 0.41 | 30.59 | 0
2 | 3 | 06:00 | 0 | 2017-02-03 | 6 | 16.95 | 0.55 | 17.5 | 0
2 | 3 | 07:00 | 1519 | 2017-02-03 | 7 | 35.17 | 0.98 | 36.15 | 54911.85
2 | 3 | 08:00 | 5694 | 2017-02-03 | 8 | 29.1 | 1.4 | 30.5 | 173667
2 | 3 | 09:00 | 8542 | 2017-02-03 | 9 | 35.18 | 1.1 | 36.28 | 309903.76
2 | 3 | 10:00 | 10508 | 2017-02-03 | 10 | 26.8 | 1.13 | 27.93 | 293488.44
2 | 3 | 11:00 | 9219 | 2017-02-03 | 11 | 36.01 | 0.92 | 36.93 | 340457.67
2 | 3 | 12:00 | 7081 | 2017-02-03 | 12 | 36.74 | 0.81 | 37.55 | 265891.55
2 | 3 | 13:00 | 8255 | 2017-02-03 | 13 | 33.34 | 0.91 | 34.25 | 282733.75
2 | 3 | 14:00 | 4579 | 2017-02-03 | 14 | 32.89 | 0.94 | 33.83 | 154907.57
2 | 3 | 15:00 | 1837 | 2017-02-03 | 15 | 30.53 | 0.88 | 31.41 | 57700.17
2 | 3 | 16:00 | 340 | 2017-02-03 | 16 | 32.25 | 0.87 | 33.12 | 11260.8
2 | 3 | 17:00 | 0 | 2017-02-03 | 17 | 33.88 | 0.91 | 34.79 | 0
2 | 3 | 18:00 | 0 | 2017-02-03 | 18 | 37.9 | 0.8 | 38.7 | 0
2 | 3 | 19:00 | 0 | 2017-02-03 | 19 | 37.55 | 0.78 | 38.33 | 0
2 | 3 | 20:00 | 0 | 2017-02-03 | 20 | 37.13 | 0.79 | 37.92 | 0
2 | 3 | 21:00 | 0 | 2017-02-03 | 21 | 36.02 | 0.82 | 36.84 | 0
2 | 3 | 22:00 | 0 | 2017-02-03 | 22 | 33.62 | 0.96 | 34.58 | 0
2 | 3 | 23:00 | 0 | 2017-02-03 | 23 | 28.85 | 0.98 | 29.83 | 0
2 | 3 | 24:00 | 0 | 2017-02-03 | 24 | 33.12 | 0.38 | 33.5 | 0
2 | 4 | 01:00 | 0 | 2017-02-04 | 1 | 30.98 | 0.37 | 31.35 | 0
2 | 4 | 02:00 | 0 | 2017-02-04 | 2 | 31.1 | 0.19 | 31.29 | 0
2 | 4 | 03:00 | 0 | 2017-02-04 | 3 | 31.78 | 0.22 | 32 | 0
2 | 4 | 04:00 | 0 | 2017-02-04 | 4 | 29.52 | 0.2 | 29.72 | 0
2 | 4 | 05:00 | 0 | 2017-02-04 | 5 | 31.48 | 0.38 | 31.86 | 0
2 | 4 | 06:00 | 0 | 2017-02-04 | 6 | 34.07 | 0.24 | 34.31 | 0
2 | 4 | 07:00 | 1564 | 2017-02-04 | 7 | 33.09 | 0.27 | 33.36 | 52175.04
2 | 4 | 08:00 | 6015 | 2017-02-04 | 8 | 35.87 | 0.55 | 36.42 | 219066.3
2 | 4 | 09:00 | 9522 | 2017-02-04 | 9 | 33.2 | 0.31 | 33.51 | 319082.22
2 | 4 | 10:00 | 11892 | 2017-02-04 | 10 | 30.28 | 0.25 | 30.53 | 363062.76
2 | 4 | 11:00 | 13066 | 2017-02-04 | 11 | 28.29 | 0.38 | 28.67 | 374602.22
2 | 4 | 12:00 | 10370 | 2017-02-04 | 12 | 11.81 | 0.26 | 12.07 | 125165.9
2 | 4 | 13:00 | 10945 | 2017-02-04 | 13 | -31.27 | 0.58 | -30.69 | -335902.05
2 | 4 | 14:00 | 8478 | 2017-02-04 | 14 | -15.72 | 0.48 | -15.24 | -129204.72
2 | 4 | 15:00 | 4747 | 2017-02-04 | 15 | 19.67 | 0.25 | 19.92 | 94560.24
2 | 4 | 16:00 | 1051 | 2017-02-04 | 16 | 13.69 | 0.34 | 14.03 | 14745.53
2 | 4 | 17:00 | 1 | 2017-02-04 | 17 | 29.69 | 0.24 | 29.93 | 29.93
2 | 4 | 18:00 | 0 | 2017-02-04 | 18 | 34.53 | 0.18 | 34.71 | 0
2 | 4 | 19:00 | 0 | 2017-02-04 | 19 | 35.16 | 0.16 | 35.32 | 0
2 | 4 | 20:00 | 0 | 2017-02-04 | 20 | 32.8 | 0.18 | 32.98 | 0
2 | 4 | 21:00 | 0 | 2017-02-04 | 21 | 32.44 | 0.18 | 32.62 | 0
2 | 4 | 22:00 | 0 | 2017-02-04 | 22 | 32.37 | 0.3 | 32.67 | 0
2 | 4 | 23:00 | 0 | 2017-02-04 | 23 | 30.32 | 0.29 | 30.61 | 0
2 | 4 | 24:00 | 0 | 2017-02-04 | 24 | 28.87 | 0.64 | 29.51 | 0
2 | 5 | 01:00 | 0 | 2017-02-05 | 1 | 34.88 | 1.49 | 36.37 | 0
2 | 5 | 02:00 | 0 | 2017-02-05 | 2 | 30.7 | 1.46 | 32.16 | 0
2 | 5 | 03:00 | 0 | 2017-02-05 | 3 | 25.58 | 1.42 | 27 | 0
2 | 5 | 04:00 | 0 | 2017-02-05 | 4 | 27.11 | 1.46 | 28.57 | 0
2 | 5 | 05:00 | 0 | 2017-02-05 | 5 | 28.25 | 1.41 | 29.66 | 0
2 | 5 | 06:00 | 0 | 2017-02-05 | 6 | 35.51 | 1.47 | 36.98 | 0
2 | 5 | 07:00 | 524 | 2017-02-05 | 7 | 40.82 | 1.75 | 42.57 | 22306.68
2 | 5 | 08:00 | 2329 | 2017-02-05 | 8 | 39.77 | 1.58 | 41.35 | 96304.15
2 | 5 | 09:00 | 4814 | 2017-02-05 | 9 | 34.17 | 1.66 | 35.83 | 172485.62
2 | 5 | 10:00 | 7259 | 2017-02-05 | 10 | 36.36 | 1.31 | 37.67 | 273446.53
2 | 5 | 11:00 | 7075 | 2017-02-05 | 11 | 40.72 | 1.34 | 42.06 | 297574.5
2 | 5 | 12:00 | 8896 | 2017-02-05 | 12 | 44.26 | 1.36 | 45.62 | 405835.52
2 | 5 | 13:00 | 8228 | 2017-02-05 | 13 | 55.07 | 1.95 | 57.02 | 469160.56
2 | 5 | 14:00 | 5829 | 2017-02-05 | 14 | 30.24 | 1.43 | 31.67 | 184604.43
2 | 5 | 15:00 | 2130 | 2017-02-05 | 15 | 30.71 | 1.31 | 32.02 | 68202.6
2 | 5 | 16:00 | 863 | 2017-02-05 | 16 | 28.7 | 1.35 | 30.05 | 25933.15
2 | 5 | 17:00 | 0 | 2017-02-05 | 17 | 29 | 1.31 | 30.31 | 0
2 | 5 | 18:00 | 0 | 2017-02-05 | 18 | 33.32 | 1.4 | 34.72 | 0
2 | 5 | 19:00 | 0 | 2017-02-05 | 19 | 28.5 | 1.35 | 29.85 | 0
2 | 5 | 20:00 | 0 | 2017-02-05 | 20 | 28.54 | 1.35 | 29.89 | 0
2 | 5 | 21:00 | 0 | 2017-02-05 | 21 | 27.14 | 1.21 | 28.35 | 0
2 | 5 | 22:00 | 0 | 2017-02-05 | 22 | 20.72 | 1.24 | 21.96 | 0
2 | 5 | 23:00 | 0 | 2017-02-05 | 23 | 26.03 | 1.55 | 27.58 | 0
2 | 5 | 24:00 | 0 | 2017-02-05 | 24 | 28.32 | 1.51 | 29.83 | 0
2 | 6 | 01:00 | 0 | 2017-02-06 | 1 | 15.49 | 1.77 | 17.26 | 0
2 | 6 | 02:00 | 0 | 2017-02-06 | 2 | 16.47 | 1.57 | 18.04 | 0
2 | 6 | 03:00 | 0 | 2017-02-06 | 3 | -10.15 | 1.65 | -8.5 | 0
2 | 6 | 04:00 | 0 | 2017-02-06 | 4 | -5.98 | 1.71 | -4.27 | 0
2 | 6 | 05:00 | 0 | 2017-02-06 | 5 | 22.29 | 1.6 | 23.89 | 0
2 | 6 | 06:00 | 0 | 2017-02-06 | 6 | 18.81 | 1.72 | 20.53 | 0
2 | 6 | 07:00 | 1602 | 2017-02-06 | 7 | 40.15 | 2.51 | 42.66 | 68341.32
2 | 6 | 08:00 | 4340 | 2017-02-06 | 8 | 40.25 | 2.8 | 43.05 | 186837
2 | 6 | 09:00 | 9384 | 2017-02-06 | 9 | 26.58 | 2.35 | 28.93 | 271479.12
2 | 6 | 10:00 | 12360 | 2017-02-06 | 10 | 25.83 | 2.14 | 27.97 | 345709.2
2 | 6 | 11:00 | 14014 | 2017-02-06 | 11 | 27.93 | 2.09 | 30.02 | 420700.28
2 | 6 | 12:00 | 13628 | 2017-02-06 | 12 | 28.51 | 2.08 | 30.59 | 416880.52
2 | 6 | 13:00 | 10866 | 2017-02-06 | 13 | 26.13 | 2.12 | 28.25 | 306964.5
2 | 6 | 14:00 | 8243 | 2017-02-06 | 14 | 26.27 | 2.09 | 28.36 | 233771.48
2 | 6 | 15:00 | 3536 | 2017-02-06 | 15 | 26.58 | 2.08 | 28.66 | 101341.76
2 | 6 | 16:00 | 385 | 2017-02-06 | 16 | 29.03 | 2.08 | 31.11 | 11977.35
2 | 6 | 17:00 | 0 | 2017-02-06 | 17 | 42.46 | 2.49 | 44.95 | 0
2 | 6 | 18:00 | 0 | 2017-02-06 | 18 | 45.66 | 2.43 | 48.09 | 0
2 | 6 | 19:00 | 0 | 2017-02-06 | 19 | 31.97 | 2.18 | 34.15 | 0
2 | 6 | 20:00 | 0 | 2017-02-06 | 20 | 32.8 | 2.17 | 34.97 | 0
2 | 6 | 21:00 | 0 | 2017-02-06 | 21 | 31.79 | 2.18 | 33.97 | 0
2 | 6 | 22:00 | 0 | 2017-02-06 | 22 | 31.27 | 2.1 | 33.37 | 0
2 | 6 | 23:00 | 0 | 2017-02-06 | 23 | 29.26 | 2.34 | 31.6 | 0
2 | 6 | 24:00 | 0 | 2017-02-06 | 24 | 29.48 | 1.68 | 31.16 | 0
2 | 7 | 01:00 | 0 | 2017-02-07 | 1 | 30.32 | 2.59 | 32.91 | 0
2 | 7 | 02:00 | 0 | 2017-02-07 | 2 | 28.16 | 2.6 | 30.76 | 0
2 | 7 | 03:00 | 0 | 2017-02-07 | 3 | 24.97 | 2.58 | 27.55 | 0
2 | 7 | 04:00 | 0 | 2017-02-07 | 4 | 25.71 | 2.59 | 28.3 | 0
2 | 7 | 05:00 | 0 | 2017-02-07 | 5 | 26.98 | 2.58 | 29.56 | 0
2 | 7 | 06:00 | 0 | 2017-02-07 | 6 | 28.85 | 2.91 | 31.76 | 0
2 | 7 | 07:00 | 5 | 2017-02-07 | 7 | 28.15 | 2.81 | 30.96 | 154.8
2 | 7 | 08:00 | 99 | 2017-02-07 | 8 | 35.21 | 3.57 | 38.78 | 3839.22
2 | 7 | 09:00 | 110 | 2017-02-07 | 9 | 36.24 | 3.34 | 39.58 | 4353.8
2 | 7 | 10:00 | 67 | 2017-02-07 | 10 | 34.24 | 3.23 | 37.47 | 2510.49
2 | 7 | 11:00 | 32 | 2017-02-07 | 11 | 37.53 | 3.32 | 40.85 | 1307.2
2 | 7 | 12:00 | 38 | 2017-02-07 | 12 | 27.9 | 3.15 | 31.05 | 1179.9
2 | 7 | 13:00 | 56 | 2017-02-07 | 13 | 26.95 | 3.14 | 30.09 | 1685.04
2 | 7 | 14:00 | 15 | 2017-02-07 | 14 | 41.67 | 3.21 | 44.88 | 673.2
2 | 7 | 15:00 | 1 | 2017-02-07 | 15 | 34.86 | 3.18 | 38.04 | 38.04
2 | 7 | 16:00 | 0 | 2017-02-07 | 16 | 28.03 | 3.13 | 31.16 | 0
2 | 7 | 17:00 | 0 | 2017-02-07 | 17 | 37.78 | 3.35 | 41.13 | 0
2 | 7 | 18:00 | 0 | 2017-02-07 | 18 | 66.18 | 3.82 | 70 | 0
2 | 7 | 19:00 | 0 | 2017-02-07 | 19 | 34.34 | 3.19 | 37.53 | 0
2 | 7 | 20:00 | 0 | 2017-02-07 | 20 | 26.99 | 3.18 | 30.17 | 0
2 | 7 | 21:00 | 0 | 2017-02-07 | 21 | 23.78 | 3.11 | 26.89 | 0
2 | 7 | 22:00 | 0 | 2017-02-07 | 22 | 26.23 | 3.32 | 29.55 | 0
2 | 7 | 23:00 | 0 | 2017-02-07 | 23 | 23.11 | 3.29 | 26.4 | 0
2 | 7 | 24:00 | 0 | 2017-02-07 | 24 | 35.63 | 2.74 | 38.37 | 0
2 | 8 | 01:00 | 0 | 2017-02-08 | 1 | 52.6 | 2.6 | 55.2 | 0
2 | 8 | 02:00 | 0 | 2017-02-08 | 2 | 51.94 | 2.7 | 54.64 | 0
2 | 8 | 03:00 | 0 | 2017-02-08 | 3 | 32.95 | 2.68 | 35.63 | 0
2 | 8 | 04:00 | 0 | 2017-02-08 | 4 | 35.3 | 2.55 | 37.85 | 0
2 | 8 | 05:00 | 0 | 2017-02-08 | 5 | 52.72 | 2.56 | 55.28 | 0
2 | 8 | 06:00 | 0 | 2017-02-08 | 6 | 121.53 | 5.21 | 126.74 | 0
2 | 8 | 07:00 | 0 | 2017-02-08 | 7 | 68.69 | 4.48 | 73.17 | 0
2 | 8 | 08:00 | 96 | 2017-02-08 | 8 | 71.96 | 5.06 | 77.02 | 7393.92
2 | 8 | 09:00 | 426 | 2017-02-08 | 9 | 54.61 | 3.61 | 58.22 | 24801.72
2 | 8 | 10:00 | 1488 | 2017-02-08 | 10 | 47.22 | 3.46 | 50.68 | 75411.84
2 | 8 | 11:00 | 3451 | 2017-02-08 | 11 | 27.95 | 3.24 | 31.19 | 107636.69
2 | 8 | 12:00 | 5933 | 2017-02-08 | 12 | 23.27 | 3.17 | 26.44 | 156868.52
2 | 8 | 13:00 | 5931 | 2017-02-08 | 13 | 23.02 | 3.2 | 26.22 | 155510.82
2 | 8 | 14:00 | 4503 | 2017-02-08 | 14 | 23.07 | 3.2 | 26.27 | 118293.81
2 | 8 | 15:00 | 2521 | 2017-02-08 | 15 | 23.1 | 3.2 | 26.3 | 66302.3
2 | 8 | 16:00 | 457 | 2017-02-08 | 16 | 21.06 | 3.21 | 24.27 | 11091.39
2 | 8 | 17:00 | 0 | 2017-02-08 | 17 | 23.44 | 3.15 | 26.59 | 0
2 | 8 | 18:00 | 0 | 2017-02-08 | 18 | 36.71 | 3.45 | 40.16 | 0
2 | 8 | 19:00 | 0 | 2017-02-08 | 19 | 44.28 | 3.2 | 47.48 | 0
2 | 8 | 20:00 | 0 | 2017-02-08 | 20 | 28.15 | 3.09 | 31.24 | 0
2 | 8 | 21:00 | 0 | 2017-02-08 | 21 | 26.78 | 3.13 | 29.91 | 0
2 | 8 | 22:00 | 0 | 2017-02-08 | 22 | 25.91 | 3.18 | 29.09 | 0
2 | 8 | 23:00 | 0 | 2017-02-08 | 23 | 26.92 | 3.33 | 30.25 | 0
2 | 8 | 24:00 | 0 | 2017-02-08 | 24 | 47.66 | 4.1 | 51.76 | 0
2 | 9 | 01:00 | 0 | 2017-02-09 | 1 | 27.37 | 0.57 | 27.94 | 0
2 | 9 | 02:00 | 0 | 2017-02-09 | 2 | 22.14 | 0.63 | 22.77 | 0
2 | 9 | 03:00 | 0 | 2017-02-09 | 3 | 22.22 | 0.67 | 22.89 | 0
2 | 9 | 04:00 | 0 | 2017-02-09 | 4 | 21.76 | 0.6 | 22.36 | 0
2 | 9 | 05:00 | 0 | 2017-02-09 | 5 | 22.98 | 0.58 | 23.56 | 0
2 | 9 | 06:00 | 0 | 2017-02-09 | 6 | 16.33 | 0.91 | 17.24 | 0
2 | 9 | 07:00 | 21 | 2017-02-09 | 7 | 4.68 | 0.67 | 5.35 | 112.35
2 | 9 | 08:00 | 98 | 2017-02-09 | 8 | 16.99 | 1.34 | 18.33 | 1796.34
2 | 9 | 09:00 | 70 | 2017-02-09 | 9 | 23.87 | 1.15 | 25.02 | 1751.4
2 | 9 | 10:00 | 66 | 2017-02-09 | 10 | 26.76 | 1.15 | 27.91 | 1842.06
2 | 9 | 11:00 | 53 | 2017-02-09 | 11 | 42.19 | 1.1 | 43.29 | 2294.37
2 | 9 | 12:00 | 20 | 2017-02-09 | 12 | 43.42 | 1.07 | 44.49 | 889.8
2 | 9 | 13:00 | 3 | 2017-02-09 | 13 | 44.15 | 1.07 | 45.22 | 135.66
2 | 9 | 14:00 | 1 | 2017-02-09 | 14 | 44.61 | 1.11 | 45.72 | 45.72
2 | 9 | 15:00 | 0 | 2017-02-09 | 15 | 39.14 | 1.06 | 40.2 | 0
2 | 9 | 16:00 | 0 | 2017-02-09 | 16 | 36.82 | 1.11 | 37.93 | 0
2 | 9 | 17:00 | 0 | 2017-02-09 | 17 | 36.96 | 1.1 | 38.06 | 0
2 | 9 | 18:00 | 0 | 2017-02-09 | 18 | 38.47 | 1.02 | 39.49 | 0
2 | 9 | 19:00 | 0 | 2017-02-09 | 19 | 38.88 | 1.08 | 39.96 | 0
2 | 9 | 20:00 | 0 | 2017-02-09 | 20 | 38.12 | 1.11 | 39.23 | 0
2 | 9 | 21:00 | 0 | 2017-02-09 | 21 | 35.74 | 1.24 | 36.98 | 0
2 | 9 | 22:00 | 0 | 2017-02-09 | 22 | 24.94 | 1.19 | 26.13 | 0
2 | 9 | 23:00 | 0 | 2017-02-09 | 23 | 11.41 | 1.91 | 13.32 | 0
2 | 9 | 24:00 | 0 | 2017-02-09 | 24 | 17.75 | 1.45 | 19.2 | 0
2 | 10 | 01:00 | 0 | 2017-02-10 | 1 | 20.64 | 0.48 | 21.12 | 0
2 | 10 | 02:00 | 0 | 2017-02-10 | 2 | 11.62 | 0.43 | 12.05 | 0
2 | 10 | 03:00 | 0 | 2017-02-10 | 3 | 3.59 | 0.44 | 4.03 | 0
2 | 10 | 04:00 | 0 | 2017-02-10 | 4 | 0.02 | 0.44 | 0.46 | 0
2 | 10 | 05:00 | 0 | 2017-02-10 | 5 | 0.03 | 0.44 | 0.47 | 0
2 | 10 | 06:00 | 0 | 2017-02-10 | 6 | 23.64 | 1 | 24.64 | 0
2 | 10 | 07:00 | 16 | 2017-02-10 | 7 | 29.5 | 1.19 | 30.69 | 491.04
2 | 10 | 08:00 | 61 | 2017-02-10 | 8 | 27.6 | 1.44 | 29.04 | 1771.44
2 | 10 | 09:00 | 118 | 2017-02-10 | 9 | 21.65 | 1.18 | 22.83 | 2693.94
2 | 10 | 10:00 | 248 | 2017-02-10 | 10 | 20.03 | 1.05 | 21.08 | 5227.84
2 | 10 | 11:00 | 497 | 2017-02-10 | 11 | 38.16 | 0.86 | 39.02 | 19392.94
2 | 10 | 12:00 | 610 | 2017-02-10 | 12 | 40.6 | 0.82 | 41.42 | 25266.2
2 | 10 | 13:00 | 538 | 2017-02-10 | 13 | 39.29 | 0.84 | 40.13 | 21589.94
2 | 10 | 14:00 | 310 | 2017-02-10 | 14 | 37.36 | 0.86 | 38.22 | 11848.2
2 | 10 | 15:00 | 158 | 2017-02-10 | 15 | 35.39 | 0.88 | 36.27 | 5730.66
2 | 10 | 16:00 | 38 | 2017-02-10 | 16 | 27.81 | 0.95 | 28.76 | 1092.88
2 | 10 | 17:00 | 0 | 2017-02-10 | 17 | 30.02 | 1.02 | 31.04 | 0
2 | 10 | 18:00 | 0 | 2017-02-10 | 18 | 35.5 | 0.88 | 36.38 | 0
2 | 10 | 19:00 | 0 | 2017-02-10 | 19 | 42 | 0.84 | 42.84 | 0
2 | 10 | 20:00 | 0 | 2017-02-10 | 20 | 39.23 | 0.82 | 40.05 | 0
2 | 10 | 21:00 | 0 | 2017-02-10 | 21 | 34.58 | 0.9 | 35.48 | 0
2 | 10 | 22:00 | 0 | 2017-02-10 | 22 | 40.17 | 0.85 | 41.02 | 0
2 | 10 | 23:00 | 0 | 2017-02-10 | 23 | 41.06 | 1.03 | 42.09 | 0
2 | 10 | 24:00 | 0 | 2017-02-10 | 24 | 41.14 | 0.43 | 41.57 | 0
2 | 11 | 01:00 | 0 | 2017-02-11 | 1 | 50.84 | 2.32 | 53.16 | 0
2 | 11 | 02:00 | 0 | 2017-02-11 | 2 | 43.04 | 1.78 | 44.82 | 0
2 | 11 | 03:00 | 0 | 2017-02-11 | 3 | 44.71 | 1.84 | 46.55 | 0
2 | 11 | 04:00 | 0 | 2017-02-11 | 4 | 46.21 | 1.78 | 47.99 | 0
2 | 11 | 05:00 | 0 | 2017-02-11 | 5 | 44.67 | 1.75 | 46.42 | 0
2 | 11 | 06:00 | 0 | 2017-02-11 | 6 | 42.04 | 1.82 | 43.86 | 0
2 | 11 | 07:00 | 0 | 2017-02-11 | 7 | 40.63 | 2.5 | 43.13 | 0
2 | 11 | 08:00 | 0 | 2017-02-11 | 8 | 45.64 | 2.28 | 47.92 | 0
2 | 11 | 09:00 | 0 | 2017-02-11 | 9 | 58.88 | 2.09 | 60.97 | 0
2 | 11 | 10:00 | 0 | 2017-02-11 | 10 | 66.66 | 2.88 | 69.54 | 0
2 | 11 | 11:00 | 1 | 2017-02-11 | 11 | 64.53 | 3.07 | 67.6 | 67.6
2 | 11 | 12:00 | 0 | 2017-02-11 | 12 | 64.15 | 3.36 | 67.51 | 0
2 | 11 | 13:00 | 0 | 2017-02-11 | 13 | 46.71 | 1.93 | 48.64 | 0
2 | 11 | 14:00 | 0 | 2017-02-11 | 14 | 39.79 | 1.81 | 41.6 | 0
2 | 11 | 15:00 | 0 | 2017-02-11 | 15 | 36.97 | 1.82 | 38.79 | 0
2 | 11 | 16:00 | 0 | 2017-02-11 | 16 | 35.33 | 1.78 | 37.11 | 0
2 | 11 | 17:00 | 0 | 2017-02-11 | 17 | 35.12 | 1.77 | 36.89 | 0
2 | 11 | 18:00 | 0 | 2017-02-11 | 18 | 48.79 | 2 | 50.79 | 0
2 | 11 | 19:00 | 0 | 2017-02-11 | 19 | 48.15 | 1.87 | 50.02 | 0
2 | 11 | 20:00 | 0 | 2017-02-11 | 20 | 51.06 | 2.08 | 53.14 | 0
2 | 11 | 21:00 | 0 | 2017-02-11 | 21 | 62.03 | 2.17 | 64.2 | 0
2 | 11 | 22:00 | 0 | 2017-02-11 | 22 | 47.13 | 1.9 | 49.03 | 0
2 | 11 | 23:00 | 0 | 2017-02-11 | 23 | 45.54 | 2.2 | 47.74 | 0
2 | 11 | 24:00 | 0 | 2017-02-11 | 24 | 51.28 | 2.27 | 53.55 | 0
2 | 12 | 01:00 | 0 | 2017-02-12 | 1 | 48.12 | 10.48 | 58.6 | 0
2 | 12 | 02:00 | 0 | 2017-02-12 | 2 | 50.76 | 10.47 | 61.23 | 0
2 | 12 | 03:00 | 0 | 2017-02-12 | 3 | 66.11 | 10.36 | 76.47 | 0
2 | 12 | 04:00 | 0 | 2017-02-12 | 4 | 59.23 | 10.27 | 69.5 | 0
2 | 12 | 05:00 | 0 | 2017-02-12 | 5 | 57.83 | 10.28 | 68.11 | 0
2 | 12 | 06:00 | 0 | 2017-02-12 | 6 | 42.3 | 10.35 | 52.65 | 0
2 | 12 | 07:00 | 0 | 2017-02-12 | 7 | 52.31 | 10.4 | 62.71 | 0
2 | 12 | 08:00 | 0 | 2017-02-12 | 8 | 44.54 | 10.36 | 54.9 | 0
2 | 12 | 09:00 | 0 | 2017-02-12 | 9 | 47.24 | 10.26 | 57.5 | 0
2 | 12 | 10:00 | 0 | 2017-02-12 | 10 | 59.21 | 10.51 | 69.72 | 0
2 | 12 | 11:00 | 0 | 2017-02-12 | 11 | 51.94 | 10.22 | 62.16 | 0
2 | 12 | 12:00 | 0 | 2017-02-12 | 12 | 53.25 | 10.19 | 63.44 | 0
2 | 12 | 13:00 | 0 | 2017-02-12 | 13 | 58.79 | 10.14 | 68.93 | 0
2 | 12 | 14:00 | 0 | 2017-02-12 | 14 | 57.58 | 10.15 | 67.73 | 0
2 | 12 | 15:00 | 0 | 2017-02-12 | 15 | 57.15 | 10.05 | 67.2 | 0
2 | 12 | 16:00 | 0 | 2017-02-12 | 16 | 65.17 | 10.18 | 75.35 | 0
2 | 12 | 17:00 | 0 | 2017-02-12 | 17 | 99.24 | 10.25 | 109.49 | 0
2 | 12 | 18:00 | 0 | 2017-02-12 | 18 | 162.3 | 11.59 | 173.89 | 0
2 | 12 | 19:00 | 0 | 2017-02-12 | 19 | 35.57 | 10.12 | 45.69 | 0
2 | 12 | 20:00 | 0 | 2017-02-12 | 20 | 29.52 | 10.03 | 39.55 | 0
2 | 12 | 21:00 | 0 | 2017-02-12 | 21 | 28.79 | 10.11 | 38.9 | 0
2 | 12 | 22:00 | 0 | 2017-02-12 | 22 | 31.57 | 10.04 | 41.61 | 0
2 | 12 | 23:00 | 0 | 2017-02-12 | 23 | 47.75 | 10.79 | 58.54 | 0
2 | 12 | 24:00 | 0 | 2017-02-12 | 24 | 31.54 | 10.16 | 41.7 | 0
2 | 13 | 01:00 | 0 | 2017-02-13 | 1 | 32.49 | 1.18 | 33.67 | 0
2 | 13 | 02:00 | 0 | 2017-02-13 | 2 | 47.55 | 1.28 | 48.83 | 0
2 | 13 | 03:00 | 0 | 2017-02-13 | 3 | 41.68 | 1.41 | 43.09 | 0
2 | 13 | 04:00 | 0 | 2017-02-13 | 4 | 35.75 | 1.2 | 36.95 | 0
2 | 13 | 05:00 | 0 | 2017-02-13 | 5 | 48.66 | 1.2 | 49.86 | 0
2 | 13 | 06:00 | 0 | 2017-02-13 | 6 | 49.25 | 1.46 | 50.71 | 0
2 | 13 | 07:00 | 0 | 2017-02-13 | 7 | 59.92 | 2.92 | 62.84 | 0
2 | 13 | 08:00 | 6 | 2017-02-13 | 8 | 37.27 | 2.4 | 39.67 | 238.02
2 | 13 | 09:00 | 48 | 2017-02-13 | 9 | 40.88 | 1.68 | 42.56 | 2042.88
2 | 13 | 10:00 | 94 | 2017-02-13 | 10 | 49.02 | 2.04 | 51.06 | 4799.64
2 | 13 | 11:00 | 145 | 2017-02-13 | 11 | 43.58 | 1.81 | 45.39 | 6581.55
2 | 13 | 12:00 | 155 | 2017-02-13 | 12 | 45.76 | 1.91 | 47.67 | 7388.85
2 | 13 | 13:00 | 142 | 2017-02-13 | 13 | 36.43 | 1.85 | 38.28 | 5435.76
2 | 13 | 14:00 | 83 | 2017-02-13 | 14 | 33.83 | 1.83 | 35.66 | 2959.78
2 | 13 | 15:00 | 68 | 2017-02-13 | 15 | 30.33 | 1.91 | 32.24 | 2192.32
2 | 13 | 16:00 | 13 | 2017-02-13 | 16 | 32.05 | 2.03 | 34.08 | 443.04
2 | 13 | 17:00 | 0 | 2017-02-13 | 17 | 29.2 | 1.64 | 30.84 | 0
2 | 13 | 18:00 | 0 | 2017-02-13 | 18 | 41.41 | 1.58 | 42.99 | 0
2 | 13 | 19:00 | 0 | 2017-02-13 | 19 | 48.37 | 1.75 | 50.12 | 0
2 | 13 | 20:00 | 0 | 2017-02-13 | 20 | 42.33 | 1.86 | 44.19 | 0
2 | 13 | 21:00 | 0 | 2017-02-13 | 21 | 43.17 | 1.94 | 45.11 | 0
2 | 13 | 22:00 | 0 | 2017-02-13 | 22 | 29.55 | 1.83 | 31.38 | 0
2 | 13 | 23:00 | 0 | 2017-02-13 | 23 | 30.58 | 1.89 | 32.47 | 0
2 | 13 | 24:00 | 0 | 2017-02-13 | 24 | 41.09 | 1.22 | 42.31 | 0
2 | 14 | 01:00 | 0 | 2017-02-14 | 1 | 35.53 | 0.27 | 35.8 | 0
2 | 14 | 02:00 | 0 | 2017-02-14 | 2 | 29.62 | 0.23 | 29.85 | 0
2 | 14 | 03:00 | 0 | 2017-02-14 | 3 | 30.35 | 0.22 | 30.57 | 0
2 | 14 | 04:00 | 0 | 2017-02-14 | 4 | 29.54 | 0.21 | 29.75 | 0
2 | 14 | 05:00 | 0 | 2017-02-14 | 5 | 28.37 | 0.2 | 28.57 | 0
2 | 14 | 06:00 | 0 | 2017-02-14 | 6 | 28.52 | 0.32 | 28.84 | 0
2 | 14 | 07:00 | 81 | 2017-02-14 | 7 | 35.72 | 0.3 | 36.02 | 2917.62
2 | 14 | 08:00 | 370 | 2017-02-14 | 8 | 36.96 | 0.97 | 37.93 | 14034.1
2 | 14 | 09:00 | 567 | 2017-02-14 | 9 | 31.23 | 0.86 | 32.09 | 18195.03
2 | 14 | 10:00 | 683 | 2017-02-14 | 10 | 29.86 | 0.71 | 30.57 | 20879.31
2 | 14 | 11:00 | 609 | 2017-02-14 | 11 | 30.63 | 0.69 | 31.32 | 19073.88
2 | 14 | 12:00 | 409 | 2017-02-14 | 12 | 28 | 0.78 | 28.78 | 11771.02
2 | 14 | 13:00 | 391 | 2017-02-14 | 13 | 27.16 | 0.73 | 27.89 | 10904.99
2 | 14 | 14:00 | 243 | 2017-02-14 | 14 | 25.75 | 0.72 | 26.47 | 6432.21
2 | 14 | 15:00 | 253 | 2017-02-14 | 15 | 17.43 | 0.79 | 18.22 | 4609.66
2 | 14 | 16:00 | 182 | 2017-02-14 | 16 | 9.12 | 0.93 | 10.05 | 1829.1
2 | 14 | 17:00 | 2 | 2017-02-14 | 17 | 21.4 | 0.87 | 22.27 | 44.54
2 | 14 | 18:00 | 0 | 2017-02-14 | 18 | 24.51 | 0.7 | 25.21 | 0
2 | 14 | 19:00 | 0 | 2017-02-14 | 19 | 28.9 | 0.64 | 29.54 | 0
2 | 14 | 20:00 | 0 | 2017-02-14 | 20 | 26.87 | 0.63 | 27.5 | 0
2 | 14 | 21:00 | 0 | 2017-02-14 | 21 | 26.74 | 0.69 | 27.43 | 0
2 | 14 | 22:00 | 0 | 2017-02-14 | 22 | 25.21 | 0.8 | 26.01 | 0
2 | 14 | 23:00 | 0 | 2017-02-14 | 23 | 29.26 | 0.88 | 30.14 | 0
2 | 14 | 24:00 | 0 | 2017-02-14 | 24 | 29.28 | 0.35 | 29.63 | 0
2 | 15 | 01:00 | 0 | 2017-02-15 | 1 | 32.27 | 0.79 | 33.06 | 0
2 | 15 | 02:00 | 0 | 2017-02-15 | 2 | 26.9 | 0.58 | 27.48 | 0
2 | 15 | 03:00 | 0 | 2017-02-15 | 3 | 33.37 | 0.63 | 34 | 0
2 | 15 | 04:00 | 0 | 2017-02-15 | 4 | 30.01 | 0.6 | 30.61 | 0
2 | 15 | 05:00 | 0 | 2017-02-15 | 5 | 28.17 | 0.58 | 28.75 | 0
2 | 15 | 06:00 | 0 | 2017-02-15 | 6 | 26.1 | 0.66 | 26.76 | 0
2 | 15 | 07:00 | 84 | 2017-02-15 | 7 | 31.66 | 0.77 | 32.43 | 2724.12
2 | 15 | 08:00 | 335 | 2017-02-15 | 8 | 40.83 | 1.35 | 42.18 | 14130.3
2 | 15 | 09:00 | 758 | 2017-02-15 | 9 | 40.21 | 1.2 | 41.41 | 31388.78
2 | 15 | 10:00 | 741 | 2017-02-15 | 10 | 32.68 | 1.08 | 33.76 | 25016.16
2 | 15 | 11:00 | 789 | 2017-02-15 | 11 | 29.64 | 1.13 | 30.77 | 24277.53
2 | 15 | 12:00 | 562 | 2017-02-15 | 12 | 28.89 | 1.11 | 30 | 16860
2 | 15 | 13:00 | 448 | 2017-02-15 | 13 | 29.16 | 1.26 | 30.42 | 13628.16
2 | 15 | 14:00 | 658 | 2017-02-15 | 14 | 28.28 | 1.15 | 29.43 | 19364.94
2 | 15 | 15:00 | 391 | 2017-02-15 | 15 | 27.61 | 1.14 | 28.75 | 11241.25
2 | 15 | 16:00 | 63 | 2017-02-15 | 16 | 27.52 | 1.14 | 28.66 | 1805.58
2 | 15 | 17:00 | 0 | 2017-02-15 | 17 | 27.43 | 1.11 | 28.54 | 0
2 | 15 | 18:00 | 0 | 2017-02-15 | 18 | 34.19 | 1.07 | 35.26 | 0
2 | 15 | 19:00 | 0 | 2017-02-15 | 19 | 33.18 | 1.08 | 34.26 | 0
2 | 15 | 20:00 | 0 | 2017-02-15 | 20 | 31.18 | 1.17 | 32.35 | 0
2 | 15 | 21:00 | 0 | 2017-02-15 | 21 | 28.6 | 1.17 | 29.77 | 0
2 | 15 | 22:00 | 0 | 2017-02-15 | 22 | 26.81 | 1.14 | 27.95 | 0
2 | 15 | 23:00 | 0 | 2017-02-15 | 23 | 24.42 | 1.29 | 25.71 | 0
2 | 15 | 24:00 | 0 | 2017-02-15 | 24 | 19.93 | 0.78 | 20.71 | 0
2 | 16 | 01:00 | 0 | 2017-02-16 | 1 | 8.44 | 0.71 | 9.15 | 0
2 | 16 | 02:00 | 0 | 2017-02-16 | 2 | 16.28 | 0.56 | 16.84 | 0
2 | 16 | 03:00 | 0 | 2017-02-16 | 3 | 16.98 | 0.55 | 17.53 | 0
2 | 16 | 04:00 | 0 | 2017-02-16 | 4 | 6.28 | 0.52 | 6.8 | 0
2 | 16 | 05:00 | 0 | 2017-02-16 | 5 | 13.99 | 0.49 | 14.48 | 0
2 | 16 | 06:00 | 0 | 2017-02-16 | 6 | 23.28 | 0.56 | 23.84 | 0
2 | 16 | 07:00 | 0 | 2017-02-16 | 7 | 29.6 | 0.98 | 30.58 | 0
2 | 16 | 08:00 | 2 | 2017-02-16 | 8 | 31.63 | 1.54 | 33.17 | 66.34
2 | 16 | 09:00 | 17 | 2017-02-16 | 9 | 28.83 | 1.02 | 29.85 | 507.45
2 | 16 | 10:00 | 38 | 2017-02-16 | 10 | 28.66 | 0.93 | 29.59 | 1124.42
2 | 16 | 11:00 | 38 | 2017-02-16 | 11 | 28.71 | 0.86 | 29.57 | 1123.66
2 | 16 | 12:00 | 45 | 2017-02-16 | 12 | 28.41 | 0.87 | 29.28 | 1317.6
2 | 16 | 13:00 | 170 | 2017-02-16 | 13 | 28.1 | 0.89 | 28.99 | 4928.3
2 | 16 | 14:00 | 175 | 2017-02-16 | 14 | 27.65 | 0.9 | 28.55 | 4996.25
2 | 16 | 15:00 | 70 | 2017-02-16 | 15 | 27.28 | 0.91 | 28.19 | 1973.3
2 | 16 | 16:00 | 16 | 2017-02-16 | 16 | 27.71 | 0.89 | 28.6 | 457.6
2 | 16 | 17:00 | 0 | 2017-02-16 | 17 | 27.63 | 0.89 | 28.52 | 0
2 | 16 | 18:00 | 0 | 2017-02-16 | 18 | 31.47 | 0.87 | 32.34 | 0
2 | 16 | 19:00 | 0 | 2017-02-16 | 19 | 38.5 | 0.91 | 39.41 | 0
2 | 16 | 20:00 | 0 | 2017-02-16 | 20 | 37.85 | 0.92 | 38.77 | 0
2 | 16 | 21:00 | 0 | 2017-02-16 | 21 | 32.93 | 1.03 | 33.96 | 0
2 | 16 | 22:00 | 0 | 2017-02-16 | 22 | 28.28 | 0.97 | 29.25 | 0
2 | 16 | 23:00 | 0 | 2017-02-16 | 23 | 26.74 | 1.04 | 27.78 | 0
2 | 16 | 24:00 | 0 | 2017-02-16 | 24 | 31.53 | 0.64 | 32.17 | 0
2 | 17 | 01:00 | 0 | 2017-02-17 | 1 | 30.06 | 0.33 | 30.39 | 0
2 | 17 | 02:00 | 0 | 2017-02-17 | 2 | 28.9 | 0.24 | 29.14 | 0
2 | 17 | 03:00 | 0 | 2017-02-17 | 3 | 27.42 | 0.43 | 27.85 | 0
2 | 17 | 04:00 | 0 | 2017-02-17 | 4 | 25.49 | 0.48 | 25.97 | 0
2 | 17 | 05:00 | 0 | 2017-02-17 | 5 | 26.85 | 0.43 | 27.28 | 0
2 | 17 | 06:00 | 1 | 2017-02-17 | 6 | 28.71 | 0.38 | 29.09 | 29.09
2 | 17 | 07:00 | 52 | 2017-02-17 | 7 | 29.11 | 0.32 | 29.43 | 1530.36
2 | 17 | 08:00 | 246 | 2017-02-17 | 8 | 44.57 | 1.06 | 45.63 | 11224.98
2 | 17 | 09:00 | 580 | 2017-02-17 | 9 | 44.94 | 1.27 | 46.21 | 26801.8
2 | 17 | 10:00 | 844 | 2017-02-17 | 10 | 29.71 | 0.72 | 30.43 | 25682.92
2 | 17 | 11:00 | 903 | 2017-02-17 | 11 | 27.71 | 0.76 | 28.47 | 25708.41
2 | 17 | 12:00 | 2401 | 2017-02-17 | 12 | 27 | 0.79 | 27.79 | 66723.79
2 | 17 | 13:00 | 4480 | 2017-02-17 | 13 | 26.62 | 0.78 | 27.4 | 122752
2 | 17 | 14:00 | 3773 | 2017-02-17 | 14 | 25.47 | 0.8 | 26.27 | 99116.71
2 | 17 | 15:00 | 2208 | 2017-02-17 | 15 | 24.19 | 0.82 | 25.01 | 55222.08
2 | 17 | 16:00 | 587 | 2017-02-17 | 16 | 12.8 | 0.87 | 13.67 | 8024.29
2 | 17 | 17:00 | 9 | 2017-02-17 | 17 | 22.99 | 0.83 | 23.82 | 214.38
2 | 17 | 18:00 | 0 | 2017-02-17 | 18 | 27.62 | 0.74 | 28.36 | 0
2 | 17 | 19:00 | 0 | 2017-02-17 | 19 | 28.79 | 0.73 | 29.52 | 0
2 | 17 | 20:00 | 0 | 2017-02-17 | 20 | 28.46 | 0.83 | 29.29 | 0
2 | 17 | 21:00 | 0 | 2017-02-17 | 21 | 27.34 | 0.76 | 28.1 | 0
2 | 17 | 22:00 | 0 | 2017-02-17 | 22 | 26.86 | 0.78 | 27.64 | 0
2 | 17 | 23:00 | 0 | 2017-02-17 | 23 | 25.52 | 0.88 | 26.4 | 0
2 | 17 | 24:00 | 0 | 2017-02-17 | 24 | 23.85 | 0.41 | 24.26 | 0
2 | 18 | 01:00 | 0 | 2017-02-18 | 1 | 23.46 | 0.68 | 24.14 | 0
2 | 18 | 02:00 | 0 | 2017-02-18 | 2 | 23.31 | 0.62 | 23.93 | 0
2 | 18 | 03:00 | 0 | 2017-02-18 | 3 | 23.05 | 0.61 | 23.66 | 0
2 | 18 | 04:00 | 0 | 2017-02-18 | 4 | 23.02 | 0.61 | 23.63 | 0
2 | 18 | 05:00 | 0 | 2017-02-18 | 5 | 25.11 | 0.62 | 25.73 | 0
2 | 18 | 06:00 | 10 | 2017-02-18 | 6 | 27.01 | 0.62 | 27.63 | 276.3
2 | 18 | 07:00 | 706 | 2017-02-18 | 7 | 41.97 | 0.83 | 42.8 | 30216.8
2 | 18 | 08:00 | 1528 | 2017-02-18 | 8 | 31.01 | 0.77 | 31.78 | 48559.84
2 | 18 | 09:00 | 3566 | 2017-02-18 | 9 | 27.44 | 0.67 | 28.11 | 100240.26
2 | 18 | 10:00 | 5226 | 2017-02-18 | 10 | 29.05 | 0.7 | 29.75 | 155473.5
2 | 18 | 11:00 | 5985 | 2017-02-18 | 11 | 40.47 | 0.88 | 41.35 | 247479.75
2 | 18 | 12:00 | 5844 | 2017-02-18 | 12 | 41.49 | 1.19 | 42.68 | 249421.92
2 | 18 | 13:00 | 4644 | 2017-02-18 | 13 | 28.78 | 0.84 | 29.62 | 137555.28
2 | 18 | 14:00 | 4031 | 2017-02-18 | 14 | 22.36 | 0.69 | 23.05 | 92914.55
2 | 18 | 15:00 | 2761 | 2017-02-18 | 15 | 20.86 | 0.65 | 21.51 | 59389.11
2 | 18 | 16:00 | 789 | 2017-02-18 | 16 | 20.61 | 0.65 | 21.26 | 16774.14
2 | 18 | 17:00 | 17 | 2017-02-18 | 17 | 21.86 | 0.66 | 22.52 | 382.84
2 | 18 | 18:00 | 0 | 2017-02-18 | 18 | 31.45 | 0.73 | 32.18 | 0
2 | 18 | 19:00 | 0 | 2017-02-18 | 19 | 31.85 | 0.7 | 32.55 | 0
2 | 18 | 20:00 | 0 | 2017-02-18 | 20 | 23.9 | 0.64 | 24.54 | 0
2 | 18 | 21:00 | 0 | 2017-02-18 | 21 | 24.32 | 0.65 | 24.97 | 0
2 | 18 | 22:00 | 0 | 2017-02-18 | 22 | 28.9 | 0.74 | 29.64 | 0
2 | 18 | 23:00 | 0 | 2017-02-18 | 23 | 25.78 | 1.5 | 27.28 | 0
2 | 18 | 24:00 | 0 | 2017-02-18 | 24 | 20.86 | 1.32 | 22.18 | 0
2 | 19 | 01:00 | 0 | 2017-02-19 | 1 | 24.88 | 1.3 | 26.18 | 0
2 | 19 | 02:00 | 0 | 2017-02-19 | 2 | 29.61 | 0.9 | 30.51 | 0
2 | 19 | 03:00 | 0 | 2017-02-19 | 3 | 42.29 | 0.88 | 43.17 | 0
2 | 19 | 04:00 | 0 | 2017-02-19 | 4 | 115.41 | 1.68 | 117.09 | 0
2 | 19 | 05:00 | 0 | 2017-02-19 | 5 | 57.25 | 1.03 | 58.28 | 0
2 | 19 | 06:00 | 9 | 2017-02-19 | 6 | 204.49 | 2 | 206.49 | 1858.41
2 | 19 | 07:00 | 697 | 2017-02-19 | 7 | 25.93 | 1.7 | 27.63 | 19258.11
2 | 19 | 08:00 | 1927 | 2017-02-19 | 8 | 21.51 | 1.07 | 22.58 | 43511.66
2 | 19 | 09:00 | 2413 | 2017-02-19 | 9 | 22.18 | 0.96 | 23.14 | 55836.82
2 | 19 | 10:00 | 3225 | 2017-02-19 | 10 | 25.61 | 0.88 | 26.49 | 85430.25
2 | 19 | 11:00 | 5395 | 2017-02-19 | 11 | 22.1 | 0.79 | 22.89 | 123491.55
2 | 19 | 12:00 | 7296 | 2017-02-19 | 12 | 21 | 0.73 | 21.73 | 158542.08
2 | 19 | 13:00 | 9745 | 2017-02-19 | 13 | 15.52 | 0.79 | 16.31 | 158940.95
2 | 19 | 14:00 | 7497 | 2017-02-19 | 14 | 13.45 | 0.82 | 14.27 | 106982.19
2 | 19 | 15:00 | 4376 | 2017-02-19 | 15 | 14.52 | 0.86 | 15.38 | 67302.88
2 | 19 | 16:00 | 1076 | 2017-02-19 | 16 | 16.97 | 0.82 | 17.79 | 19142.04
2 | 19 | 17:00 | 37 | 2017-02-19 | 17 | 14.11 | 0.75 | 14.86 | 549.82
2 | 19 | 18:00 | 0 | 2017-02-19 | 18 | 20.86 | 0.68 | 21.54 | 0
2 | 19 | 19:00 | 0 | 2017-02-19 | 19 | 24.97 | 0.77 | 25.74 | 0
2 | 19 | 20:00 | 0 | 2017-02-19 | 20 | 31.81 | 0.74 | 32.55 | 0
2 | 19 | 21:00 | 0 | 2017-02-19 | 21 | 26.95 | 1.02 | 27.97 | 0
2 | 19 | 22:00 | 0 | 2017-02-19 | 22 | 24.35 | 0.9 | 25.25 | 0
2 | 19 | 23:00 | 0 | 2017-02-19 | 23 | 29.59 | 1.43 | 31.02 | 0
2 | 19 | 24:00 | 0 | 2017-02-19 | 24 | 6.96 | 1.14 | 8.1 | 0
2 | 20 | 01:00 | 0 | 2017-02-20 | 1 | 20.76 | 0.25 | 21.01 | 0
2 | 20 | 02:00 | 0 | 2017-02-20 | 2 | 17.82 | 0.19 | 18.01 | 0
2 | 20 | 03:00 | 0 | 2017-02-20 | 3 | 18 | 0.19 | 18.19 | 0
2 | 20 | 04:00 | 0 | 2017-02-20 | 4 | 19.89 | 0.21 | 20.1 | 0
2 | 20 | 05:00 | 0 | 2017-02-20 | 5 | 14.26 | 0.28 | 14.54 | 0
2 | 20 | 06:00 | 50 | 2017-02-20 | 6 | 13.52 | 0.39 | 13.91 | 695.5
2 | 20 | 07:00 | 2592 | 2017-02-20 | 7 | 2.49 | 0.63 | 3.12 | 8087.04
2 | 20 | 08:00 | 5928 | 2017-02-20 | 8 | 10.15 | 1.21 | 11.36 | 67342.08
2 | 20 | 09:00 | 9490 | 2017-02-20 | 9 | 18.49 | 0.95 | 19.44 | 184485.6
2 | 20 | 10:00 | 12491 | 2017-02-20 | 10 | 8.78 | 0.86 | 9.64 | 120413.24
2 | 20 | 11:00 | 13769 | 2017-02-20 | 11 | 14.79 | 0.81 | 15.6 | 214796.4
2 | 20 | 12:00 | 13338 | 2017-02-20 | 12 | 18.3 | 0.8 | 19.1 | 254755.8
2 | 20 | 13:00 | 13153 | 2017-02-20 | 13 | 13.74 | 0.83 | 14.57 | 191639.21
2 | 20 | 14:00 | 10376 | 2017-02-20 | 14 | 13.23 | 0.82 | 14.05 | 145782.8
2 | 20 | 15:00 | 6415 | 2017-02-20 | 15 | 16.06 | 0.83 | 16.89 | 108349.35
2 | 20 | 16:00 | 1910 | 2017-02-20 | 16 | 19.02 | 0.81 | 19.83 | 37875.3
2 | 20 | 17:00 | 73 | 2017-02-20 | 17 | 20.76 | 0.82 | 21.58 | 1575.34
2 | 20 | 18:00 | 0 | 2017-02-20 | 18 | 25.34 | 0.79 | 26.13 | 0
2 | 20 | 19:00 | 0 | 2017-02-20 | 19 | 29.66 | 0.86 | 30.52 | 0
2 | 20 | 20:00 | 0 | 2017-02-20 | 20 | 27.48 | 0.87 | 28.35 | 0
2 | 20 | 21:00 | 0 | 2017-02-20 | 21 | 24.95 | 0.76 | 25.71 | 0
2 | 20 | 22:00 | 0 | 2017-02-20 | 22 | 22.35 | 0.79 | 23.14 | 0
2 | 20 | 23:00 | 0 | 2017-02-20 | 23 | 20.37 | 0.98 | 21.35 | 0
2 | 20 | 24:00 | 0 | 2017-02-20 | 24 | 7.55 | 0.79 | 8.34 | 0
2 | 21 | 01:00 | 0 | 2017-02-21 | 1 | 22.54 | 0.73 | 23.27 | 0
2 | 21 | 02:00 | 0 | 2017-02-21 | 2 | 21.01 | 0.62 | 21.63 | 0
2 | 21 | 03:00 | 0 | 2017-02-21 | 3 | 21.67 | 0.65 | 22.32 | 0
2 | 21 | 04:00 | 0 | 2017-02-21 | 4 | 22.23 | 0.65 | 22.88 | 0
2 | 21 | 05:00 | 0 | 2017-02-21 | 5 | 20.23 | 0.64 | 20.87 | 0
2 | 21 | 06:00 | 104 | 2017-02-21 | 6 | 15.49 | 0.86 | 16.35 | 1700.4
2 | 21 | 07:00 | 3381 | 2017-02-21 | 7 | 26.12 | 0.94 | 27.06 | 91489.86
2 | 21 | 08:00 | 7615 | 2017-02-21 | 8 | 23.01 | 1.27 | 24.28 | 184892.2
2 | 21 | 09:00 | 10776 | 2017-02-21 | 9 | 22.13 | 1.09 | 23.22 | 250218.72
2 | 21 | 10:00 | 12102 | 2017-02-21 | 10 | 21.55 | 1.11 | 22.66 | 274231.32
2 | 21 | 11:00 | 12594 | 2017-02-21 | 11 | 19.99 | 1.08 | 21.07 | 265355.58
2 | 21 | 12:00 | 12040 | 2017-02-21 | 12 | 18.61 | 1.14 | 19.75 | 237790
2 | 21 | 13:00 | 10399 | 2017-02-21 | 13 | 19.72 | 1.17 | 20.89 | 217235.11
2 | 21 | 14:00 | 6992 | 2017-02-21 | 14 | 20.66 | 1.16 | 21.82 | 152565.44
2 | 21 | 15:00 | 3353 | 2017-02-21 | 15 | 20.85 | 1.12 | 21.97 | 73665.41
2 | 21 | 16:00 | 1155 | 2017-02-21 | 16 | 21.84 | 1.11 | 22.95 | 26507.25
2 | 21 | 17:00 | 25 | 2017-02-21 | 17 | 24.02 | 1.11 | 25.13 | 628.25
2 | 21 | 18:00 | 0 | 2017-02-21 | 18 | 25.04 | 1.07 | 26.11 | 0
2 | 21 | 19:00 | 0 | 2017-02-21 | 19 | 24.8 | 1.06 | 25.86 | 0
2 | 21 | 20:00 | 0 | 2017-02-21 | 20 | 24.75 | 1.07 | 25.82 | 0
2 | 21 | 21:00 | 0 | 2017-02-21 | 21 | 23.43 | 1.09 | 24.52 | 0
2 | 21 | 22:00 | 0 | 2017-02-21 | 22 | 22.96 | 1.14 | 24.1 | 0
2 | 21 | 23:00 | 0 | 2017-02-21 | 23 | 23.33 | 1.23 | 24.56 | 0
2 | 21 | 24:00 | 0 | 2017-02-21 | 24 | 24.17 | 1.12 | 25.29 | 0
2 | 22 | 01:00 | 0 | 2017-02-22 | 1 | 17.59 | 0.19 | 17.78 | 0
2 | 22 | 02:00 | 0 | 2017-02-22 | 2 | 16.12 | 0.18 | 16.3 | 0
2 | 22 | 03:00 | 0 | 2017-02-22 | 3 | 14.56 | 0.22 | 14.78 | 0
2 | 22 | 04:00 | 0 | 2017-02-22 | 4 | 13.41 | 0.33 | 13.74 | 0
2 | 22 | 05:00 | 0 | 2017-02-22 | 5 | 13.93 | 0.31 | 14.24 | 0
2 | 22 | 06:00 | 27 | 2017-02-22 | 6 | 10.52 | 0.54 | 11.06 | 298.62
2 | 22 | 07:00 | 1440 | 2017-02-22 | 7 | 20.04 | 0.42 | 20.46 | 29462.4
2 | 22 | 08:00 | 5053 | 2017-02-22 | 8 | 22.64 | 0.82 | 23.46 | 118543.38
2 | 22 | 09:00 | 8037 | 2017-02-22 | 9 | 30.04 | 1.05 | 31.09 | 249870.33
2 | 22 | 10:00 | 8798 | 2017-02-22 | 10 | 23.34 | 0.73 | 24.07 | 211767.86
2 | 22 | 11:00 | 9496 | 2017-02-22 | 11 | 21.08 | 0.77 | 21.85 | 207487.6
2 | 22 | 12:00 | 10799 | 2017-02-22 | 12 | 20.61 | 0.76 | 21.37 | 230774.63
2 | 22 | 13:00 | 11758 | 2017-02-22 | 13 | 19.85 | 0.77 | 20.62 | 242449.96
2 | 22 | 14:00 | 9892 | 2017-02-22 | 14 | 19.41 | 0.76 | 20.17 | 199521.64
2 | 22 | 15:00 | 6301 | 2017-02-22 | 15 | 18.97 | 0.77 | 19.74 | 124381.74
2 | 22 | 16:00 | 2106 | 2017-02-22 | 16 | 18.98 | 0.77 | 19.75 | 41593.5
2 | 22 | 17:00 | 97 | 2017-02-22 | 17 | 20 | 0.75 | 20.75 | 2012.75
2 | 22 | 18:00 | 0 | 2017-02-22 | 18 | 20.89 | 0.7 | 21.59 | 0
2 | 22 | 19:00 | 0 | 2017-02-22 | 19 | 25.13 | 0.78 | 25.91 | 0
2 | 22 | 20:00 | 0 | 2017-02-22 | 20 | 22.06 | 0.81 | 22.87 | 0
2 | 22 | 21:00 | 0 | 2017-02-22 | 21 | 20.45 | 0.74 | 21.19 | 0
2 | 22 | 22:00 | 0 | 2017-02-22 | 22 | 23.24 | 1.05 | 24.29 | 0
2 | 22 | 23:00 | 0 | 2017-02-22 | 23 | 15.82 | 1.68 | 17.5 | 0
2 | 22 | 24:00 | 0 | 2017-02-22 | 24 | 35.74 | 1.78 | 37.52 | 0
2 | 23 | 01:00 | 0 | 2017-02-23 | 1 | 15.51 | 0.6 | 16.11 | 0
2 | 23 | 02:00 | 0 | 2017-02-23 | 2 | 15.02 | 0.45 | 15.47 | 0
2 | 23 | 03:00 | 0 | 2017-02-23 | 3 | 9.2 | 0.4 | 9.6 | 0
2 | 23 | 04:00 | 0 | 2017-02-23 | 4 | 7.98 | 0.5 | 8.48 | 0
2 | 23 | 05:00 | 0 | 2017-02-23 | 5 | 1.98 | 0.49 | 2.47 | 0
2 | 23 | 06:00 | 115 | 2017-02-23 | 6 | 14.68 | 1.14 | 15.82 | 1819.3
2 | 23 | 07:00 | 2684 | 2017-02-23 | 7 | 19.24 | 0.73 | 19.97 | 53599.48
2 | 23 | 08:00 | 6641 | 2017-02-23 | 8 | 25.2 | 1.06 | 26.26 | 174392.66
2 | 23 | 09:00 | 10187 | 2017-02-23 | 9 | 17.72 | 0.9 | 18.62 | 189681.94
2 | 23 | 10:00 | 12666 | 2017-02-23 | 10 | 16.23 | 0.9 | 17.13 | 216968.58
2 | 23 | 11:00 | 13590 | 2017-02-23 | 11 | 14.25 | 0.92 | 15.17 | 206160.3
2 | 23 | 12:00 | 13123 | 2017-02-23 | 12 | 16.67 | 0.91 | 17.58 | 230702.34
2 | 23 | 13:00 | 12140 | 2017-02-23 | 13 | 16.09 | 0.93 | 17.02 | 206622.8
2 | 23 | 14:00 | 9591 | 2017-02-23 | 14 | 5.77 | 1.04 | 6.81 | 65314.71
2 | 23 | 15:00 | 5955 | 2017-02-23 | 15 | 13.41 | 0.95 | 14.36 | 85513.8
2 | 23 | 16:00 | 1979 | 2017-02-23 | 16 | 14.56 | 0.93 | 15.49 | 30654.71
2 | 23 | 17:00 | 81 | 2017-02-23 | 17 | 15.79 | 0.93 | 16.72 | 1354.32
2 | 23 | 18:00 | 0 | 2017-02-23 | 18 | 15.13 | 0.9 | 16.03 | 0
2 | 23 | 19:00 | 0 | 2017-02-23 | 19 | 16.18 | 0.86 | 17.04 | 0
2 | 23 | 20:00 | 0 | 2017-02-23 | 20 | 17.04 | 0.83 | 17.87 | 0
2 | 23 | 21:00 | 0 | 2017-02-23 | 21 | 15.88 | 0.87 | 16.75 | 0
2 | 23 | 22:00 | 0 | 2017-02-23 | 22 | 17.52 | 0.99 | 18.51 | 0
2 | 23 | 23:00 | 0 | 2017-02-23 | 23 | 13.41 | 1.79 | 15.2 | 0
2 | 23 | 24:00 | 0 | 2017-02-23 | 24 | 8.89 | 1.46 | 10.35 | 0
2 | 24 | 01:00 | 0 | 2017-02-24 | 1 | 11.1 | 0.81 | 11.91 | 0
2 | 24 | 02:00 | 0 | 2017-02-24 | 2 | 9.77 | 0.73 | 10.5 | 0
2 | 24 | 03:00 | 0 | 2017-02-24 | 3 | 10.74 | 0.73 | 11.47 | 0
2 | 24 | 04:00 | 0 | 2017-02-24 | 4 | 9.38 | 0.79 | 10.17 | 0
2 | 24 | 05:00 | 0 | 2017-02-24 | 5 | 8.23 | 0.74 | 8.97 | 0
2 | 24 | 06:00 | 30 | 2017-02-24 | 6 | 6.55 | 1.65 | 8.2 | 246
2 | 24 | 07:00 | 408 | 2017-02-24 | 7 | 11.95 | 0.91 | 12.86 | 5246.88
2 | 24 | 08:00 | 1220 | 2017-02-24 | 8 | 14.07 | 1.46 | 15.53 | 18946.6
2 | 24 | 09:00 | 2464 | 2017-02-24 | 9 | 17.8 | 1.28 | 19.08 | 47013.12
2 | 24 | 10:00 | 4683 | 2017-02-24 | 10 | 16.71 | 1.19 | 17.9 | 83825.7
2 | 24 | 11:00 | 6526 | 2017-02-24 | 11 | 17.63 | 1.18 | 18.81 | 122754.06
2 | 24 | 12:00 | 10873 | 2017-02-24 | 12 | 18.36 | 1.16 | 19.52 | 212240.96
2 | 24 | 13:00 | 11357 | 2017-02-24 | 13 | 17.67 | 1.17 | 18.84 | 213965.88
2 | 24 | 14:00 | 9096 | 2017-02-24 | 14 | 16.86 | 1.17 | 18.03 | 164000.88
2 | 24 | 15:00 | 5793 | 2017-02-24 | 15 | 16.71 | 1.18 | 17.89 | 103636.77
2 | 24 | 16:00 | 2084 | 2017-02-24 | 16 | 16.86 | 1.18 | 18.04 | 37595.36
2 | 24 | 17:00 | 109 | 2017-02-24 | 17 | 16.42 | 1.24 | 17.66 | 1924.94
2 | 24 | 18:00 | 0 | 2017-02-24 | 18 | 17.74 | 1.15 | 18.89 | 0
2 | 24 | 19:00 | 0 | 2017-02-24 | 19 | 18.47 | 1.18 | 19.65 | 0
2 | 24 | 20:00 | 0 | 2017-02-24 | 20 | 17.36 | 1.17 | 18.53 | 0
2 | 24 | 21:00 | 0 | 2017-02-24 | 21 | 15.19 | 1.19 | 16.38 | 0
2 | 24 | 22:00 | 0 | 2017-02-24 | 22 | 15.77 | 1.2 | 16.97 | 0
2 | 24 | 23:00 | 0 | 2017-02-24 | 23 | 15.7 | 1.34 | 17.04 | 0
2 | 24 | 24:00 | 0 | 2017-02-24 | 24 | 26.53 | 1.8 | 28.33 | 0
2 | 25 | 01:00 | 0 | 2017-02-25 | 1 | 15.54 | 0.8 | 16.34 | 0
2 | 25 | 02:00 | 0 | 2017-02-25 | 2 | 15.22 | 0.75 | 15.97 | 0
2 | 25 | 03:00 | 0 | 2017-02-25 | 3 | 12.96 | 0.76 | 13.72 | 0
2 | 25 | 04:00 | 0 | 2017-02-25 | 4 | 13.99 | 0.75 | 14.74 | 0
2 | 25 | 05:00 | 0 | 2017-02-25 | 5 | 12.31 | 0.81 | 13.12 | 0
2 | 25 | 06:00 | 36 | 2017-02-25 | 6 | 14.72 | 0.76 | 15.48 | 557.28
2 | 25 | 07:00 | 1004 | 2017-02-25 | 7 | 4.83 | 1.05 | 5.88 | 5903.52
2 | 25 | 08:00 | 2177 | 2017-02-25 | 8 | 14.84 | 1.21 | 16.05 | 34940.85
2 | 25 | 09:00 | 4024 | 2017-02-25 | 9 | 22.27 | 1.38 | 23.65 | 95167.6
2 | 25 | 10:00 | 8686 | 2017-02-25 | 10 | 20.82 | 0.93 | 21.75 | 188920.5
2 | 25 | 11:00 | 9369 | 2017-02-25 | 11 | 18.08 | 0.67 | 18.75 | 175668.75
2 | 25 | 12:00 | 8922 | 2017-02-25 | 12 | 31.57 | 1.33 | 32.9 | 293533.8
2 | 25 | 13:00 | 9183 | 2017-02-25 | 13 | 16.39 | 0.72 | 17.11 | 157121.13
2 | 25 | 14:00 | 8463 | 2017-02-25 | 14 | 16.27 | 0.73 | 17 | 143871
2 | 25 | 15:00 | 4179 | 2017-02-25 | 15 | 15.84 | 0.72 | 16.56 | 69204.24
2 | 25 | 16:00 | 1023 | 2017-02-25 | 16 | 15.87 | 0.72 | 16.59 | 16971.57
2 | 25 | 17:00 | 29 | 2017-02-25 | 17 | 23.32 | 1.2 | 24.52 | 711.08
2 | 25 | 18:00 | 0 | 2017-02-25 | 18 | 26.65 | 0.77 | 27.42 | 0
2 | 25 | 19:00 | 0 | 2017-02-25 | 19 | 19.48 | 0.7 | 20.18 | 0
2 | 25 | 20:00 | 0 | 2017-02-25 | 20 | 17.72 | 0.68 | 18.4 | 0
2 | 25 | 21:00 | 0 | 2017-02-25 | 21 | 16.44 | 0.69 | 17.13 | 0
2 | 25 | 22:00 | 0 | 2017-02-25 | 22 | 15.89 | 0.82 | 16.71 | 0
2 | 25 | 23:00 | 0 | 2017-02-25 | 23 | 0.65 | 1.28 | 1.93 | 0
2 | 25 | 24:00 | 0 | 2017-02-25 | 24 | -26.88 | 1.42 | -25.46 | 0
2 | 26 | 01:00 | 0 | 2017-02-26 | 1 | -7.06 | 0.68 | -6.38 | 0
2 | 26 | 02:00 | 0 | 2017-02-26 | 2 | 7.5 | 0.58 | 8.08 | 0
2 | 26 | 03:00 | 0 | 2017-02-26 | 3 | 15.74 | 0.5 | 16.24 | 0
2 | 26 | 04:00 | 0 | 2017-02-26 | 4 | 6.85 | 0.5 | 7.35 | 0
2 | 26 | 05:00 | 0 | 2017-02-26 | 5 | -23.52 | 0.49 | -23.03 | 0
2 | 26 | 06:00 | 73 | 2017-02-26 | 6 | -0.87 | 0.57 | -0.3 | -21.9
2 | 26 | 07:00 | 1443 | 2017-02-26 | 7 | 7.33 | 0.54 | 7.87 | 11356.41
2 | 26 | 08:00 | 6115 | 2017-02-26 | 8 | -0.08 | 0.72 | 0.64 | 3913.6
2 | 26 | 09:00 | 8231 | 2017-02-26 | 9 | 10.98 | 0.47 | 11.45 | 94244.95
2 | 26 | 10:00 | 13754 | 2017-02-26 | 10 | 0.22 | 0.64 | 0.86 | 11828.44
2 | 26 | 11:00 | 14327 | 2017-02-26 | 11 | 0.11 | 0.58 | 0.69 | 9885.63
2 | 26 | 12:00 | 11848 | 2017-02-26 | 12 | 7.82 | 0.45 | 8.27 | 97982.96
2 | 26 | 13:00 | 12282 | 2017-02-26 | 13 | 9.18 | 0.54 | 9.72 | 119381.04
2 | 26 | 14:00 | 10756 | 2017-02-26 | 14 | 4.8 | 0.49 | 5.29 | 56899.24
2 | 26 | 15:00 | 5859 | 2017-02-26 | 15 | 2.17 | 0.55 | 2.72 | 15936.48
2 | 26 | 16:00 | 1997 | 2017-02-26 | 16 | 2.76 | 0.57 | 3.33 | 6650.01
2 | 26 | 17:00 | 241 | 2017-02-26 | 17 | 13.01 | 0.45 | 13.46 | 3243.86
2 | 26 | 18:00 | 0 | 2017-02-26 | 18 | 20.44 | 0.7 | 21.14 | 0
2 | 26 | 19:00 | 0 | 2017-02-26 | 19 | 26.33 | 1.17 | 27.5 | 0
2 | 26 | 20:00 | 0 | 2017-02-26 | 20 | 25.87 | 0.58 | 26.45 | 0
2 | 26 | 21:00 | 0 | 2017-02-26 | 21 | 19.78 | 0.7 | 20.48 | 0
2 | 26 | 22:00 | 0 | 2017-02-26 | 22 | 16.34 | 0.38 | 16.72 | 0
2 | 26 | 23:00 | 0 | 2017-02-26 | 23 | 15.87 | 0.53 | 16.4 | 0
2 | 26 | 24:00 | 0 | 2017-02-26 | 24 | 12.07 | 0.77 | 12.84 | 0
2 | 27 | 01:00 | 0 | 2017-02-27 | 1 | 10.95 | 0.34 | 11.29 | 0
2 | 27 | 02:00 | 0 | 2017-02-27 | 2 | 6.3 | 0.41 | 6.71 | 0
2 | 27 | 03:00 | 0 | 2017-02-27 | 3 | 9.47 | 0.41 | 9.88 | 0
2 | 27 | 04:00 | 0 | 2017-02-27 | 4 | 14.23 | 0.27 | 14.5 | 0
2 | 27 | 05:00 | 0 | 2017-02-27 | 5 | 20.59 | 0.26 | 20.85 | 0
2 | 27 | 06:00 | 248 | 2017-02-27 | 6 | 23.54 | 0.57 | 24.11 | 5979.28
2 | 27 | 07:00 | 3618 | 2017-02-27 | 7 | 36.87 | 0.69 | 37.56 | 135892.08
2 | 27 | 08:00 | 7813 | 2017-02-27 | 8 | 36.96 | 1.21 | 38.17 | 298222.21
2 | 27 | 09:00 | 11179 | 2017-02-27 | 9 | 29.9 | 1.15 | 31.05 | 347107.95
2 | 27 | 10:00 | 13733 | 2017-02-27 | 10 | 19.9 | 0.95 | 20.85 | 286333.05
2 | 27 | 11:00 | 15122 | 2017-02-27 | 11 | 18.41 | 0.85 | 19.26 | 291249.72
2 | 27 | 12:00 | 14994 | 2017-02-27 | 12 | 15.63 | 0.81 | 16.44 | 246501.36
2 | 27 | 13:00 | 13388 | 2017-02-27 | 13 | 14.44 | 0.84 | 15.28 | 204568.64
2 | 27 | 14:00 | 10799 | 2017-02-27 | 14 | 10.46 | 0.94 | 11.4 | 123108.6
2 | 27 | 15:00 | 6566 | 2017-02-27 | 15 | 14.37 | 0.83 | 15.2 | 99803.2
2 | 27 | 16:00 | 2520 | 2017-02-27 | 16 | 14.12 | 0.83 | 14.95 | 37674
2 | 27 | 17:00 | 163 | 2017-02-27 | 17 | 15.77 | 0.8 | 16.57 | 2700.91
2 | 27 | 18:00 | 0 | 2017-02-27 | 18 | 21.11 | 0.94 | 22.05 | 0
2 | 27 | 19:00 | 0 | 2017-02-27 | 19 | 26.32 | 0.85 | 27.17 | 0
2 | 27 | 20:00 | 0 | 2017-02-27 | 20 | 29.07 | 0.85 | 29.92 | 0
2 | 27 | 21:00 | 0 | 2017-02-27 | 21 | 21.63 | 0.92 | 22.55 | 0
2 | 27 | 22:00 | 0 | 2017-02-27 | 22 | 18.44 | 0.89 | 19.33 | 0
2 | 27 | 23:00 | 0 | 2017-02-27 | 23 | 15.61 | 1 | 16.61 | 0
2 | 27 | 24:00 | 0 | 2017-02-27 | 24 | 14.09 | 1.05 | 15.14 | 0
2 | 28 | 01:00 | 0 | 2017-02-28 | 1 | 16.82 | 0.42 | 17.24 | 0
2 | 28 | 02:00 | 0 | 2017-02-28 | 2 | 15.58 | 0.3 | 15.88 | 0
2 | 28 | 03:00 | 0 | 2017-02-28 | 3 | 15.63 | 0.33 | 15.96 | 0
2 | 28 | 04:00 | 0 | 2017-02-28 | 4 | 16.14 | 0.38 | 16.52 | 0
2 | 28 | 05:00 | 0 | 2017-02-28 | 5 | 17.18 | 0.35 | 17.53 | 0
2 | 28 | 06:00 | 17 | 2017-02-28 | 6 | 16.36 | 0.69 | 17.05 | 289.85
2 | 28 | 07:00 | 403 | 2017-02-28 | 7 | 17.31 | 0.57 | 17.88 | 7205.64
2 | 28 | 08:00 | 1214 | 2017-02-28 | 8 | 18.42 | 0.98 | 19.4 | 23551.6
2 | 28 | 09:00 | 2915 | 2017-02-28 | 9 | 18.41 | 0.86 | 19.27 | 56172.05
2 | 28 | 10:00 | 5348 | 2017-02-28 | 10 | 18.99 | 0.92 | 19.91 | 106478.68
2 | 28 | 11:00 | 7260 | 2017-02-28 | 11 | 17.01 | 0.93 | 17.94 | 130244.4
2 | 28 | 12:00 | 9349 | 2017-02-28 | 12 | 16.24 | 0.93 | 17.17 | 160522.33
2 | 28 | 13:00 | 9895 | 2017-02-28 | 13 | 15.75 | 0.91 | 16.66 | 164850.7
2 | 28 | 14:00 | 9317 | 2017-02-28 | 14 | 14.46 | 0.94 | 15.4 | 143481.8
2 | 28 | 15:00 | 5414 | 2017-02-28 | 15 | 4.65 | 1.02 | 5.67 | 30697.38
2 | 28 | 16:00 | 1917 | 2017-02-28 | 16 | 14.79 | 0.93 | 15.72 | 30135.24
2 | 28 | 17:00 | 64 | 2017-02-28 | 17 | 16.3 | 0.91 | 17.21 | 1101.44
2 | 28 | 18:00 | 0 | 2017-02-28 | 18 | 17.17 | 0.99 | 18.16 | 0
2 | 28 | 19:00 | 0 | 2017-02-28 | 19 | 20.96 | 1.14 | 22.1 | 0
2 | 28 | 20:00 | 0 | 2017-02-28 | 20 | 16.4 | 0.87 | 17.27 | 0
2 | 28 | 21:00 | 0 | 2017-02-28 | 21 | 15.32 | 0.9 | 16.22 | 0
2 | 28 | 22:00 | 0 | 2017-02-28 | 22 | 14.49 | 0.95 | 15.44 | 0
2 | 28 | 23:00 | 0 | 2017-02-28 | 23 | -15.51 | 1.2 | -14.31 | 0
2 | 28 | 24:00 | 0 | 2017-02-28 | 24 | -64.81 | 1.13 | -63.68 | 0
3 | 1 | 01:00 | 0 | 2017-03-01 | 1 | -84.3 | 6.65 | -77.65 | 0
3 | 1 | 02:00 | 0 | 2017-03-01 | 2 | -84.3 | 6.66 | -77.64 | 0
3 | 1 | 03:00 | 0 | 2017-03-01 | 3 | -84.3 | 6.66 | -77.64 | 0
3 | 1 | 04:00 | 0 | 2017-03-01 | 4 | -79.08 | 4.8 | -74.28 | 0
3 | 1 | 05:00 | 0 | 2017-03-01 | 5 | 18.55 | 4.31 | 22.86 | 0
3 | 1 | 06:00 | 11 | 2017-03-01 | 6 | 8.05 | 4.22 | 12.27 | 134.97
3 | 1 | 07:00 | 394 | 2017-03-01 | 7 | -3.74 | 4.62 | 0.88 | 346.72
3 | 1 | 08:00 | 1100 | 2017-03-01 | 8 | 22.52 | 4.83 | 27.35 | 30085
3 | 1 | 09:00 | 1909 | 2017-03-01 | 9 | 19.1 | 4.62 | 23.72 | 45281.48
3 | 1 | 10:00 | 2333 | 2017-03-01 | 10 | 16.39 | 4.54 | 20.93 | 48829.69
3 | 1 | 11:00 | 2634 | 2017-03-01 | 11 | 17.61 | 4.57 | 22.18 | 58422.12
3 | 1 | 12:00 | 3323 | 2017-03-01 | 12 | 19.23 | 4.66 | 23.89 | 79386.47
3 | 1 | 13:00 | 5852 | 2017-03-01 | 13 | 15.69 | 4.65 | 20.34 | 119029.68
3 | 1 | 14:00 | 5845 | 2017-03-01 | 14 | 16.38 | 4.65 | 21.03 | 122920.35
3 | 1 | 15:00 | 2741 | 2017-03-01 | 15 | 16.27 | 4.61 | 20.88 | 57232.08
3 | 1 | 16:00 | 1023 | 2017-03-01 | 16 | 8.8 | 4.71 | 13.51 | 13820.73
3 | 1 | 17:00 | 71 | 2017-03-01 | 17 | 14.47 | 4.67 | 19.14 | 1358.94
3 | 1 | 18:00 | 0 | 2017-03-01 | 18 | 18.53 | 4.58 | 23.11 | 0
3 | 1 | 19:00 | 0 | 2017-03-01 | 19 | 23.26 | 4.84 | 28.1 | 0
3 | 1 | 20:00 | 0 | 2017-03-01 | 20 | 19.4 | 4.62 | 24.02 | 0
3 | 1 | 21:00 | 0 | 2017-03-01 | 21 | 12.91 | 4.64 | 17.55 | 0
3 | 1 | 22:00 | 0 | 2017-03-01 | 22 | 11.79 | 4.66 | 16.45 | 0
3 | 1 | 23:00 | 0 | 2017-03-01 | 23 | 8.61 | 5.53 | 14.14 | 0
3 | 1 | 24:00 | 0 | 2017-03-01 | 24 | 9.34 | 4.95 | 14.29 | 0
3 | 2 | 01:00 | 0 | 2017-03-02 | 1 | 3.57 | 1.19 | 4.76 | 0
3 | 2 | 02:00 | 0 | 2017-03-02 | 2 | 7.43 | 1.05 | 8.48 | 0
3 | 2 | 03:00 | 0 | 2017-03-02 | 3 | 17.12 | 1.02 | 18.14 | 0
3 | 2 | 04:00 | 0 | 2017-03-02 | 4 | 9.02 | 0.99 | 10.01 | 0
3 | 2 | 05:00 | 0 | 2017-03-02 | 5 | 4.64 | 0.98 | 5.62 | 0
3 | 2 | 06:00 | 311 | 2017-03-02 | 6 | 0 | 1.89 | 1.89 | 587.79
3 | 2 | 07:00 | 2422 | 2017-03-02 | 7 | -28.39 | 1.38 | -27.01 | -65418.22
3 | 2 | 08:00 | 4387 | 2017-03-02 | 8 | 2.77 | 1.7 | 4.47 | 19609.89
3 | 2 | 09:00 | 5677 | 2017-03-02 | 9 | 6.81 | 1.43 | 8.24 | 46778.48
3 | 2 | 10:00 | 11549 | 2017-03-02 | 10 | 7.91 | 1.38 | 9.29 | 107290.21
3 | 2 | 11:00 | 15668 | 2017-03-02 | 11 | 13.26 | 1.33 | 14.59 | 228596.12
3 | 2 | 12:00 | 13927 | 2017-03-02 | 12 | -49.12 | 1.66 | -47.46 | -660975.42
3 | 2 | 13:00 | 13414 | 2017-03-02 | 13 | -10.11 | 1.58 | -8.53 | -114421.42
3 | 2 | 14:00 | 12204 | 2017-03-02 | 14 | 7.09 | 1.43 | 8.52 | 103978.08
3 | 2 | 15:00 | 7775 | 2017-03-02 | 15 | 3.96 | 1.44 | 5.4 | 41985
3 | 2 | 16:00 | 2950 | 2017-03-02 | 16 | 6.78 | 1.51 | 8.29 | 24455.5
3 | 2 | 17:00 | 209 | 2017-03-02 | 17 | 20.94 | 1.33 | 22.27 | 4654.43
3 | 2 | 18:00 | 0 | 2017-03-02 | 18 | 28.39 | 1.34 | 29.73 | 0
3 | 2 | 19:00 | 0 | 2017-03-02 | 19 | 64.36 | 2.36 | 66.72 | 0
3 | 2 | 20:00 | 0 | 2017-03-02 | 20 | 44.33 | 1.57 | 45.9 | 0
3 | 2 | 21:00 | 0 | 2017-03-02 | 21 | 43.2 | 1.62 | 44.82 | 0
3 | 2 | 22:00 | 0 | 2017-03-02 | 22 | 31.77 | 1.85 | 33.62 | 0
3 | 2 | 23:00 | 0 | 2017-03-02 | 23 | 14.97 | 1.49 | 16.46 | 0
3 | 2 | 24:00 | 0 | 2017-03-02 | 24 | 6.79 | 1.09 | 7.88 | 0
3 | 3 | 01:00 | 0 | 2017-03-03 | 1 | 16.09 | 0.43 | 16.52 | 0
3 | 3 | 02:00 | 0 | 2017-03-03 | 2 | 21.98 | 0.32 | 22.3 | 0
3 | 3 | 03:00 | 0 | 2017-03-03 | 3 | 22.22 | 0.36 | 22.58 | 0
3 | 3 | 04:00 | 0 | 2017-03-03 | 4 | 21.13 | 0.37 | 21.5 | 0
3 | 3 | 05:00 | 0 | 2017-03-03 | 5 | 22.69 | 0.33 | 23.02 | 0
3 | 3 | 06:00 | 446 | 2017-03-03 | 6 | 24.23 | 0.62 | 24.85 | 11083.1
3 | 3 | 07:00 | 3423 | 2017-03-03 | 7 | 22.97 | 0.62 | 23.59 | 80748.57
3 | 3 | 08:00 | 6134 | 2017-03-03 | 8 | 23.99 | 0.99 | 24.98 | 153227.32
3 | 3 | 09:00 | 10358 | 2017-03-03 | 9 | 21.73 | 0.81 | 22.54 | 233469.32
3 | 3 | 10:00 | 14413 | 2017-03-03 | 10 | 20.14 | 0.79 | 20.93 | 301664.09
3 | 3 | 11:00 | 16428 | 2017-03-03 | 11 | 24.16 | 0.88 | 25.04 | 411357.12
3 | 3 | 12:00 | 15291 | 2017-03-03 | 12 | 23.84 | 0.93 | 24.77 | 378758.07
3 | 3 | 13:00 | 13524 | 2017-03-03 | 13 | 11.62 | 0.99 | 12.61 | 170537.64
3 | 3 | 14:00 | 10132 | 2017-03-03 | 14 | 2.94 | 1.13 | 4.07 | 41237.24
3 | 3 | 15:00 | 6486 | 2017-03-03 | 15 | 8.56 | 1.16 | 9.72 | 63043.92
3 | 3 | 16:00 | 2517 | 2017-03-03 | 16 | 19.78 | 0.94 | 20.72 | 52152.24
3 | 3 | 17:00 | 166 | 2017-03-03 | 17 | 27.22 | 0.87 | 28.09 | 4662.94
3 | 3 | 18:00 | 0 | 2017-03-03 | 18 | 32.41 | 0.84 | 33.25 | 0
3 | 3 | 19:00 | 0 | 2017-03-03 | 19 | 37.77 | 0.87 | 38.64 | 0
3 | 3 | 20:00 | 0 | 2017-03-03 | 20 | 32.87 | 0.93 | 33.8 | 0
3 | 3 | 21:00 | 0 | 2017-03-03 | 21 | 29.69 | 0.84 | 30.53 | 0
3 | 3 | 22:00 | 0 | 2017-03-03 | 22 | 28.07 | 0.83 | 28.9 | 0
3 | 3 | 23:00 | 0 | 2017-03-03 | 23 | 28.91 | 1.19 | 30.1 | 0
3 | 3 | 24:00 | 0 | 2017-03-03 | 24 | 28.12 | 0.58 | 28.7 | 0
3 | 4 | 01:00 | 0 | 2017-03-04 | 1 | 37.3 | 1.21 | 38.51 | 0
3 | 4 | 02:00 | 0 | 2017-03-04 | 2 | 22.9 | 0.44 | 23.34 | 0
3 | 4 | 03:00 | 0 | 2017-03-04 | 3 | 17.8 | 0.46 | 18.26 | 0
3 | 4 | 04:00 | 0 | 2017-03-04 | 4 | 19.45 | 0.47 | 19.92 | 0
3 | 4 | 05:00 | 0 | 2017-03-04 | 5 | 19.49 | 0.47 | 19.96 | 0
3 | 4 | 06:00 | 289 | 2017-03-04 | 6 | 24.57 | 0.39 | 24.96 | 7213.44
3 | 4 | 07:00 | 2961 | 2017-03-04 | 7 | 26.68 | 0.46 | 27.14 | 80361.54
3 | 4 | 08:00 | 6321 | 2017-03-04 | 8 | 29.06 | 0.45 | 29.51 | 186532.71
3 | 4 | 09:00 | 7318 | 2017-03-04 | 9 | 26.33 | 0.49 | 26.82 | 196268.76
3 | 4 | 10:00 | 7486 | 2017-03-04 | 10 | 26.76 | 0.38 | 27.14 | 203170.04
3 | 4 | 11:00 | 9212 | 2017-03-04 | 11 | 28.08 | 0.39 | 28.47 | 262265.64
3 | 4 | 12:00 | 12815 | 2017-03-04 | 12 | 29.26 | 0.44 | 29.7 | 380605.5
3 | 4 | 13:00 | 15208 | 2017-03-04 | 13 | 28.7 | 0.45 | 29.15 | 443313.2
3 | 4 | 14:00 | 12618 | 2017-03-04 | 14 | 26.41 | 0.43 | 26.84 | 338667.12
3 | 4 | 15:00 | 8168 | 2017-03-04 | 15 | 24.96 | 0.42 | 25.38 | 207303.84
3 | 4 | 16:00 | 3404 | 2017-03-04 | 16 | 24.74 | 0.42 | 25.16 | 85644.64
3 | 4 | 17:00 | 258 | 2017-03-04 | 17 | 27.32 | 0.41 | 27.73 | 7154.34
3 | 4 | 18:00 | 0 | 2017-03-04 | 18 | 29.45 | 0.36 | 29.81 | 0
3 | 4 | 19:00 | 0 | 2017-03-04 | 19 | 38.59 | 0.39 | 38.98 | 0
3 | 4 | 20:00 | 0 | 2017-03-04 | 20 | 35 | 0.39 | 35.39 | 0
3 | 4 | 21:00 | 0 | 2017-03-04 | 21 | 31.45 | 0.39 | 31.84 | 0
3 | 4 | 22:00 | 0 | 2017-03-04 | 22 | 41.94 | 0.82 | 42.76 | 0
3 | 4 | 23:00 | 0 | 2017-03-04 | 23 | 40.14 | 0.63 | 40.77 | 0
3 | 4 | 24:00 | 0 | 2017-03-04 | 24 | 36.45 | 0.68 | 37.13 | 0
3 | 5 | 01:00 | 0 | 2017-03-05 | 1 | 45.66 | 1.25 | 46.91 | 0
3 | 5 | 02:00 | 0 | 2017-03-05 | 2 | 47.11 | 1.08 | 48.19 | 0
3 | 5 | 03:00 | 0 | 2017-03-05 | 3 | 32.47 | 0.94 | 33.41 | 0
3 | 5 | 04:00 | 0 | 2017-03-05 | 4 | 27.79 | 0.65 | 28.44 | 0
3 | 5 | 05:00 | 0 | 2017-03-05 | 5 | 29.14 | 0.56 | 29.7 | 0
3 | 5 | 06:00 | 579 | 2017-03-05 | 6 | 41.24 | 1.24 | 42.48 | 24595.92
3 | 5 | 07:00 | 4881 | 2017-03-05 | 7 | 43.14 | 0.85 | 43.99 | 214715.19
3 | 5 | 08:00 | 9833 | 2017-03-05 | 8 | 46.77 | 1.73 | 48.5 | 476900.5
3 | 5 | 09:00 | 13841 | 2017-03-05 | 9 | 31.2 | 0.73 | 31.93 | 441943.13
3 | 5 | 10:00 | 16500 | 2017-03-05 | 10 | 28.08 | 0.59 | 28.67 | 473055
3 | 5 | 11:00 | 17306 | 2017-03-05 | 11 | 26.51 | 0.56 | 27.07 | 468473.42
3 | 5 | 12:00 | 16868 | 2017-03-05 | 12 | 25.66 | 0.55 | 26.21 | 442110.28
3 | 5 | 13:00 | 15326 | 2017-03-05 | 13 | 25.06 | 0.56 | 25.62 | 392652.12
3 | 5 | 14:00 | 12203 | 2017-03-05 | 14 | 24.73 | 0.56 | 25.29 | 308613.87
3 | 5 | 15:00 | 7841 | 2017-03-05 | 15 | 25.14 | 0.56 | 25.7 | 201513.7
3 | 5 | 16:00 | 3301 | 2017-03-05 | 16 | 25.39 | 0.55 | 25.94 | 85627.94
3 | 5 | 17:00 | 246 | 2017-03-05 | 17 | 27.14 | 0.55 | 27.69 | 6811.74
3 | 5 | 18:00 | 0 | 2017-03-05 | 18 | 42.79 | 0.9 | 43.69 | 0
3 | 5 | 19:00 | 0 | 2017-03-05 | 19 | 45.84 | 0.98 | 46.82 | 0
3 | 5 | 20:00 | 0 | 2017-03-05 | 20 | 43.44 | 0.73 | 44.17 | 0
3 | 5 | 21:00 | 0 | 2017-03-05 | 21 | 35.88 | 0.9 | 36.78 | 0
3 | 5 | 22:00 | 0 | 2017-03-05 | 22 | 35.68 | 0.78 | 36.46 | 0
3 | 5 | 23:00 | 0 | 2017-03-05 | 23 | 27.98 | 0.69 | 28.67 | 0
3 | 5 | 24:00 | 0 | 2017-03-05 | 24 | 26.16 | 0.68 | 26.84 | 0
3 | 6 | 01:00 | 0 | 2017-03-06 | 1 | 27.44 | 0.51 | 27.95 | 0
3 | 6 | 02:00 | 0 | 2017-03-06 | 2 | 28.73 | 0.53 | 29.26 | 0
3 | 6 | 03:00 | 0 | 2017-03-06 | 3 | 28.34 | 0.57 | 28.91 | 0
3 | 6 | 04:00 | 0 | 2017-03-06 | 4 | 27.15 | 0.43 | 27.58 | 0
3 | 6 | 05:00 | 0 | 2017-03-06 | 5 | 27.6 | 0.4 | 28 | 0
3 | 6 | 06:00 | 624 | 2017-03-06 | 6 | 43.68 | 1.09 | 44.77 | 27936.48
3 | 6 | 07:00 | 4793 | 2017-03-06 | 7 | 54.45 | 0.7 | 55.15 | 264333.95
3 | 6 | 08:00 | 9094 | 2017-03-06 | 8 | 71.24 | 1.6 | 72.84 | 662406.96
3 | 6 | 09:00 | 12945 | 2017-03-06 | 9 | 59.18 | 1.98 | 61.16 | 791716.2
3 | 6 | 10:00 | 15084 | 2017-03-06 | 10 | 29.42 | 0.98 | 30.4 | 458553.6
3 | 6 | 11:00 | 15972 | 2017-03-06 | 11 | 26.81 | 1.01 | 27.82 | 444341.04
3 | 6 | 12:00 | 15276 | 2017-03-06 | 12 | 25.78 | 1.02 | 26.8 | 409396.8
3 | 6 | 13:00 | 13969 | 2017-03-06 | 13 | 24.62 | 1 | 25.62 | 357885.78
3 | 6 | 14:00 | 11226 | 2017-03-06 | 14 | 24.33 | 1 | 25.33 | 284354.58
3 | 6 | 15:00 | 6174 | 2017-03-06 | 15 | 23.65 | 1 | 24.65 | 152189.1
3 | 6 | 16:00 | 2422 | 2017-03-06 | 16 | 23.93 | 0.99 | 24.92 | 60356.24
3 | 6 | 17:00 | 259 | 2017-03-06 | 17 | 25.85 | 0.98 | 26.83 | 6948.97
3 | 6 | 18:00 | 0 | 2017-03-06 | 18 | 36.15 | 1.32 | 37.47 | 0
3 | 6 | 19:00 | 0 | 2017-03-06 | 19 | 41.15 | 1.25 | 42.4 | 0
3 | 6 | 20:00 | 0 | 2017-03-06 | 20 | 34.19 | 1.13 | 35.32 | 0
3 | 6 | 21:00 | 0 | 2017-03-06 | 21 | 30.14 | 1.08 | 31.22 | 0
3 | 6 | 22:00 | 0 | 2017-03-06 | 22 | 29.05 | 1.11 | 30.16 | 0
3 | 6 | 23:00 | 0 | 2017-03-06 | 23 | 23.82 | 1.11 | 24.93 | 0
3 | 6 | 24:00 | 0 | 2017-03-06 | 24 | 12.04 | 0.67 | 12.71 | 0
3 | 7 | 01:00 | 0 | 2017-03-07 | 1 | 14.54 | 2.46 | 17 | 0
3 | 7 | 02:00 | 0 | 2017-03-07 | 2 | 13.66 | 2.15 | 15.81 | 0
3 | 7 | 03:00 | 0 | 2017-03-07 | 3 | 16.12 | 2.1 | 18.22 | 0
3 | 7 | 04:00 | 0 | 2017-03-07 | 4 | 21.63 | 2.05 | 23.68 | 0
3 | 7 | 05:00 | 0 | 2017-03-07 | 5 | 21.56 | 2.04 | 23.6 | 0
3 | 7 | 06:00 | 50 | 2017-03-07 | 6 | 20.22 | 2.15 | 22.37 | 1118.5
3 | 7 | 07:00 | 329 | 2017-03-07 | 7 | 25.03 | 2.37 | 27.4 | 9014.6
3 | 7 | 08:00 | 1025 | 2017-03-07 | 8 | 33.64 | 2.67 | 36.31 | 37217.75
3 | 7 | 09:00 | 1723 | 2017-03-07 | 9 | 36.54 | 2.63 | 39.17 | 67489.91
3 | 7 | 10:00 | 2055 | 2017-03-07 | 10 | 43.11 | 2.79 | 45.9 | 94324.5
3 | 7 | 11:00 | 2273 | 2017-03-07 | 11 | 48.17 | 3.39 | 51.56 | 117195.88
3 | 7 | 12:00 | 2134 | 2017-03-07 | 12 | 29.5 | 2.95 | 32.45 | 69248.3
3 | 7 | 13:00 | 1656 | 2017-03-07 | 13 | 25.6 | 2.82 | 28.42 | 47063.52
3 | 7 | 14:00 | 1612 | 2017-03-07 | 14 | 21.71 | 2.65 | 24.36 | 39268.32
3 | 7 | 15:00 | 880 | 2017-03-07 | 15 | 25.41 | 2.62 | 28.03 | 24666.4
3 | 7 | 16:00 | 263 | 2017-03-07 | 16 | 26.55 | 2.8 | 29.35 | 7719.05
3 | 7 | 17:00 | 1 | 2017-03-07 | 17 | 23.04 | 2.64 | 25.68 | 25.68
3 | 7 | 18:00 | 0 | 2017-03-07 | 18 | 35.04 | 3.06 | 38.1 | 0
3 | 7 | 19:00 | 0 | 2017-03-07 | 19 | 60.22 | 4.35 | 64.57 | 0
3 | 7 | 20:00 | 0 | 2017-03-07 | 20 | 44.02 | 3.61 | 47.63 | 0
3 | 7 | 21:00 | 0 | 2017-03-07 | 21 | 50.26 | 3.75 | 54.01 | 0
3 | 7 | 22:00 | 0 | 2017-03-07 | 22 | 26.37 | 2.93 | 29.3 | 0
3 | 7 | 23:00 | 0 | 2017-03-07 | 23 | 25.98 | 3.23 | 29.21 | 0
3 | 7 | 24:00 | 0 | 2017-03-07 | 24 | 38.97 | 3.37 | 42.34 | 0
3 | 8 | 01:00 | 0 | 2017-03-08 | 1 | 35.51 | 1.67 | 37.18 | 0
3 | 8 | 02:00 | 0 | 2017-03-08 | 2 | 46.02 | 1.54 | 47.56 | 0
3 | 8 | 03:00 | 0 | 2017-03-08 | 3 | 36.14 | 1.53 | 37.67 | 0
3 | 8 | 04:00 | 0 | 2017-03-08 | 4 | 35.74 | 1.32 | 37.06 | 0
3 | 8 | 05:00 | 0 | 2017-03-08 | 5 | 72.56 | 1.54 | 74.1 | 0
3 | 8 | 06:00 | 1 | 2017-03-08 | 6 | 22.84 | 1.59 | 24.43 | 24.43
3 | 8 | 07:00 | 148 | 2017-03-08 | 7 | 25.05 | 1.61 | 26.66 | 3945.68
3 | 8 | 08:00 | 1392 | 2017-03-08 | 8 | 37.49 | 3.03 | 40.52 | 56403.84
3 | 8 | 09:00 | 6999 | 2017-03-08 | 9 | 36.05 | 2.44 | 38.49 | 269391.51
3 | 8 | 10:00 | 9172 | 2017-03-08 | 10 | 20.72 | 1.72 | 22.44 | 205819.68
3 | 8 | 11:00 | 9888 | 2017-03-08 | 11 | 22.35 | 2.03 | 24.38 | 241069.44
3 | 8 | 12:00 | 14481 | 2017-03-08 | 12 | 21.22 | 1.97 | 23.19 | 335814.39
3 | 8 | 13:00 | 13291 | 2017-03-08 | 13 | 18.83 | 1.83 | 20.66 | 274592.06
3 | 8 | 14:00 | 11539 | 2017-03-08 | 14 | 18.01 | 1.81 | 19.82 | 228702.98
3 | 8 | 15:00 | 5571 | 2017-03-08 | 15 | 17.37 | 1.8 | 19.17 | 106796.07
3 | 8 | 16:00 | 2677 | 2017-03-08 | 16 | 18.31 | 1.84 | 20.15 | 53941.55
3 | 8 | 17:00 | 244 | 2017-03-08 | 17 | 19.79 | 1.86 | 21.65 | 5282.6
3 | 8 | 18:00 | 0 | 2017-03-08 | 18 | 40.51 | 2.35 | 42.86 | 0
3 | 8 | 19:00 | 0 | 2017-03-08 | 19 | 46.73 | 1.93 | 48.66 | 0
3 | 8 | 20:00 | 0 | 2017-03-08 | 20 | 43.78 | 1.98 | 45.76 | 0
3 | 8 | 21:00 | 0 | 2017-03-08 | 21 | 35.22 | 2.55 | 37.77 | 0
3 | 8 | 22:00 | 0 | 2017-03-08 | 22 | 18.45 | 1.79 | 20.24 | 0
3 | 8 | 23:00 | 0 | 2017-03-08 | 23 | 18.39 | 1.87 | 20.26 | 0
3 | 8 | 24:00 | 0 | 2017-03-08 | 24 | 17.09 | 2.09 | 19.18 | 0
3 | 9 | 01:00 | 0 | 2017-03-09 | 1 | 16.37 | 0.49 | 16.86 | 0
3 | 9 | 02:00 | 0 | 2017-03-09 | 2 | 8.36 | 0.46 | 8.82 | 0
3 | 9 | 03:00 | 0 | 2017-03-09 | 3 | 2.72 | 0.61 | 3.33 | 0
3 | 9 | 04:00 | 0 | 2017-03-09 | 4 | 11.58 | 0.46 | 12.04 | 0
3 | 9 | 05:00 | 0 | 2017-03-09 | 5 | 11.26 | 0.46 | 11.72 | 0
3 | 9 | 06:00 | 633 | 2017-03-09 | 6 | 13.15 | 0.73 | 13.88 | 8786.04
3 | 9 | 07:00 | 3732 | 2017-03-09 | 7 | 15.72 | 0.57 | 16.29 | 60794.28
3 | 9 | 08:00 | 6045 | 2017-03-09 | 8 | 16.85 | 1.11 | 17.96 | 108568.2
3 | 9 | 09:00 | 8296 | 2017-03-09 | 9 | 15.54 | 1.01 | 16.55 | 137298.8
3 | 9 | 10:00 | 12725 | 2017-03-09 | 10 | 15.43 | 0.98 | 16.41 | 208817.25
3 | 9 | 11:00 | 15504 | 2017-03-09 | 11 | 15.72 | 1 | 16.72 | 259226.88
3 | 9 | 12:00 | 15646 | 2017-03-09 | 12 | 15.63 | 0.98 | 16.61 | 259880.06
3 | 9 | 13:00 | 14278 | 2017-03-09 | 13 | 7.34 | 1.07 | 8.41 | 120077.98
3 | 9 | 14:00 | 11223 | 2017-03-09 | 14 | 17.91 | 0.99 | 18.9 | 212114.7
3 | 9 | 15:00 | 7910 | 2017-03-09 | 15 | 7.23 | 1.05 | 8.28 | 65494.8
3 | 9 | 16:00 | 3380 | 2017-03-09 | 16 | -5.52 | 1.16 | -4.36 | -14736.8
3 | 9 | 17:00 | 347 | 2017-03-09 | 17 | 19.66 | 0.92 | 20.58 | 7141.26
3 | 9 | 18:00 | 0 | 2017-03-09 | 18 | 21.65 | 0.88 | 22.53 | 0
3 | 9 | 19:00 | 0 | 2017-03-09 | 19 | 34.44 | 1.24 | 35.68 | 0
3 | 9 | 20:00 | 0 | 2017-03-09 | 20 | 33.25 | 1.02 | 34.27 | 0
3 | 9 | 21:00 | 0 | 2017-03-09 | 21 | 30.92 | 1.26 | 32.18 | 0
3 | 9 | 22:00 | 0 | 2017-03-09 | 22 | 22.69 | 1.04 | 23.73 | 0
3 | 9 | 23:00 | 0 | 2017-03-09 | 23 | 16.46 | 1.1 | 17.56 | 0
3 | 9 | 24:00 | 0 | 2017-03-09 | 24 | -22.68 | 1.3 | -21.38 | 0
3 | 10 | 01:00 | 0 | 2017-03-10 | 1 | -29.81 | 1.66 | -28.15 | 0
3 | 10 | 02:00 | 0 | 2017-03-10 | 2 | -17.89 | 1.7 | -16.19 | 0
3 | 10 | 03:00 | 0 | 2017-03-10 | 3 | 7.32 | 1.57 | 8.89 | 0
3 | 10 | 04:00 | 0 | 2017-03-10 | 4 | 23.56 | 1.5 | 25.06 | 0
3 | 10 | 05:00 | 0 | 2017-03-10 | 5 | -15.38 | 1.83 | -13.55 | 0
3 | 10 | 06:00 | 47 | 2017-03-10 | 6 | 7.09 | 1.75 | 8.84 | 415.48
3 | 10 | 07:00 | 713 | 2017-03-10 | 7 | 20.75 | 1.66 | 22.41 | 15978.33
3 | 10 | 08:00 | 1827 | 2017-03-10 | 8 | 29.89 | 2.19 | 32.08 | 58610.16
3 | 10 | 09:00 | 3203 | 2017-03-10 | 9 | 32.34 | 2.07 | 34.41 | 110215.23
3 | 10 | 10:00 | 3542 | 2017-03-10 | 10 | 49.24 | 2.68 | 51.92 | 183900.64
3 | 10 | 11:00 | 3540 | 2017-03-10 | 11 | 61.22 | 2.17 | 63.39 | 224400.6
3 | 10 | 12:00 | 2988 | 2017-03-10 | 12 | 77.6 | 2.5 | 80.1 | 239338.8
3 | 10 | 13:00 | 3442 | 2017-03-10 | 13 | 81.42 | 2.62 | 84.04 | 289265.68
3 | 10 | 14:00 | 3427 | 2017-03-10 | 14 | 74.26 | 3.08 | 77.34 | 265044.18
3 | 10 | 15:00 | 3001 | 2017-03-10 | 15 | 57.35 | 2.88 | 60.23 | 180750.23
3 | 10 | 16:00 | 1211 | 2017-03-10 | 16 | 42.63 | 2.23 | 44.86 | 54325.46
3 | 10 | 17:00 | 181 | 2017-03-10 | 17 | 43.93 | 2.04 | 45.97 | 8320.57
3 | 10 | 18:00 | 0 | 2017-03-10 | 18 | 40.96 | 1.91 | 42.87 | 0
3 | 10 | 19:00 | 0 | 2017-03-10 | 19 | 56.26 | 1.99 | 58.25 | 0
3 | 10 | 20:00 | 0 | 2017-03-10 | 20 | 48.09 | 1.99 | 50.08 | 0
3 | 10 | 21:00 | 0 | 2017-03-10 | 21 | 38.73 | 1.94 | 40.67 | 0
3 | 10 | 22:00 | 0 | 2017-03-10 | 22 | 37.02 | 1.98 | 39 | 0
3 | 10 | 23:00 | 0 | 2017-03-10 | 23 | 36.23 | 2.15 | 38.38 | 0
3 | 10 | 24:00 | 0 | 2017-03-10 | 24 | 29.16 | 1.77 | 30.93 | 0
3 | 11 | 01:00 | 0 | 2017-03-11 | 1 | 27.82 | 0.67 | 28.49 | 0
3 | 11 | 02:00 | 0 | 2017-03-11 | 2 | 27.63 | 0.59 | 28.22 | 0
3 | 11 | 03:00 | 0 | 2017-03-11 | 3 | 34.23 | 0.61 | 34.84 | 0
3 | 11 | 04:00 | 0 | 2017-03-11 | 4 | 20.72 | 0.72 | 21.44 | 0
3 | 11 | 05:00 | 0 | 2017-03-11 | 5 | 29.5 | 0.65 | 30.15 | 0
3 | 11 | 06:00 | 381 | 2017-03-11 | 6 | 34.4 | 0.65 | 35.05 | 13354.05
3 | 11 | 07:00 | 2529 | 2017-03-11 | 7 | 30.2 | 0.68 | 30.88 | 78095.52
3 | 11 | 08:00 | 4118 | 2017-03-11 | 8 | 33.75 | 0.67 | 34.42 | 141741.56
3 | 11 | 09:00 | 5750 | 2017-03-11 | 9 | 57.36 | 1.44 | 58.8 | 338100
3 | 11 | 10:00 | 7974 | 2017-03-11 | 10 | 45.87 | 0.73 | 46.6 | 371588.4
3 | 11 | 11:00 | 8687 | 2017-03-11 | 11 | 46.74 | 0.65 | 47.39 | 411676.93
3 | 11 | 12:00 | 9116 | 2017-03-11 | 12 | 46.31 | 0.66 | 46.97 | 428178.52
3 | 11 | 13:00 | 8070 | 2017-03-11 | 13 | 44.8 | 0.66 | 45.46 | 366862.2
3 | 11 | 14:00 | 6565 | 2017-03-11 | 14 | 44.8 | 0.67 | 45.47 | 298510.55
3 | 11 | 15:00 | 4179 | 2017-03-11 | 15 | 43.78 | 0.68 | 44.46 | 185798.34
3 | 11 | 16:00 | 1762 | 2017-03-11 | 16 | 47.46 | 0.57 | 48.03 | 84628.86
3 | 11 | 17:00 | 266 | 2017-03-11 | 17 | 56.8 | 0.94 | 57.74 | 15358.84
3 | 11 | 18:00 | 0 | 2017-03-11 | 18 | 51.55 | 0.69 | 52.24 | 0
3 | 11 | 19:00 | 0 | 2017-03-11 | 19 | 63.27 | 0.6 | 63.87 | 0
3 | 11 | 20:00 | 0 | 2017-03-11 | 20 | 61.14 | 0.76 | 61.9 | 0
3 | 11 | 21:00 | 0 | 2017-03-11 | 21 | 55.99 | 0.77 | 56.76 | 0
3 | 11 | 22:00 | 0 | 2017-03-11 | 22 | 57.07 | 0.6 | 57.67 | 0
3 | 11 | 23:00 | 0 | 2017-03-11 | 23 | 45.61 | 1.28 | 46.89 | 0
3 | 11 | 24:00 | 0 | 2017-03-11 | 24 | 51.08 | 1.56 | 52.64 | 0
3 | 12 | 01:00 | 0 | 2017-03-12 | 1 | 62.48 | 1.07 | 63.55 | 0
3 | 12 | 03:00 | 0 | 2017-03-12 | 2 | 74.04 | 0.85 | 74.89 | 0
3 | 12 | 04:00 | 0 | 2017-03-12 | 4 | 43.2 | 0.89 | 44.09 | 0
3 | 12 | 05:00 | 0 | 2017-03-12 | 5 | 51.56 | 0.85 | 52.41 | 0
3 | 12 | 06:00 | 0 | 2017-03-12 | 6 | 53.21 | 0.79 | 54 | 0
3 | 12 | 07:00 | 680 | 2017-03-12 | 7 | 58.41 | 1.22 | 59.63 | 40548.4
3 | 12 | 08:00 | 3948 | 2017-03-12 | 8 | 65.62 | 1.44 | 67.06 | 264752.88
3 | 12 | 09:00 | 7532 | 2017-03-12 | 9 | 63.4 | 1.09 | 64.49 | 485738.68
3 | 12 | 10:00 | 10654 | 2017-03-12 | 10 | 58.54 | 1.16 | 59.7 | 636043.8
3 | 12 | 11:00 | 12796 | 2017-03-12 | 11 | 50.28 | 0.86 | 51.14 | 654387.44
3 | 12 | 12:00 | 14041 | 2017-03-12 | 12 | 50.44 | 0.84 | 51.28 | 720022.48
3 | 12 | 13:00 | 14011 | 2017-03-12 | 13 | 48.99 | 0.84 | 49.83 | 698168.13
3 | 12 | 14:00 | 13212 | 2017-03-12 | 14 | 48.7 | 0.84 | 49.54 | 654522.48
3 | 12 | 15:00 | 11166 | 2017-03-12 | 15 | 45.26 | 0.86 | 46.12 | 514975.92
3 | 12 | 16:00 | 7138 | 2017-03-12 | 16 | 34.25 | 1.02 | 35.27 | 251757.26
3 | 12 | 17:00 | 3195 | 2017-03-12 | 17 | 44.35 | 0.9 | 45.25 | 144573.75
3 | 12 | 18:00 | 411 | 2017-03-12 | 18 | 46.98 | 1.06 | 48.04 | 19744.44
3 | 12 | 19:00 | 0 | 2017-03-12 | 19 | 48.44 | 1.04 | 49.48 | 0
3 | 12 | 20:00 | 0 | 2017-03-12 | 20 | 79.67 | 1.14 | 80.81 | 0
3 | 12 | 21:00 | 0 | 2017-03-12 | 21 | 100.55 | 1.07 | 101.62 | 0
3 | 12 | 22:00 | 0 | 2017-03-12 | 22 | 83.51 | 0.96 | 84.47 | 0
3 | 12 | 23:00 | 0 | 2017-03-12 | 23 | 74.56 | 1.22 | 75.78 | 0
3 | 12 | 24:00 | 0 | 2017-03-12 | 24 | 60.19 | 2.06 | 62.25 | 0
3 | 12 | 01:00 | 0 | 2017-03-13 | 1 | 58.03 | 1.09 | 59.12 | 0
3 | 13 | 02:00 | 0 | 2017-03-13 | 2 | 51.79 | 0.97 | 52.76 | 0
3 | 13 | 03:00 | 0 | 2017-03-13 | 3 | 51.12 | 0.96 | 52.08 | 0
3 | 13 | 04:00 | 0 | 2017-03-13 | 4 | 51.05 | 0.96 | 52.01 | 0
3 | 13 | 05:00 | 0 | 2017-03-13 | 5 | 50.93 | 1.24 | 52.17 | 0
3 | 13 | 06:00 | 0 | 2017-03-13 | 6 | 50.79 | 1.54 | 52.33 | 0
3 | 13 | 07:00 | 1010 | 2017-03-13 | 7 | 85.82 | 2 | 87.82 | 88698.2
3 | 13 | 08:00 | 5239 | 2017-03-13 | 8 | 157.03 | 7.57 | 164.6 | 862339.4
3 | 13 | 09:00 | 9829 | 2017-03-13 | 9 | 102.81 | 5.52 | 108.33 | 1064775.57
3 | 13 | 10:00 | 13468 | 2017-03-13 | 10 | 72.98 | 2.49 | 75.47 | 1016429.96
3 | 13 | 11:00 | 16087 | 2017-03-13 | 11 | 59.7 | 1.57 | 61.27 | 985650.49
3 | 13 | 12:00 | 16758 | 2017-03-13 | 12 | 51.79 | 1.65 | 53.44 | 895547.52
3 | 13 | 13:00 | 16123 | 2017-03-13 | 13 | 48.27 | 1.52 | 49.79 | 802764.17
3 | 13 | 14:00 | 11960 | 2017-03-13 | 14 | 48.22 | 1.5 | 49.72 | 594651.2
3 | 13 | 15:00 | 9238 | 2017-03-13 | 15 | 49.02 | 1.57 | 50.59 | 467350.42
3 | 13 | 16:00 | 7261 | 2017-03-13 | 16 | 47.23 | 1.57 | 48.8 | 354336.8
3 | 13 | 17:00 | 3052 | 2017-03-13 | 17 | 46.53 | 1.59 | 48.12 | 146862.24
3 | 13 | 18:00 | 389 | 2017-03-13 | 18 | 46.58 | 1.55 | 48.13 | 18722.57
3 | 13 | 19:00 | 0 | 2017-03-13 | 19 | 50.94 | 1.57 | 52.51 | 0
3 | 13 | 20:00 | 0 | 2017-03-13 | 20 | 57.18 | 1.47 | 58.65 | 0
3 | 13 | 21:00 | 0 | 2017-03-13 | 21 | 55.43 | 1.5 | 56.93 | 0
3 | 13 | 22:00 | 0 | 2017-03-13 | 22 | 52.71 | 1.5 | 54.21 | 0
3 | 13 | 23:00 | 0 | 2017-03-13 | 23 | 46.64 | 2.15 | 48.79 | 0
3 | 13 | 24:00 | 0 | 2017-03-13 | 24 | 30.11 | 1.77 | 31.88 | 0
3 | 13 | 01:00 | 0 | 2017-03-14 | 1 | 35.5 | 3.4 | 38.9 | 0
3 | 14 | 02:00 | 0 | 2017-03-14 | 2 | 38.65 | 3.65 | 42.3 | 0
3 | 14 | 03:00 | 0 | 2017-03-14 | 3 | 18.93 | 3.48 | 22.41 | 0
3 | 14 | 04:00 | 0 | 2017-03-14 | 4 | 49.32 | 3.37 | 52.69 | 0
3 | 14 | 05:00 | 0 | 2017-03-14 | 5 | 49.36 | 3.36 | 52.72 | 0
3 | 14 | 06:00 | 0 | 2017-03-14 | 6 | -39.92 | 3.7 | -36.22 | 0
3 | 14 | 07:00 | 0 | 2017-03-14 | 7 | -87.41 | 4.93 | -82.48 | 0
3 | 14 | 08:00 | 0 | 2017-03-14 | 8 | 12.15 | 4.81 | 16.96 | 0
3 | 14 | 09:00 | 3 | 2017-03-14 | 9 | 29.63 | 4.3 | 33.93 | 101.79
3 | 14 | 10:00 | 47 | 2017-03-14 | 10 | 50.99 | 4.05 | 55.04 | 2586.88
3 | 14 | 11:00 | 163 | 2017-03-14 | 11 | 54.85 | 3.82 | 58.67 | 9563.21
3 | 14 | 12:00 | 68 | 2017-03-14 | 12 | 59.18 | 3.97 | 63.15 | 4294.2
3 | 14 | 13:00 | 72 | 2017-03-14 | 13 | 58.74 | 4.03 | 62.77 | 4519.44
3 | 14 | 14:00 | 52 | 2017-03-14 | 14 | 59.82 | 3.84 | 63.66 | 3310.32
3 | 14 | 15:00 | 80 | 2017-03-14 | 15 | 57.3 | 3.82 | 61.12 | 4889.6
3 | 14 | 16:00 | 92 | 2017-03-14 | 16 | 54.11 | 3.83 | 57.94 | 5330.48
3 | 14 | 17:00 | 59 | 2017-03-14 | 17 | 52.32 | 3.84 | 56.16 | 3313.44
3 | 14 | 18:00 | 21 | 2017-03-14 | 18 | 47.19 | 3.86 | 51.05 | 1072.05
3 | 14 | 19:00 | 0 | 2017-03-14 | 19 | 47.35 | 3.78 | 51.13 | 0
3 | 14 | 20:00 | 0 | 2017-03-14 | 20 | 47.67 | 3.78 | 51.45 | 0
3 | 14 | 21:00 | 0 | 2017-03-14 | 21 | 46.11 | 3.84 | 49.95 | 0
3 | 14 | 22:00 | 0 | 2017-03-14 | 22 | 46.4 | 3.88 | 50.28 | 0
3 | 14 | 23:00 | 0 | 2017-03-14 | 23 | 27.52 | 4.08 | 31.6 | 0
3 | 14 | 24:00 | 0 | 2017-03-14 | 24 | -13.9 | 4.34 | -9.56 | 0
3 | 14 | 01:00 | 0 | 2017-03-15 | 1 | 33.1 | 1.9 | 35 | 0
3 | 15 | 02:00 | 0 | 2017-03-15 | 2 | 47.58 | 1.67 | 49.25 | 0
3 | 15 | 03:00 | 0 | 2017-03-15 | 3 | 45.58 | 1.61 | 47.19 | 0
3 | 15 | 04:00 | 0 | 2017-03-15 | 4 | 45.78 | 1.64 | 47.42 | 0
3 | 15 | 05:00 | 0 | 2017-03-15 | 5 | 44.97 | 1.67 | 46.64 | 0
3 | 15 | 06:00 | 0 | 2017-03-15 | 6 | 44.37 | 2.29 | 46.66 | 0
3 | 15 | 07:00 | 137 | 2017-03-15 | 7 | 54.33 | 1.92 | 56.25 | 7706.25
3 | 15 | 08:00 | 633 | 2017-03-15 | 8 | 61.67 | 3.45 | 65.12 | 41220.96
3 | 15 | 09:00 | 1296 | 2017-03-15 | 9 | 65.96 | 2.33 | 68.29 | 88503.84
3 | 15 | 10:00 | 2556 | 2017-03-15 | 10 | 69.61 | 2.3 | 71.91 | 183801.96
3 | 15 | 11:00 | 3711 | 2017-03-15 | 11 | 83.83 | 2.68 | 86.51 | 321038.61
3 | 15 | 12:00 | 4219 | 2017-03-15 | 12 | 80.84 | 2.66 | 83.5 | 352286.5
3 | 15 | 13:00 | 3225 | 2017-03-15 | 13 | 69.92 | 2.33 | 72.25 | 233006.25
3 | 15 | 14:00 | 2749 | 2017-03-15 | 14 | 70.92 | 2.71 | 73.63 | 202408.87
3 | 15 | 15:00 | 1986 | 2017-03-15 | 15 | 66.75 | 2.66 | 69.41 | 137848.26
3 | 15 | 16:00 | 1126 | 2017-03-15 | 16 | 55.03 | 2.1 | 57.13 | 64328.38
3 | 15 | 17:00 | 475 | 2017-03-15 | 17 | 56.66 | 2.1 | 58.76 | 27911
3 | 15 | 18:00 | 76 | 2017-03-15 | 18 | 76 | 2.75 | 78.75 | 5985
3 | 15 | 19:00 | 0 | 2017-03-15 | 19 | 79.87 | 2.16 | 82.03 | 0
3 | 15 | 20:00 | 0 | 2017-03-15 | 20 | 83.87 | 2.09 | 85.96 | 0
3 | 15 | 21:00 | 0 | 2017-03-15 | 21 | 82.79 | 2.18 | 84.97 | 0
3 | 15 | 22:00 | 0 | 2017-03-15 | 22 | 73.12 | 2.16 | 75.28 | 0
3 | 15 | 23:00 | 0 | 2017-03-15 | 23 | 54.74 | 2.19 | 56.93 | 0
3 | 15 | 24:00 | 0 | 2017-03-15 | 24 | 67.65 | 2.39 | 70.04 | 0
3 | 15 | 01:00 | 0 | 2017-03-16 | 1 | 87.3 | 2.46 | 89.76 | 0
3 | 16 | 02:00 | 0 | 2017-03-16 | 2 | 87.01 | 2.68 | 89.69 | 0
3 | 16 | 03:00 | 0 | 2017-03-16 | 3 | 66.14 | 1.04 | 67.18 | 0
3 | 16 | 04:00 | 0 | 2017-03-16 | 4 | 76.32 | 1.06 | 77.38 | 0
3 | 16 | 05:00 | 0 | 2017-03-16 | 5 | 82.6 | 1.14 | 83.74 | 0
3 | 16 | 06:00 | 0 | 2017-03-16 | 6 | 68.65 | 1.2 | 69.85 | 0
3 | 16 | 07:00 | 629 | 2017-03-16 | 7 | 66.35 | 1.14 | 67.49 | 42451.21
3 | 16 | 08:00 | 2161 | 2017-03-16 | 8 | 88.58 | 1.94 | 90.52 | 195613.72
3 | 16 | 09:00 | 3421 | 2017-03-16 | 9 | 81.16 | 2.16 | 83.32 | 285037.72
3 | 16 | 10:00 | 4949 | 2017-03-16 | 10 | 71.5 | 1.61 | 73.11 | 361821.39
3 | 16 | 11:00 | 5380 | 2017-03-16 | 11 | 65.68 | 1.64 | 67.32 | 362181.6
3 | 16 | 12:00 | 6176 | 2017-03-16 | 12 | 59.8 | 1.56 | 61.36 | 378959.36
3 | 16 | 13:00 | 6078 | 2017-03-16 | 13 | 55.6 | 1.49 | 57.09 | 346993.02
3 | 16 | 14:00 | 5695 | 2017-03-16 | 14 | 54.72 | 1.48 | 56.2 | 320059
3 | 16 | 15:00 | 4731 | 2017-03-16 | 15 | 50.26 | 1.54 | 51.8 | 245065.8
3 | 16 | 16:00 | 2843 | 2017-03-16 | 16 | 49.14 | 1.57 | 50.71 | 144168.53
3 | 16 | 17:00 | 912 | 2017-03-16 | 17 | 50.62 | 1.57 | 52.19 | 47597.28
3 | 16 | 18:00 | 162 | 2017-03-16 | 18 | 54.46 | 1.56 | 56.02 | 9075.24
3 | 16 | 19:00 | 0 | 2017-03-16 | 19 | 58.07 | 1.47 | 59.54 | 0
3 | 16 | 20:00 | 0 | 2017-03-16 | 20 | 72.3 | 2.68 | 74.98 | 0
3 | 16 | 21:00 | 0 | 2017-03-16 | 21 | 89.15 | 2.97 | 92.12 | 0
3 | 16 | 22:00 | 0 | 2017-03-16 | 22 | 62.32 | 1.65 | 63.97 | 0
3 | 16 | 23:00 | 0 | 2017-03-16 | 23 | 74.59 | 1.8 | 76.39 | 0
3 | 16 | 24:00 | 0 | 2017-03-16 | 24 | 55.71 | 1.1 | 56.81 | 0
3 | 16 | 01:00 | 0 | 2017-03-17 | 1 | 44.96 | 1.16 | 46.12 | 0
3 | 17 | 02:00 | 0 | 2017-03-17 | 2 | 50.58 | 1.06 | 51.64 | 0
3 | 17 | 03:00 | 0 | 2017-03-17 | 3 | 45.82 | 1.06 | 46.88 | 0
3 | 17 | 04:00 | 0 | 2017-03-17 | 4 | 46.49 | 1.07 | 47.56 | 0
3 | 17 | 05:00 | 0 | 2017-03-17 | 5 | 47.16 | 1.06 | 48.22 | 0
3 | 17 | 06:00 | 0 | 2017-03-17 | 6 | 36.13 | 1.32 | 37.45 | 0
3 | 17 | 07:00 | 616 | 2017-03-17 | 7 | 40.65 | 1.86 | 42.51 | 26186.16
3 | 17 | 08:00 | 2495 | 2017-03-17 | 8 | 65.26 | 2.02 | 67.28 | 167863.6
3 | 17 | 09:00 | 4267 | 2017-03-17 | 9 | 52.46 | 1.65 | 54.11 | 230887.37
3 | 17 | 10:00 | 5976 | 2017-03-17 | 10 | 50.35 | 1.57 | 51.92 | 310273.92
3 | 17 | 11:00 | 6895 | 2017-03-17 | 11 | 43.08 | 1.56 | 44.64 | 307792.8
3 | 17 | 12:00 | 7539 | 2017-03-17 | 12 | 41.26 | 1.59 | 42.85 | 323046.15
3 | 17 | 13:00 | 7558 | 2017-03-17 | 13 | 38.24 | 1.58 | 39.82 | 300959.56
3 | 17 | 14:00 | 6874 | 2017-03-17 | 14 | 36.98 | 1.69 | 38.67 | 265817.58
3 | 17 | 15:00 | 5482 | 2017-03-17 | 15 | 37.29 | 1.62 | 38.91 | 213304.62
3 | 17 | 16:00 | 3400 | 2017-03-17 | 16 | 34.65 | 1.68 | 36.33 | 123522
3 | 17 | 17:00 | 1463 | 2017-03-17 | 17 | 40.36 | 1.63 | 41.99 | 61431.37
3 | 17 | 18:00 | 195 | 2017-03-17 | 18 | 41.88 | 1.61 | 43.49 | 8480.55
3 | 17 | 19:00 | 0 | 2017-03-17 | 19 | 42.86 | 1.59 | 44.45 | 0
3 | 17 | 20:00 | 0 | 2017-03-17 | 20 | 49.17 | 2.02 | 51.19 | 0
3 | 17 | 21:00 | 0 | 2017-03-17 | 21 | 47.67 | 1.67 | 49.34 | 0
3 | 17 | 22:00 | 0 | 2017-03-17 | 22 | 45.1 | 1.6 | 46.7 | 0
3 | 17 | 23:00 | 0 | 2017-03-17 | 23 | 42.59 | 1.84 | 44.43 | 0
3 | 17 | 24:00 | 0 | 2017-03-17 | 24 | 37.52 | 1.5 | 39.02 | 0
3 | 17 | 01:00 | 0 | 2017-03-18 | 1 | 39.82 | 1.37 | 41.19 | 0
3 | 18 | 02:00 | 0 | 2017-03-18 | 2 | 36.6 | 1.42 | 38.02 | 0
3 | 18 | 03:00 | 0 | 2017-03-18 | 3 | 37.9 | 1.39 | 39.29 | 0
3 | 18 | 04:00 | 0 | 2017-03-18 | 4 | 34.01 | 1.35 | 35.36 | 0
3 | 18 | 05:00 | 0 | 2017-03-18 | 5 | 34.07 | 1.45 | 35.52 | 0
3 | 18 | 06:00 | 1 | 2017-03-18 | 6 | 36.2 | 1.43 | 37.63 | 37.63
3 | 18 | 07:00 | 862 | 2017-03-18 | 7 | 48.38 | 1.5 | 49.88 | 42996.56
3 | 18 | 08:00 | 2910 | 2017-03-18 | 8 | 48.68 | 1.43 | 50.11 | 145820.1
3 | 18 | 09:00 | 5039 | 2017-03-18 | 9 | 49.05 | 1.4 | 50.45 | 254217.55
3 | 18 | 10:00 | 6917 | 2017-03-18 | 10 | 49.04 | 1.34 | 50.38 | 348478.46
3 | 18 | 11:00 | 7909 | 2017-03-18 | 11 | 37.29 | 1.33 | 38.62 | 305445.58
3 | 18 | 12:00 | 9162 | 2017-03-18 | 12 | 39.65 | 1.38 | 41.03 | 375916.86
3 | 18 | 13:00 | 9432 | 2017-03-18 | 13 | 34.58 | 1.34 | 35.92 | 338797.44
3 | 18 | 14:00 | 8755 | 2017-03-18 | 14 | 30.94 | 1.32 | 32.26 | 282436.3
3 | 18 | 15:00 | 7273 | 2017-03-18 | 15 | 32.99 | 1.34 | 34.33 | 249682.09
3 | 18 | 16:00 | 4795 | 2017-03-18 | 16 | 31.23 | 1.32 | 32.55 | 156077.25
3 | 18 | 17:00 | 1884 | 2017-03-18 | 17 | 37.78 | 1.58 | 39.36 | 74154.24
3 | 18 | 18:00 | 314 | 2017-03-18 | 18 | 39.72 | 1.35 | 41.07 | 12895.98
3 | 18 | 19:00 | 0 | 2017-03-18 | 19 | 38.16 | 1.32 | 39.48 | 0
3 | 18 | 20:00 | 0 | 2017-03-18 | 20 | 45.7 | 1.31 | 47.01 | 0
3 | 18 | 21:00 | 0 | 2017-03-18 | 21 | 47.17 | 1.34 | 48.51 | 0
3 | 18 | 22:00 | 0 | 2017-03-18 | 22 | 40.72 | 1.67 | 42.39 | 0
3 | 18 | 23:00 | 0 | 2017-03-18 | 23 | 46.22 | 2.64 | 48.86 | 0
3 | 18 | 24:00 | 0 | 2017-03-18 | 24 | 38.99 | 2.87 | 41.86 | 0
3 | 18 | 01:00 | 0 | 2017-03-19 | 1 | 28.17 | 2.69 | 30.86 | 0
3 | 19 | 02:00 | 0 | 2017-03-19 | 2 | 28.35 | 1.88 | 30.23 | 0
3 | 19 | 03:00 | 0 | 2017-03-19 | 3 | 27.98 | 1.8 | 29.78 | 0
3 | 19 | 04:00 | 0 | 2017-03-19 | 4 | 26.88 | 1.87 | 28.75 | 0
3 | 19 | 05:00 | 0 | 2017-03-19 | 5 | 29.29 | 1.83 | 31.12 | 0
3 | 19 | 06:00 | 0 | 2017-03-19 | 6 | 29.12 | 1.78 | 30.9 | 0
3 | 19 | 07:00 | 73 | 2017-03-19 | 7 | 29.37 | 2.21 | 31.58 | 2305.34
3 | 19 | 08:00 | 542 | 2017-03-19 | 8 | 31.81 | 2.7 | 34.51 | 18704.42
3 | 19 | 09:00 | 1523 | 2017-03-19 | 9 | 43.15 | 2.41 | 45.56 | 69387.88
3 | 19 | 10:00 | 3038 | 2017-03-19 | 10 | 61.32 | 3.14 | 64.46 | 195829.48
3 | 19 | 11:00 | 4956 | 2017-03-19 | 11 | 53.07 | 2.16 | 55.23 | 273719.88
3 | 19 | 12:00 | 5238 | 2017-03-19 | 12 | 38.81 | 1.8 | 40.61 | 212715.18
3 | 19 | 13:00 | 7918 | 2017-03-19 | 13 | 42.47 | 2.21 | 44.68 | 353776.24
3 | 19 | 14:00 | 9326 | 2017-03-19 | 14 | 45.99 | 2.32 | 48.31 | 450539.06
3 | 19 | 15:00 | 7828 | 2017-03-19 | 15 | 32.04 | 1.72 | 33.76 | 264273.28
3 | 19 | 16:00 | 5031 | 2017-03-19 | 16 | 29.15 | 1.78 | 30.93 | 155608.83
3 | 19 | 17:00 | 2483 | 2017-03-19 | 17 | 30.8 | 1.68 | 32.48 | 80647.84
3 | 19 | 18:00 | 415 | 2017-03-19 | 18 | 29.18 | 1.61 | 30.79 | 12777.85
3 | 19 | 19:00 | 0 | 2017-03-19 | 19 | 30.61 | 1.61 | 32.22 | 0
3 | 19 | 20:00 | 0 | 2017-03-19 | 20 | 32.28 | 1.6 | 33.88 | 0
3 | 19 | 21:00 | 0 | 2017-03-19 | 21 | 52.93 | 1.9 | 54.83 | 0
3 | 19 | 22:00 | 0 | 2017-03-19 | 22 | 46.75 | 2.48 | 49.23 | 0
3 | 19 | 23:00 | 0 | 2017-03-19 | 23 | 33.15 | 2.77 | 35.92 | 0
3 | 19 | 24:00 | 0 | 2017-03-19 | 24 | 13.5 | 2.77 | 16.27 | 0
3 | 19 | 01:00 | 0 | 2017-03-20 | 1 | 24.29 | 1.21 | 25.5 | 0
3 | 20 | 02:00 | 0 | 2017-03-20 | 2 | 19.99 | 1.05 | 21.04 | 0
3 | 20 | 03:00 | 0 | 2017-03-20 | 3 | 6.91 | 1.14 | 8.05 | 0
3 | 20 | 04:00 | 0 | 2017-03-20 | 4 | 24.27 | 1.14 | 25.41 | 0
3 | 20 | 05:00 | 0 | 2017-03-20 | 5 | 24.08 | 1.16 | 25.24 | 0
3 | 20 | 06:00 | 2 | 2017-03-20 | 6 | 24.08 | 1.25 | 25.33 | 50.66
3 | 20 | 07:00 | 1280 | 2017-03-20 | 7 | 1.32 | 1.41 | 2.73 | 3494.4
3 | 20 | 08:00 | 4340 | 2017-03-20 | 8 | 36.67 | 1.56 | 38.23 | 165918.2
3 | 20 | 09:00 | 7467 | 2017-03-20 | 9 | 42.96 | 1.84 | 44.8 | 334521.6
3 | 20 | 10:00 | 10068 | 2017-03-20 | 10 | 31.77 | 1.34 | 33.11 | 333351.48
3 | 20 | 11:00 | 11154 | 2017-03-20 | 11 | 29.02 | 1.34 | 30.36 | 338635.44
3 | 20 | 12:00 | 11176 | 2017-03-20 | 12 | 26.09 | 1.36 | 27.45 | 306781.2
3 | 20 | 13:00 | 10863 | 2017-03-20 | 13 | 24.63 | 1.37 | 26 | 282438
3 | 20 | 14:00 | 10077 | 2017-03-20 | 14 | 21.38 | 1.39 | 22.77 | 229453.29
3 | 20 | 15:00 | 7926 | 2017-03-20 | 15 | 5.62 | 1.44 | 7.06 | 55957.56
3 | 20 | 16:00 | 5431 | 2017-03-20 | 16 | -41.49 | 1.47 | -40.02 | -217348.62
3 | 20 | 17:00 | 2838 | 2017-03-20 | 17 | 1.33 | 1.51 | 2.84 | 8059.92
3 | 20 | 18:00 | 357 | 2017-03-20 | 18 | 28.16 | 1.38 | 29.54 | 10545.78
3 | 20 | 19:00 | 0 | 2017-03-20 | 19 | 30.63 | 1.35 | 31.98 | 0
3 | 20 | 20:00 | 0 | 2017-03-20 | 20 | 33.49 | 1.33 | 34.82 | 0
3 | 20 | 21:00 | 0 | 2017-03-20 | 21 | 31.48 | 1.34 | 32.82 | 0
3 | 20 | 22:00 | 0 | 2017-03-20 | 22 | 28.37 | 1.35 | 29.72 | 0
3 | 20 | 23:00 | 0 | 2017-03-20 | 23 | -54.29 | 1.66 | -52.63 | 0
3 | 20 | 24:00 | 0 | 2017-03-20 | 24 | -73.83 | 1.32 | -72.51 | 0
3 | 20 | 01:00 | 0 | 2017-03-21 | 1 | 4.08 | 1.14 | 5.22 | 0
3 | 21 | 02:00 | 0 | 2017-03-21 | 2 | 8.58 | 0.84 | 9.42 | 0
3 | 21 | 03:00 | 0 | 2017-03-21 | 3 | 6.59 | 0.79 | 7.38 | 0
3 | 21 | 04:00 | 0 | 2017-03-21 | 4 | 9.8 | 0.83 | 10.63 | 0
3 | 21 | 05:00 | 0 | 2017-03-21 | 5 | 19.91 | 0.8 | 20.71 | 0
3 | 21 | 06:00 | 3 | 2017-03-21 | 6 | 20.84 | 1.4 | 22.24 | 66.72
3 | 21 | 07:00 | 677 | 2017-03-21 | 7 | 36.27 | 1.52 | 37.79 | 25583.83
3 | 21 | 08:00 | 2214 | 2017-03-21 | 8 | 47.47 | 1.93 | 49.4 | 109371.6
3 | 21 | 09:00 | 4138 | 2017-03-21 | 9 | 41.99 | 1.39 | 43.38 | 179506.44
3 | 21 | 10:00 | 6284 | 2017-03-21 | 10 | 26.59 | 1.15 | 27.74 | 174318.16
3 | 21 | 11:00 | 4836 | 2017-03-21 | 11 | 26.88 | 1.13 | 28.01 | 135456.36
3 | 21 | 12:00 | 5255 | 2017-03-21 | 12 | 27.38 | 1.19 | 28.57 | 150135.35
3 | 21 | 13:00 | 5519 | 2017-03-21 | 13 | 25.7 | 1.15 | 26.85 | 148185.15
3 | 21 | 14:00 | 6194 | 2017-03-21 | 14 | 23.63 | 1.14 | 24.77 | 153425.38
3 | 21 | 15:00 | 7464 | 2017-03-21 | 15 | 21.71 | 1.15 | 22.86 | 170627.04
3 | 21 | 16:00 | 6118 | 2017-03-21 | 16 | 15.81 | 1.16 | 16.97 | 103822.46
3 | 21 | 17:00 | 1769 | 2017-03-21 | 17 | 14.23 | 1.32 | 15.55 | 27507.95
3 | 21 | 18:00 | 507 | 2017-03-21 | 18 | 21.89 | 1.16 | 23.05 | 11686.35
3 | 21 | 19:00 | 0 | 2017-03-21 | 19 | 24 | 1.1 | 25.1 | 0
3 | 21 | 20:00 | 0 | 2017-03-21 | 20 | 26.74 | 1.1 | 27.84 | 0
3 | 21 | 21:00 | 0 | 2017-03-21 | 21 | 27.25 | 1.12 | 28.37 | 0
3 | 21 | 22:00 | 0 | 2017-03-21 | 22 | 35.96 | 1.5 | 37.46 | 0
3 | 21 | 23:00 | 0 | 2017-03-21 | 23 | 34.48 | 3.04 | 37.52 | 0
3 | 21 | 24:00 | 0 | 2017-03-21 | 24 | 20.73 | 2.15 | 22.88 | 0
3 | 21 | 01:00 | 0 | 2017-03-22 | 1 | 22.22 | 0.61 | 22.83 | 0
3 | 22 | 02:00 | 0 | 2017-03-22 | 2 | 18.22 | 0.59 | 18.81 | 0
3 | 22 | 03:00 | 0 | 2017-03-22 | 3 | 20.06 | 0.6 | 20.66 | 0
3 | 22 | 04:00 | 0 | 2017-03-22 | 4 | 19.89 | 0.58 | 20.47 | 0
3 | 22 | 05:00 | 0 | 2017-03-22 | 5 | 21.96 | 0.57 | 22.53 | 0
3 | 22 | 06:00 | 5 | 2017-03-22 | 6 | 22.39 | 0.79 | 23.18 | 115.9
3 | 22 | 07:00 | 1335 | 2017-03-22 | 7 | 27.43 | 1.14 | 28.57 | 38140.95
3 | 22 | 08:00 | 5198 | 2017-03-22 | 8 | 31.91 | 1.47 | 33.38 | 173509.24
3 | 22 | 09:00 | 10725 | 2017-03-22 | 9 | 24.93 | 1.14 | 26.07 | 279600.75
3 | 22 | 10:00 | 13584 | 2017-03-22 | 10 | 24.66 | 1.06 | 25.72 | 349380.48
3 | 22 | 11:00 | 15155 | 2017-03-22 | 11 | 32.78 | 1 | 33.78 | 511935.9
3 | 22 | 12:00 | 16139 | 2017-03-22 | 12 | 28.04 | 1.03 | 29.07 | 469160.73
3 | 22 | 13:00 | 15824 | 2017-03-22 | 13 | 25.36 | 1.07 | 26.43 | 418228.32
3 | 22 | 14:00 | 14504 | 2017-03-22 | 14 | 18.41 | 1.07 | 19.48 | 282537.92
3 | 22 | 15:00 | 12145 | 2017-03-22 | 15 | 16.7 | 1.17 | 17.87 | 217031.15
3 | 22 | 16:00 | 8549 | 2017-03-22 | 16 | 19.71 | 1.12 | 20.83 | 178075.67
3 | 22 | 17:00 | 4098 | 2017-03-22 | 17 | 34.52 | 1 | 35.52 | 145560.96
3 | 22 | 18:00 | 569 | 2017-03-22 | 18 | 37.69 | 0.97 | 38.66 | 21997.54
3 | 22 | 19:00 | 1 | 2017-03-22 | 19 | 40.96 | 0.97 | 41.93 | 41.93
3 | 22 | 20:00 | 0 | 2017-03-22 | 20 | 53.61 | 1.57 | 55.18 | 0
3 | 22 | 21:00 | 0 | 2017-03-22 | 21 | 55.1 | 1.81 | 56.91 | 0
3 | 22 | 22:00 | 0 | 2017-03-22 | 22 | 20.2 | 1.17 | 21.37 | 0
3 | 22 | 23:00 | 0 | 2017-03-22 | 23 | 43.3 | 2.14 | 45.44 | 0
3 | 22 | 24:00 | 0 | 2017-03-22 | 24 | 48.1 | 1.69 | 49.79 | 0
3 | 22 | 01:00 | 0 | 2017-03-23 | 1 | 44.17 | 1.53 | 45.7 | 0
3 | 23 | 02:00 | 0 | 2017-03-23 | 2 | 41.49 | 1.24 | 42.73 | 0
3 | 23 | 03:00 | 0 | 2017-03-23 | 3 | 40.17 | 1.37 | 41.54 | 0
3 | 23 | 04:00 | 0 | 2017-03-23 | 4 | 36.29 | 1.19 | 37.48 | 0
3 | 23 | 05:00 | 0 | 2017-03-23 | 5 | 40.86 | 1.14 | 42 | 0
3 | 23 | 06:00 | 11 | 2017-03-23 | 6 | 58.71 | 2.6 | 61.31 | 674.41
3 | 23 | 07:00 | 1831 | 2017-03-23 | 7 | 65.41 | 1.75 | 67.16 | 122969.96
3 | 23 | 08:00 | 6510 | 2017-03-23 | 8 | 73.8 | 2.62 | 76.42 | 497494.2
3 | 23 | 09:00 | 11297 | 2017-03-23 | 9 | 66.23 | 1.91 | 68.14 | 769777.58
3 | 23 | 10:00 | 15016 | 2017-03-23 | 10 | 47.45 | 1.62 | 49.07 | 736835.12
3 | 23 | 11:00 | 16845 | 2017-03-23 | 11 | 38.14 | 1.95 | 40.09 | 675316.05
3 | 23 | 12:00 | 16774 | 2017-03-23 | 12 | 31.95 | 1.61 | 33.56 | 562935.44
3 | 23 | 13:00 | 16506 | 2017-03-23 | 13 | 29.06 | 1.61 | 30.67 | 506239.02
3 | 23 | 14:00 | 14982 | 2017-03-23 | 14 | 22.65 | 1.6 | 24.25 | 363313.5
3 | 23 | 15:00 | 12587 | 2017-03-23 | 15 | 14.44 | 1.64 | 16.08 | 202398.96
3 | 23 | 16:00 | 8909 | 2017-03-23 | 16 | 9.76 | 1.72 | 11.48 | 102275.32
3 | 23 | 17:00 | 4369 | 2017-03-23 | 17 | 17.65 | 1.67 | 19.32 | 84409.08
3 | 23 | 18:00 | 610 | 2017-03-23 | 18 | 18.93 | 1.64 | 20.57 | 12547.7
3 | 23 | 19:00 | 1 | 2017-03-23 | 19 | 26.89 | 1.57 | 28.46 | 28.46
3 | 23 | 20:00 | 0 | 2017-03-23 | 20 | 32 | 1.55 | 33.55 | 0
3 | 23 | 21:00 | 0 | 2017-03-23 | 21 | 32.36 | 1.58 | 33.94 | 0
3 | 23 | 22:00 | 0 | 2017-03-23 | 22 | 31.14 | 1.63 | 32.77 | 0
3 | 23 | 23:00 | 0 | 2017-03-23 | 23 | 24.17 | 1.77 | 25.94 | 0
3 | 23 | 24:00 | 0 | 2017-03-23 | 24 | 1.31 | 1.9 | 3.21 | 0
3 | 23 | 01:00 | 0 | 2017-03-24 | 1 | 23.49 | 0.78 | 24.27 | 0
3 | 24 | 02:00 | 0 | 2017-03-24 | 2 | 26.96 | 0.78 | 27.74 | 0
3 | 24 | 03:00 | 0 | 2017-03-24 | 3 | 29.26 | 0.75 | 30.01 | 0
3 | 24 | 04:00 | 0 | 2017-03-24 | 4 | 31.87 | 0.72 | 32.59 | 0
3 | 24 | 05:00 | 0 | 2017-03-24 | 5 | 30.85 | 0.73 | 31.58 | 0
3 | 24 | 06:00 | 8 | 2017-03-24 | 6 | 31.06 | 0.89 | 31.95 | 255.6
3 | 24 | 07:00 | 700 | 2017-03-24 | 7 | 31.97 | 0.86 | 32.83 | 22981
3 | 24 | 08:00 | 1838 | 2017-03-24 | 8 | 44.06 | 1.47 | 45.53 | 83684.14
3 | 24 | 09:00 | 1130 | 2017-03-24 | 9 | 33.51 | 1.3 | 34.81 | 39335.3
3 | 24 | 10:00 | 1339 | 2017-03-24 | 10 | 33.26 | 1.21 | 34.47 | 46155.33
3 | 24 | 11:00 | 1803 | 2017-03-24 | 11 | 40.24 | 1.27 | 41.51 | 74842.53
3 | 24 | 12:00 | 1895 | 2017-03-24 | 12 | 43.56 | 1.27 | 44.83 | 84952.85
3 | 24 | 13:00 | 1376 | 2017-03-24 | 13 | 42.23 | 1.33 | 43.56 | 59938.56
3 | 24 | 14:00 | 1011 | 2017-03-24 | 14 | 41.84 | 1.3 | 43.14 | 43614.54
3 | 24 | 15:00 | 716 | 2017-03-24 | 15 | 49.21 | 1.33 | 50.54 | 36186.64
3 | 24 | 16:00 | 515 | 2017-03-24 | 16 | 48.25 | 1.36 | 49.61 | 25549.15
3 | 24 | 17:00 | 544 | 2017-03-24 | 17 | 44.74 | 2.07 | 46.81 | 25464.64
3 | 24 | 18:00 | 102 | 2017-03-24 | 18 | 26.95 | 1.41 | 28.36 | 2892.72
3 | 24 | 19:00 | 0 | 2017-03-24 | 19 | 21.94 | 1.24 | 23.18 | 0
3 | 24 | 20:00 | 0 | 2017-03-24 | 20 | 35.84 | 1.83 | 37.67 | 0
3 | 24 | 21:00 | 0 | 2017-03-24 | 21 | 22.94 | 1.24 | 24.18 | 0
3 | 24 | 22:00 | 0 | 2017-03-24 | 22 | 22.59 | 1.26 | 23.85 | 0
3 | 24 | 23:00 | 0 | 2017-03-24 | 23 | 35.48 | 1.78 | 37.26 | 0
3 | 24 | 24:00 | 0 | 2017-03-24 | 24 | 30.37 | 1.5 | 31.87 | 0
3 | 24 | 01:00 | 0 | 2017-03-25 | 1 | 30.13 | 2.1 | 32.23 | 0
3 | 25 | 02:00 | 0 | 2017-03-25 | 2 | 40.04 | 1.76 | 41.8 | 0
3 | 25 | 03:00 | 0 | 2017-03-25 | 3 | 36.31 | 1.72 | 38.03 | 0
3 | 25 | 04:00 | 0 | 2017-03-25 | 4 | 42.18 | 1.95 | 44.13 | 0
3 | 25 | 05:00 | 0 | 2017-03-25 | 5 | 28.84 | 1.68 | 30.52 | 0
3 | 25 | 06:00 | 0 | 2017-03-25 | 6 | 29.28 | 1.67 | 30.95 | 0
3 | 25 | 07:00 | 294 | 2017-03-25 | 7 | 51.49 | 1.84 | 53.33 | 15679.02
3 | 25 | 08:00 | 945 | 2017-03-25 | 8 | 52.86 | 3.12 | 55.98 | 52901.1
3 | 25 | 09:00 | 1182 | 2017-03-25 | 9 | 55.09 | 2.81 | 57.9 | 68437.8
3 | 25 | 10:00 | 1115 | 2017-03-25 | 10 | 50.84 | 1.91 | 52.75 | 58816.25
3 | 25 | 11:00 | 1550 | 2017-03-25 | 11 | 49.74 | 1.82 | 51.56 | 79918
3 | 25 | 12:00 | 2011 | 2017-03-25 | 12 | 62.37 | 2.28 | 64.65 | 130011.15
3 | 25 | 13:00 | 1559 | 2017-03-25 | 13 | 63.55 | 2.93 | 66.48 | 103642.32
3 | 25 | 14:00 | 1361 | 2017-03-25 | 14 | 64.7 | 3.13 | 67.83 | 92316.63
3 | 25 | 15:00 | 1919 | 2017-03-25 | 15 | 55.04 | 2.79 | 57.83 | 110975.77
3 | 25 | 16:00 | 1863 | 2017-03-25 | 16 | 56.13 | 3.36 | 59.49 | 110829.87
3 | 25 | 17:00 | 1521 | 2017-03-25 | 17 | 37.86 | 2.52 | 40.38 | 61417.98
3 | 25 | 18:00 | 714 | 2017-03-25 | 18 | 30.62 | 1.8 | 32.42 | 23147.88
3 | 25 | 19:00 | 0 | 2017-03-25 | 19 | 46.75 | 2.86 | 49.61 | 0
3 | 25 | 20:00 | 0 | 2017-03-25 | 20 | 56.3 | 3.61 | 59.91 | 0
3 | 25 | 21:00 | 0 | 2017-03-25 | 21 | 50.82 | 3.5 | 54.32 | 0
3 | 25 | 22:00 | 0 | 2017-03-25 | 22 | 37.43 | 2.65 | 40.08 | 0
3 | 25 | 23:00 | 0 | 2017-03-25 | 23 | 34.92 | 3.58 | 38.5 | 0
3 | 25 | 24:00 | 0 | 2017-03-25 | 24 | 22.78 | 1.92 | 24.7 | 0
3 | 25 | 01:00 | 0 | 2017-03-26 | 1 | 40.58 | 1.33 | 41.91 | 0
3 | 26 | 02:00 | 0 | 2017-03-26 | 2 | 34 | 1.09 | 35.09 | 0
3 | 26 | 03:00 | 0 | 2017-03-26 | 3 | 30.41 | 1.1 | 31.51 | 0
3 | 26 | 04:00 | 0 | 2017-03-26 | 4 | 26.89 | 1.05 | 27.94 | 0
3 | 26 | 05:00 | 0 | 2017-03-26 | 5 | 26.09 | 1.05 | 27.14 | 0
3 | 26 | 06:00 | 39 | 2017-03-26 | 6 | 31.57 | 1.03 | 32.6 | 1271.4
3 | 26 | 07:00 | 2272 | 2017-03-26 | 7 | 26.46 | 1.65 | 28.11 | 63865.92
3 | 26 | 08:00 | 5765 | 2017-03-26 | 8 | 23.25 | 1.11 | 24.36 | 140435.4
3 | 26 | 09:00 | 9102 | 2017-03-26 | 9 | 23.85 | 1.02 | 24.87 | 226366.74
3 | 26 | 10:00 | 12138 | 2017-03-26 | 10 | 24.33 | 1.3 | 25.63 | 311096.94
3 | 26 | 11:00 | 11257 | 2017-03-26 | 11 | 25.64 | 1.06 | 26.7 | 300561.9
3 | 26 | 12:00 | 10457 | 2017-03-26 | 12 | 51.36 | 1.36 | 52.72 | 551293.04
3 | 26 | 13:00 | 6473 | 2017-03-26 | 13 | 50.07 | 1.17 | 51.24 | 331676.52
3 | 26 | 14:00 | 5001 | 2017-03-26 | 14 | 45.73 | 1.51 | 47.24 | 236247.24
3 | 26 | 15:00 | 3756 | 2017-03-26 | 15 | 47.51 | 1.38 | 48.89 | 183630.84
3 | 26 | 16:00 | 2059 | 2017-03-26 | 16 | 48.59 | 1.09 | 49.68 | 102291.12
3 | 26 | 17:00 | 1328 | 2017-03-26 | 17 | 46.13 | 1.06 | 47.19 | 62668.32
3 | 26 | 18:00 | 190 | 2017-03-26 | 18 | 53.5 | 1.26 | 54.76 | 10404.4
3 | 26 | 19:00 | 0 | 2017-03-26 | 19 | 56.23 | 1.34 | 57.57 | 0
3 | 26 | 20:00 | 0 | 2017-03-26 | 20 | 41.08 | 1.47 | 42.55 | 0
3 | 26 | 21:00 | 0 | 2017-03-26 | 21 | 48.28 | 1.49 | 49.77 | 0
3 | 26 | 22:00 | 0 | 2017-03-26 | 22 | 36.2 | 1.79 | 37.99 | 0
3 | 26 | 23:00 | 0 | 2017-03-26 | 23 | 41.55 | 1.46 | 43.01 | 0
3 | 26 | 24:00 | 0 | 2017-03-26 | 24 | 37.19 | 1.43 | 38.62 | 0
3 | 26 | 01:00 | 0 | 2017-03-27 | 1 | 31.18 | 0.86 | 32.04 | 0
3 | 27 | 02:00 | 0 | 2017-03-27 | 2 | 34.43 | 0.82 | 35.25 | 0
3 | 27 | 03:00 | 0 | 2017-03-27 | 3 | 33.84 | 0.87 | 34.71 | 0
3 | 27 | 04:00 | 0 | 2017-03-27 | 4 | 29.12 | 0.75 | 29.87 | 0
3 | 27 | 05:00 | 0 | 2017-03-27 | 5 | 34.65 | 0.76 | 35.41 | 0
3 | 27 | 06:00 | 0 | 2017-03-27 | 6 | 117.74 | 3.13 | 120.87 | 0
3 | 27 | 07:00 | 89 | 2017-03-27 | 7 | 61.79 | 3.01 | 64.8 | 5767.2
3 | 27 | 08:00 | 424 | 2017-03-27 | 8 | 57.88 | 2.19 | 60.07 | 25469.68
3 | 27 | 09:00 | 725 | 2017-03-27 | 9 | 58.28 | 1.69 | 59.97 | 43478.25
3 | 27 | 10:00 | 752 | 2017-03-27 | 10 | 64.33 | 1.86 | 66.19 | 49774.88
3 | 27 | 11:00 | 1685 | 2017-03-27 | 11 | 65.79 | 1.77 | 67.56 | 113838.6
3 | 27 | 12:00 | 2104 | 2017-03-27 | 12 | 60.09 | 1.54 | 61.63 | 129669.52
3 | 27 | 13:00 | 2366 | 2017-03-27 | 13 | 53.82 | 1.97 | 55.79 | 131999.14
3 | 27 | 14:00 | 3368 | 2017-03-27 | 14 | 47.4 | 2.1 | 49.5 | 166716
3 | 27 | 15:00 | 3167 | 2017-03-27 | 15 | 30.19 | 1.31 | 31.5 | 99760.5
3 | 27 | 16:00 | 1843 | 2017-03-27 | 16 | 37.37 | 1.46 | 38.83 | 71563.69
3 | 27 | 17:00 | 787 | 2017-03-27 | 17 | 49.65 | 1.36 | 51.01 | 40144.87
3 | 27 | 18:00 | 338 | 2017-03-27 | 18 | 39.9 | 1.62 | 41.52 | 14033.76
3 | 27 | 19:00 | 0 | 2017-03-27 | 19 | 53.26 | 2.38 | 55.64 | 0
3 | 27 | 20:00 | 0 | 2017-03-27 | 20 | 51.81 | 1.53 | 53.34 | 0
3 | 27 | 21:00 | 0 | 2017-03-27 | 21 | 43.77 | 1.68 | 45.45 | 0
3 | 27 | 22:00 | 0 | 2017-03-27 | 22 | 25.65 | 1.33 | 26.98 | 0
3 | 27 | 23:00 | 0 | 2017-03-27 | 23 | 29.68 | 1.79 | 31.47 | 0
3 | 27 | 24:00 | 0 | 2017-03-27 | 24 | 27.85 | 2.16 | 30.01 | 0
3 | 27 | 01:00 | 0 | 2017-03-28 | 1 | 24.95 | 0.76 | 25.71 | 0
3 | 28 | 02:00 | 0 | 2017-03-28 | 2 | 25.32 | 0.64 | 25.96 | 0
3 | 28 | 03:00 | 0 | 2017-03-28 | 3 | 26.85 | 0.62 | 27.47 | 0
3 | 28 | 04:00 | 0 | 2017-03-28 | 4 | 26.34 | 0.63 | 26.97 | 0
3 | 28 | 05:00 | 0 | 2017-03-28 | 5 | 24.59 | 0.58 | 25.17 | 0
3 | 28 | 06:00 | 3 | 2017-03-28 | 6 | 31.66 | 0.84 | 32.5 | 97.5
3 | 28 | 07:00 | 500 | 2017-03-28 | 7 | 34.77 | 1.2 | 35.97 | 17985
3 | 28 | 08:00 | 1388 | 2017-03-28 | 8 | 41.45 | 1.42 | 42.87 | 59503.56
3 | 28 | 09:00 | 2436 | 2017-03-28 | 9 | 39.69 | 1.37 | 41.06 | 100022.16
3 | 28 | 10:00 | 3362 | 2017-03-28 | 10 | 31.87 | 1.32 | 33.19 | 111584.78
3 | 28 | 11:00 | 3476 | 2017-03-28 | 11 | 29.63 | 1.08 | 30.71 | 106747.96
3 | 28 | 12:00 | 3580 | 2017-03-28 | 12 | 32.26 | 1.17 | 33.43 | 119679.4
3 | 28 | 13:00 | 3782 | 2017-03-28 | 13 | 29.91 | 1.53 | 31.44 | 118906.08
3 | 28 | 14:00 | 2715 | 2017-03-28 | 14 | 38.37 | 1.71 | 40.08 | 108817.2
3 | 28 | 15:00 | 1688 | 2017-03-28 | 15 | 37.71 | 1.38 | 39.09 | 65983.92
3 | 28 | 16:00 | 1389 | 2017-03-28 | 16 | 36.43 | 1.29 | 37.72 | 52393.08
3 | 28 | 17:00 | 690 | 2017-03-28 | 17 | 39.2 | 1.25 | 40.45 | 27910.5
3 | 28 | 18:00 | 79 | 2017-03-28 | 18 | 41.41 | 1.35 | 42.76 | 3378.04
3 | 28 | 19:00 | 0 | 2017-03-28 | 19 | 39.48 | 1.37 | 40.85 | 0
3 | 28 | 20:00 | 0 | 2017-03-28 | 20 | 37.83 | 1.15 | 38.98 | 0
3 | 28 | 21:00 | 0 | 2017-03-28 | 21 | 37.67 | 1.25 | 38.92 | 0
3 | 28 | 22:00 | 0 | 2017-03-28 | 22 | 28.86 | 1.27 | 30.13 | 0
3 | 28 | 23:00 | 0 | 2017-03-28 | 23 | 22.46 | 1.25 | 23.71 | 0
3 | 28 | 24:00 | 0 | 2017-03-28 | 24 | 24.55 | 0.74 | 25.29 | 0
3 | 28 | 01:00 | 0 | 2017-03-29 | 1 | 23.05 | 0.67 | 23.72 | 0
3 | 29 | 02:00 | 0 | 2017-03-29 | 2 | 22.89 | 0.66 | 23.55 | 0
3 | 29 | 03:00 | 0 | 2017-03-29 | 3 | 21.53 | 0.66 | 22.19 | 0
3 | 29 | 04:00 | 0 | 2017-03-29 | 4 | 20.06 | 0.68 | 20.74 | 0
3 | 29 | 05:00 | 0 | 2017-03-29 | 5 | 21.96 | 0.67 | 22.63 | 0
3 | 29 | 06:00 | 14 | 2017-03-29 | 6 | 25.26 | 0.74 | 26 | 364
3 | 29 | 07:00 | 1037 | 2017-03-29 | 7 | 31.41 | 1.15 | 32.56 | 33764.72
3 | 29 | 08:00 | 2721 | 2017-03-29 | 8 | 37.04 | 1.47 | 38.51 | 104785.71
3 | 29 | 09:00 | 3777 | 2017-03-29 | 9 | 27.8 | 1.24 | 29.04 | 109684.08
3 | 29 | 10:00 | 6515 | 2017-03-29 | 10 | 25.22 | 1.23 | 26.45 | 172321.75
3 | 29 | 11:00 | 8407 | 2017-03-29 | 11 | 24.83 | 1.26 | 26.09 | 219338.63
3 | 29 | 12:00 | 6702 | 2017-03-29 | 12 | 23.59 | 1.24 | 24.83 | 166410.66
3 | 29 | 13:00 | 6179 | 2017-03-29 | 13 | 22.38 | 1.22 | 23.6 | 145824.4
3 | 29 | 14:00 | 6893 | 2017-03-29 | 14 | 23.32 | 1.23 | 24.55 | 169223.15
3 | 29 | 15:00 | 3589 | 2017-03-29 | 15 | 22.65 | 1.23 | 23.88 | 85705.32
3 | 29 | 16:00 | 2524 | 2017-03-29 | 16 | 21.44 | 1.22 | 22.66 | 57193.84
3 | 29 | 17:00 | 2249 | 2017-03-29 | 17 | 23.21 | 1.22 | 24.43 | 54943.07
3 | 29 | 18:00 | 470 | 2017-03-29 | 18 | 23.9 | 1.22 | 25.12 | 11806.4
3 | 29 | 19:00 | 1 | 2017-03-29 | 19 | 21.95 | 1.19 | 23.14 | 23.14
3 | 29 | 20:00 | 0 | 2017-03-29 | 20 | 25.4 | 1.18 | 26.58 | 0
3 | 29 | 21:00 | 0 | 2017-03-29 | 21 | 26.73 | 1.29 | 28.02 | 0
3 | 29 | 22:00 | 0 | 2017-03-29 | 22 | 26.34 | 1.24 | 27.58 | 0
3 | 29 | 23:00 | 0 | 2017-03-29 | 23 | 20.95 | 1.3 | 22.25 | 0
3 | 29 | 24:00 | 0 | 2017-03-29 | 24 | 20.62 | 0.72 | 21.34 | 0
3 | 29 | 01:00 | 0 | 2017-03-30 | 1 | 21.1 | 0.34 | 21.44 | 0
3 | 30 | 02:00 | 0 | 2017-03-30 | 2 | 1.93 | 0.47 | 2.4 | 0
3 | 30 | 03:00 | 0 | 2017-03-30 | 3 | 12.5 | 0.51 | 13.01 | 0
3 | 30 | 04:00 | 0 | 2017-03-30 | 4 | 13.29 | 0.37 | 13.66 | 0
3 | 30 | 05:00 | 0 | 2017-03-30 | 5 | 20.91 | 0.36 | 21.27 | 0
3 | 30 | 06:00 | 96 | 2017-03-30 | 6 | 21.9 | 0.79 | 22.69 | 2178.24
3 | 30 | 07:00 | 2456 | 2017-03-30 | 7 | 25.69 | 0.57 | 26.26 | 64494.56
3 | 30 | 08:00 | 7389 | 2017-03-30 | 8 | 28.78 | 0.96 | 29.74 | 219748.86
3 | 30 | 09:00 | 11884 | 2017-03-30 | 9 | 26.58 | 0.89 | 27.47 | 326453.48
3 | 30 | 10:00 | 15210 | 2017-03-30 | 10 | 22.86 | 0.87 | 23.73 | 360933.3
3 | 30 | 11:00 | 16541 | 2017-03-30 | 11 | 21.88 | 0.85 | 22.73 | 375976.93
3 | 30 | 12:00 | 16859 | 2017-03-30 | 12 | 21.31 | 0.86 | 22.17 | 373764.03
3 | 30 | 13:00 | 15987 | 2017-03-30 | 13 | 20.65 | 0.9 | 21.55 | 344519.85
3 | 30 | 14:00 | 14747 | 2017-03-30 | 14 | 7.37 | 1.02 | 8.39 | 123727.33
3 | 30 | 15:00 | 11510 | 2017-03-30 | 15 | 18.39 | 0.94 | 19.33 | 222488.3
3 | 30 | 16:00 | 6967 | 2017-03-30 | 16 | 21.82 | 0.91 | 22.73 | 158359.91
3 | 30 | 17:00 | 3091 | 2017-03-30 | 17 | 22.16 | 0.91 | 23.07 | 71309.37
3 | 30 | 18:00 | 746 | 2017-03-30 | 18 | 23.11 | 0.89 | 24 | 17904
3 | 30 | 19:00 | 5 | 2017-03-30 | 19 | 26.28 | 0.85 | 27.13 | 135.65
3 | 30 | 20:00 | 0 | 2017-03-30 | 20 | 34.64 | 1.19 | 35.83 | 0
3 | 30 | 21:00 | 0 | 2017-03-30 | 21 | 38.63 | 1.37 | 40 | 0
3 | 30 | 22:00 | 0 | 2017-03-30 | 22 | 33.21 | 1.48 | 34.69 | 0
3 | 30 | 23:00 | 0 | 2017-03-30 | 23 | 23.22 | 1.38 | 24.6 | 0
3 | 30 | 24:00 | 0 | 2017-03-30 | 24 | 21.38 | 1.01 | 22.39 | 0
3 | 30 | 01:00 | 0 | 2017-03-31 | 1 | 22.2 | 0.48 | 22.68 | 0
3 | 31 | 02:00 | 0 | 2017-03-31 | 2 | 20.81 | 0.4 | 21.21 | 0
3 | 31 | 03:00 | 0 | 2017-03-31 | 3 | 21.25 | 0.41 | 21.66 | 0
3 | 31 | 04:00 | 0 | 2017-03-31 | 4 | 17.42 | 0.37 | 17.79 | 0
3 | 31 | 05:00 | 0 | 2017-03-31 | 5 | 12.22 | 0.34 | 12.56 | 0
3 | 31 | 06:00 | 32 | 2017-03-31 | 6 | 3.71 | 0.64 | 4.35 | 139.2
3 | 31 | 07:00 | 658 | 2017-03-31 | 7 | 17.46 | 0.57 | 18.03 | 11863.74
3 | 31 | 08:00 | 1704 | 2017-03-31 | 8 | 23.28 | 0.98 | 24.26 | 41339.04
3 | 31 | 09:00 | 2542 | 2017-03-31 | 9 | 25.96 | 0.89 | 26.85 | 68252.7
3 | 31 | 10:00 | 3410 | 2017-03-31 | 10 | 28.85 | 0.88 | 29.73 | 101379.3
3 | 31 | 11:00 | 4114 | 2017-03-31 | 11 | 30.46 | 0.85 | 31.31 | 128809.34
3 | 31 | 12:00 | 4218 | 2017-03-31 | 12 | 29.09 | 0.89 | 29.98 | 126455.64
3 | 31 | 13:00 | 3349 | 2017-03-31 | 13 | 28.85 | 0.87 | 29.72 | 99532.28
3 | 31 | 14:00 | 2534 | 2017-03-31 | 14 | 29.87 | 0.86 | 30.73 | 77869.82
3 | 31 | 15:00 | 1295 | 2017-03-31 | 15 | 35.67 | 0.86 | 36.53 | 47306.35
3 | 31 | 16:00 | 600 | 2017-03-31 | 16 | 38.77 | 0.91 | 39.68 | 23808
3 | 31 | 17:00 | 286 | 2017-03-31 | 17 | 49.79 | 1.03 | 50.82 | 14534.52
3 | 31 | 18:00 | 55 | 2017-03-31 | 18 | 41.76 | 0.96 | 42.72 | 2349.6
3 | 31 | 19:00 | 0 | 2017-03-31 | 19 | 43.89 | 0.98 | 44.87 | 0
3 | 31 | 20:00 | 0 | 2017-03-31 | 20 | 33.46 | 0.92 | 34.38 | 0
3 | 31 | 21:00 | 0 | 2017-03-31 | 21 | 26.5 | 0.89 | 27.39 | 0
3 | 31 | 22:00 | 0 | 2017-03-31 | 22 | 28.43 | 0.87 | 29.3 | 0
3 | 31 | 23:00 | 0 | 2017-03-31 | 23 | 33.43 | 0.98 | 34.41 | 0
3 | 31 | 24:00 | 0 | 2017-03-31 | 24 | 32.28 | 0.51 | 32.79 | 0

## Capacity
Calculation of Avoided Generation Capacity Costs (related to the ISO-NE Forward Capacity Market or FCM)
Capacity Market Allocation for FCA 2016-2017 |  |  | Power year 2016/2017
Capacity Clearing Price | 3.15 | kW-month
Payment Rate | 2.744 | kW-month | http://www.iso-ne.com/about/what-we-do/key-stats/markets
Peak Energy Rent | 0.322 | kW-month | (Peak Energy Rent Information is rolling 12-month average for the period 3/16 - 2/17.)
Subtotal | 2.422 |  | https://www.iso-ne.com/isoexpress/web/reports/load-and-demand/-/tree/monthly-peak-energy-rent
Line Loss Multiplier | 1.0667
Avoided Capacity Cost | 2.5834 | kW-month
For Generation Sources Other than Solar PV
Assume production is equal for all hours of the year
Peak Hour = | 1
Total Hours in the Year = | 8760 |  | Puc 903.02 (i)(6) b. uses 8760 hours
Portion of generation assume to be at peak hour for FCA Cost Alloc. = | 0.01142% |  | Puc 903.02 (i)(6) b.
For Solar PV Generation
Solar production at system peak hour = | 10361 | watts | 8/12/16 at hour ending 15:00
Annual solar production = | 25428685 | watts | https://www.iso-ne.com/isoexpress/web/reports/load-and-demand/-/tree/ann-sys-peak-day-hr-load
Portion of annual solar production at peak hour for FCA Cost Alloc. = | 0.04075% |  | Puc 903.02 (i)(7) c.

## Actual Solar Data
Actual Solar Production
SE ID | 218414 | 216639 | 222562 | 224007 | 222665 | 170254 | 176715 | 152661
Location | Keene | Bedford | Derry | Chester | Derry | Stratham | Rochester | Canterbury | Total |  | Hourly
kW DC | 58.8 | 9.88 | 5.46 | 4.8 | 13.86 | 62.22 | 6.89 | 19.6 | 181.51 |  | Average
kW AC | 60 | 7.6 | 5 | 3.8 | 11.4 | 56.6 | 6 | 16 | 166.4 | kW AC
Pitch | 5 | 20 | 23 | 26 | 34 | 22 | 30 | 15 | 21.875 | average
Azimuth | 175 | 180 | 110 | 140 | 125 | 167 | 222 | 170 | 161.125 | average
Type | Commercial | Resi | Resi | Resi | Resi | Commercial | Resi | Commercial
Hour Ending | Hourly Production (Wh)
2016-04-01 | 0 | 0 | 0 | 0 | 0 | 0 | 0 | 0 | 0 |  | 0 | Did not use. Started with Hour ending 1 am
2016-04-01 01:00 | 0 | 0 | 0 | 0 | 0 | 0 | 0 | 0 | 0 |  | 0
2016-04-01 02:00 | 0 | 0 | 0 | 0 | 0 | 0 | 0 | 0 | 0 |  | 0
2016-04-01 03:00 | 0 | 0 | 0 | 0 | 0 | 0 | 0 | 0 | 0 |  | 0
2016-04-01 04:00 | 0 | 0 | 0 | 0 | 0 | 0 | 0 | 0 | 0 |  | 0
2016-04-01 05:00 | 0 | 0 | 0 | 0 | 0 | 0 | 0 | 0 | 0 |  | 0
2016-04-01 06:00 | 69 | 0.49983 | 0 | 11.7592 | 2.6524 | 262.4511 | 17.9016 | 48.1406 | 412 |  | 52
2016-04-01 07:00 | 2969 | 121.4741 | 92.4502 | 323.4826 | 540.4059 | 4813.635 | 329.272 | 1402.0879 | 10592 |  | 1324
2016-04-01 08:00 | 9051 | 737.4071 | 646.8509 | 731.1055 | 1472.3792 | 10172.132 | 820.251 | 3540.0352 | 27171 |  | 3396
2016-04-01 09:00 | 12779 | 2147.5635 | 794.4927 | 1039.444 | 2643.7312 | 14979.671 | 1419.7324 | 5131.462 | 40935 |  | 5117
2016-04-01 10:00 | 9053 | 660.363 | 633.7164 | 725.7108 | 1559.0126 | 7878.3164 | 756.7774 | 3689.6572 | 24957 |  | 3120
2016-04-01 11:00 | 9954 | 1216.7601 | 852.1507 | 676.9479 | 1863.7834 | 10626.186 | 487.5705 | 3866.0808 | 29543 |  | 3693
2016-04-01 12:00 | 13731 | 1563.7572 | 1028.6869 | 1018.9984 | 3346.1455 | 14374.008 | 1159.4375 | 5815.0425 | 42037 |  | 5255
2016-04-01 13:00 | 24149 | 1541.6907 | 632.0964 | 851.8049 | 2729.2192 | 14370.89 | 1088.4052 | 4189.689 | 49553 |  | 6194
2016-04-01 14:00 | 36651 | 2929.2676 | 1527.1973 | 1303.4745 | 3385.3442 | 14308.436 | 2469.4954 | 9413.337 | 71988 |  | 8998
2016-04-01 15:00 | 21116 | 2120.7297 | 1643.4338 | 1629.5475 | 7080.5073 | 29052.951 | 3326.3667 | 5867.622 | 71837 |  | 8980
2016-04-01 16:00 | 14851 | 732.2324 | 798.1252 | 897.6304 | 2813.3706 | 24791.246 | 874.3664 | 3885.1055 | 49643 |  | 6205
2016-04-01 17:00 | 4673 | 510.1457 | 87.8921 | 233.1823 | 478.0648 | 2754.1536 | 358.26 | 1724.8254 | 10820 |  | 1352
2016-04-01 18:00 | 549 | 113.7707 | 7.0218 | 98.6808 | 170.9639 | 631.6535 | 225.6243 | 387.6079 | 2184 |  | 273
2016-04-01 19:00 | 31 | 0 | 0 | 0 | 0 | 0 | 0 | 0 | 31 |  | 4
2016-04-01 20:00 | 0 | 0 | 0 | 0 | 0 | 0 | 0 | 0 | 0 |  | 0
2016-04-01 21:00 | 0 | 0 | 0 | 0 | 0 | 0 | 0 | 0 | 0 |  | 0
2016-04-01 22:00 | 0 | 0 | 0 | 0 | 0 | 0 | 0 | 0 | 0 |  | 0
2016-04-01 23:00 | 0 | 0 | 0 | 0 | 0 | 0 | 0 | 0 | 0 |  | 0
2016-04-02 | 0 | 0 | 0 | 0 | 0 | 0 | 0 | 0 | 0 |  | 0
2016-04-02 01:00 | 0 | 0 | 0 | 0 | 0 | 0 | 0 | 0 | 0 |  | 0
2016-04-02 02:00 | 0 | 0 | 0 | 0 | 0 | 0 | 0 | 0 | 0 |  | 0
2016-04-02 03:00 | 0 | 0 | 0 | 0 | 0 | 0 | 0 | 0 | 0 |  | 0
2016-04-02 04:00 | 0 | 0 | 0 | 0 | 0 | 0 | 0 | 0 | 0 |  | 0
2016-04-02 05:00 | 0 | 0 | 0 | 0 | 0 | 0 | 0 | 0 | 0 |  | 0
2016-04-02 06:00 | 6 | 0 | 0 | 0 | 0 | 0.98973 | 0.27421 | 0.36912 | 8 |  | 1
2016-04-02 07:00 | 1081 | 55.2939 | 0 | 29.3267 | 58.8614 | 799.2128 | 66.9856 | 175.4691 | 2266 |  | 283
2016-04-02 08:00 | 1801 | 199.0614 | 154.1004 | 167.7178 | 522.5656 | 2891.3975 | 244.2437 | 709.3908 | 6689 |  | 836
2016-04-02 09:00 | 1865 | 529.4497 | 404.6061 | 419.014 | 1404.9581 | 5252.1616 | 427.1425 | 880.6227 | 11183 |  | 1398
2016-04-02 10:00 | 4074 | 435.6122 | 383.2384 | 321.3926 | 976.5438 | 4657.502 | 420.734 | 1276.3579 | 12545 |  | 1568
2016-04-02 11:00 | 7305 | 567.4626 | 336.9793 | 316.8935 | 947.2769 | 4392.6445 | 425.183 | 2915.822 | 17207 |  | 2151
2016-04-02 12:00 | 9151 | 962.6415 | 504.1542 | 482.7035 | 1421.0364 | 7027.285 | 688.3925 | 1760.3109 | 21998 |  | 2750
2016-04-02 13:00 | 16488 | 819.3702 | 503.0658 | 471.0428 | 1461.504 | 6599.5425 | 529.3727 | 2576.9734 | 29449 |  | 3681
2016-04-02 14:00 | 19208 | 919.543 | 582.0734 | 509.1851 | 1463.2749 | 8563.629 | 330.4608 | 3886.8513 | 35463 |  | 4433
2016-04-02 15:00 | 27451 | 1862.8475 | 701.9136 | 779.5782 | 2468.6536 | 8329.541 | 632.6302 | 4987.9507 | 47214 |  | 5902
2016-04-02 16:00 | 5771 | 1385.6079 | 651.1707 | 598.5155 | 1562.5985 | 8478.406 | 612.0284 | 4064.398 | 23124 |  | 2890
2016-04-02 17:00 | 10279 | 684.8223 | 633.7864 | 628.9249 | 2671.1047 | 10193.0205 | 1036.4897 | 355.1443 | 26482 |  | 3310
2016-04-02 18:00 | 3021 | 183.4828 | 127.6365 | 89.8932 | 289.8213 | 2146.1638 | 112.8197 | 897.3005 | 6868 |  | 859
2016-04-02 19:00 | 24 | 0 | 0 | 0 | 0 | 132.698 | 0 | 1.6285 | 158 |  | 20
2016-04-02 20:00 | 0 | 0 | 0 | 0 | 0 | 0 | 0 | 0 | 0 |  | 0
2016-04-02 21:00 | 0 | 0 | 0 | 0 | 0 | 0 | 0 | 0 | 0 |  | 0
2016-04-02 22:00 | 0 | 0 | 0 | 0 | 0 | 0 | 0 | 0 | 0 |  | 0
2016-04-02 23:00 | 0 | 0 | 0 | 0 | 0 | 0 | 0 | 0 | 0 |  | 0
2016-04-03 | 0 | 0 | 0 | 0 | 0 | 0 | 0 | 0 | 0 |  | 0
2016-04-03 01:00 | 0 | 0 | 0 | 0 | 0 | 0 | 0 | 0 | 0 |  | 0
2016-04-03 02:00 | 0 | 0 | 0 | 0 | 0 | 0 | 0 | 0 | 0 |  | 0
2016-04-03 03:00 | 0 | 0 | 0 | 0 | 0 | 0 | 0 | 0 | 0 |  | 0
2016-04-03 04:00 | 0 | 0 | 0 | 0 | 0 | 0 | 0 | 0 | 0 |  | 0
2016-04-03 05:00 | 0 | 0 | 0 | 0 | 0 | 0 | 0 | 0 | 0 |  | 0
2016-04-03 06:00 | 0 | 0 | 0 | 0 | 0 | 0 | 0 | 0 | 0 |  | 0
2016-04-03 07:00 | 11 | 0 | 0 | 0 | 0 | 0 | 0 | 104.4046 | 115 |  | 14
2016-04-03 08:00 | 777 | 0.13248 | 0 | 0 | 4.028 | 7.9847 | 10.7474 | 765.0707 | 1565 |  | 196
2016-04-03 09:00 | 5381 | 109.9111 | 0 | 0 | 490.7875 | 607.8739 | 92.0097 | 3976.4526 | 10658 |  | 1332
2016-04-03 10:00 | 25085 | 637.5476 | 40.8347 | 152.7206 | 2183.1245 | 2446.9336 | 288.9309 | 9721.945 | 40557 |  | 5070
2016-04-03 11:00 | 43540 | 3822.976 | 359.429 | 360.4019 | 5360.293 | 4583.12 | 788.9006 | 11413.712 | 70229 |  | 8779
2016-04-03 12:00 | 34024 | 4048.0413 | 1449.4304 | 2599.6042 | 9437.719 | 16048.678 | 5348.8906 | 12269.88 | 85226 |  | 10653
2016-04-03 13:00 | 22530 | 3807.079 | 2682.6035 | 2465.3667 | 8031.817 | 25039.049 | 4820.353 | 13074.444 | 82451 |  | 10306
2016-04-03 14:00 | 28670 | 3310.3977 | 1900.69 | 1852.2839 | 5744.4204 | 35412.824 | 4030.7842 | 7190.739 | 88112 |  | 11014
2016-04-03 15:00 | 31163 | 1687.9497 | 1855.6721 | 1752.1727 | 4861.0947 | 27406.324 | 2370.2844 | 5744.982 | 76841 |  | 9605
2016-04-03 16:00 | 27947 | 972.8209 | 824.5909 | 907.4249 | 3986.6472 | 16864.834 | 1838.2422 | 7183.1313 | 60525 |  | 7566
2016-04-03 17:00 | 10212 | 492.6156 | 274.9114 | 495.1111 | 2801.0205 | 14098.981 | 586.7158 | 4936.462 | 33898 |  | 4237
2016-04-03 18:00 | 1958 | 144.9182 | 105.8094 | 133.8105 | 636.5239 | 3678.63 | 204.292 | 934.9845 | 7797 |  | 975
2016-04-03 19:00 | 59 | 0.23537 | 0 | 2.8717 | 1.7864 | 40.1418 | 0.4808 | 9.445 | 114 |  | 14
2016-04-03 20:00 | 0 | 0 | 0 | 0 | 0 | 0 | 0 | 0 | 0 |  | 0
2016-04-03 21:00 | 0 | 0 | 0 | 0 | 0 | 0 | 0 | 0 | 0 |  | 0
2016-04-03 22:00 | 0 | 0 | 0 | 0 | 0 | 0 | 0 | 0 | 0 |  | 0
2016-04-03 23:00 | 0 | 0 | 0 | 0 | 0 | 0 | 0 | 0 | 0 |  | 0
2016-04-04 | 0 | 0 | 0 | 0 | 0 | 0 | 0 | 0 | 0 |  | 0
2016-04-04 01:00 | 0 | 0 | 0 | 0 | 0 | 0 | 0 | 0 | 0 |  | 0
2016-04-04 02:00 | 0 | 0 | 0 | 0 | 0 | 0 | 0 | 0 | 0 |  | 0
2016-04-04 03:00 | 0 | 0 | 0 | 0 | 0 | 0 | 0 | 0 | 0 |  | 0
2016-04-04 04:00 | 0 | 0 | 0 | 0 | 0 | 0 | 0 | 0 | 0 |  | 0
2016-04-04 05:00 | 0 | 0 | 0 | 0 | 0 | 0 | 0 | 0 | 0 |  | 0
2016-04-04 06:00 | 0 | 0.72123 | 0 | 0 | 0 | 0.59652 | 1.4414 | 6.1684 | 9 |  | 1
2016-04-04 07:00 | 148 | 170.5345 | 51.23 | 67.5308 | 250.0331 | 1655.2009 | 158.2921 | 262.9072 | 2764 |  | 345
2016-04-04 08:00 | 303 | 266.5391 | 261.2556 | 196.3094 | 610.4789 | 3698.8394 | 231.2285 | 399.3629 | 5967 |  | 746
2016-04-04 09:00 | 495 | 248.7813 | 182.4566 | 176.4681 | 498.9546 | 3888.7507 | 291.3723 | 659.4573 | 6441 |  | 805
2016-04-04 10:00 | 1106 | 258.76 | 143.6292 | 171.1523 | 409.1964 | 3138.6074 | 255.9229 | 572.154 | 6055 |  | 757
2016-04-04 11:00 | 299 | 149.5583 | 49.0242 | 138.3722 | 234.6511 | 3121.923 | 162.2952 | 332.9861 | 4488 |  | 561
2016-04-04 12:00 | 144 | 18.5045 | 0.79777 | 40.8645 | 101.7483 | 914.8169 | 102.44 | 217.9735 | 1541 |  | 193
2016-04-04 13:00 | 134 | 7.3445 | 0 | 0 | 0.74044 | 871.2257 | 43.2673 | 205.6645 | 1262 |  | 158
2016-04-04 14:00 | 41 | 14.0984 | 0 | 0 | 0 | 1208.0569 | 55.8516 | 92.6458 | 1412 |  | 176
2016-04-04 15:00 | 0 | 1.7252 | 0 | 0 | 0 | 1257.7336 | 15.7702 | 15.4909 | 1291 |  | 161
2016-04-04 16:00 | 1 | 0 | 0 | 0 | 0 | 326.7004 | 0 | 3.8565 | 332 |  | 41
2016-04-04 17:00 | 0 | 0 | 0 | 0 | 0 | 145.4513 | 0 | 0 | 145 |  | 18
2016-04-04 18:00 | 0 | 0 | 0 | 0 | 0 | 20.6417 | 0 | 0 | 21 |  | 3
2016-04-04 19:00 | 0 | 0 | 0 | 0 | 0 | 0 | 0 | 0 | 0 |  | 0
2016-04-04 20:00 | 0 | 0 | 0 | 0 | 0 | 0 | 0 | 0 | 0 |  | 0
2016-04-04 21:00 | 0 | 0 | 0 | 0 | 0 | 0 | 0 | 0 | 0 |  | 0
2016-04-04 22:00 | 0 | 0 | 0 | 0 | 0 | 0 | 0 | 0 | 0 |  | 0
2016-04-04 23:00 | 0 | 0 | 0 | 0 | 0 | 0 | 0 | 0 | 0 |  | 0
2016-04-05 | 0 | 0 | 0 | 0 | 0 | 0 | 0 | 0 | 0 |  | 0
2016-04-05 01:00 | 0 | 0 | 0 | 0 | 0 | 0 | 0 | 0 | 0 |  | 0
2016-04-05 02:00 | 0 | 0 | 0 | 0 | 0 | 0 | 0 | 0 | 0 |  | 0
2016-04-05 03:00 | 0 | 0 | 0 | 0 | 0 | 0 | 0 | 0 | 0 |  | 0
2016-04-05 04:00 | 0 | 0 | 0 | 0 | 0 | 0 | 0 | 0 | 0 |  | 0
2016-04-05 05:00 | 0 | 0 | 0 | 0 | 0 | 0 | 0 | 0 | 0 |  | 0
2016-04-05 06:00 | 0 | 0 | 0 | 0 | 0 | 34.4134 | 0 | 0 | 34 |  | 4
2016-04-05 07:00 | 0 | 6.8076 | 0 | 0 | 0 | 728.5211 | 0 | 23.4216 | 759 |  | 95
2016-04-05 08:00 | 81 | 147.6003 | 0 | 21.733 | 30.2368 | 2368.4365 | 0 | 217.5342 | 2867 |  | 358
2016-04-05 09:00 | 370 | 1588.121 | 32.0594 | 124.6094 | 258.0434 | 4571.55 | 1210.615 | 548.1241 | 8703 |  | 1088
2016-04-05 10:00 | 735 | 4726.3096 | 219.7748 | 274.0273 | 1086.5736 | 5489.728 | 4561.0396 | 848.533 | 17941 |  | 2243
2016-04-05 11:00 | 1189 | 6245.116 | 549.6873 | 917.8515 | 3994.5098 | 18119.227 | 5644.8975 | 1319.0872 | 37979 |  | 4747
2016-04-05 12:00 | 1614 | 5601.5713 | 1282.1102 | 1859.4275 | 7755.137 | 29747.428 | 6163.526 | 2220.963 | 56244 |  | 7031
2016-04-05 13:00 | 863 | 4697.5645 | 2143.4324 | 2046.7269 | 9678.377 | 36006.01 | 6178.791 | 4606.5874 | 66220 |  | 8278
2016-04-05 14:00 | 1614 | 3469.06 | 2440.7278 | 2166.6345 | 9056.557 | 37347.164 | 6179.5815 | 9347.857 | 71622 |  | 8953
2016-04-05 15:00 | 2530 | 1861.6545 | 1781.9589 | 1859.6675 | 7386.558 | 34297.324 | 5148.254 | 10483.331 | 65349 |  | 8169
2016-04-05 16:00 | 2565 | 593.6059 | 732.1385 | 1113.4028 | 4790.2563 | 26069.65 | 2117.169 | 9512.525 | 47494 |  | 5937
2016-04-05 17:00 | 1748 | 293.0511 | 193.2801 | 297.9577 | 2456.0107 | 13780.874 | 739.7935 | 4813.4663 | 24322 |  | 3040
2016-04-05 18:00 | 173 | 138.195 | 88.7223 | 86.005 | 648.8235 | 2908.312 | 211.0398 | 819.0437 | 5073 |  | 634
2016-04-05 19:00 | 6 | 1.4082 | 0.43233 | 0.87461 | 14.9591 | 58.5256 | 2.1076 | 14.0942 | 98 |  | 12
2016-04-05 20:00 | 0 | 0 | 0 | 0 | 0 | 0 | 0 | 0 | 0 |  | 0
2016-04-05 21:00 | 0 | 0 | 0 | 0 | 0 | 0 | 0 | 0 | 0 |  | 0
2016-04-05 22:00 | 0 | 0 | 0 | 0 | 0 | 0 | 0 | 0 | 0 |  | 0
2016-04-05 23:00 | 0 | 0 | 0 | 0 | 0 | 0 | 0 | 0 | 0 |  | 0
2016-04-06 | 0 | 0 | 0 | 0 | 0 | 0 | 0 | 0 | 0 |  | 0
2016-04-06 01:00 | 0 | 0 | 0 | 0 | 0 | 0 | 0 | 0 | 0 |  | 0
2016-04-06 02:00 | 0 | 0 | 0 | 0 | 0 | 0 | 0 | 0 | 0 |  | 0
2016-04-06 03:00 | 0 | 0 | 0 | 0 | 0 | 0 | 0 | 0 | 0 |  | 0
2016-04-06 04:00 | 0 | 0 | 0 | 0 | 0 | 0 | 0 | 0 | 0 |  | 0
2016-04-06 05:00 | 0 | 0 | 0 | 0 | 0 | 0 | 0 | 0 | 0 |  | 0
2016-04-06 06:00 | 10 | 162.095 | 12.2355 | 130.1478 | 99.0989 | 1168.0957 | 65.3338 | 559.8879 | 2207 |  | 276
2016-04-06 07:00 | 864 | 1032.9036 | 353.4221 | 1162.7161 | 1197.0347 | 9821.454 | 266.2447 | 3575.1396 | 18273 |  | 2284
2016-04-06 08:00 | 3012 | 3987.4045 | 1263.04 | 2317.2344 | 3791.0464 | 22591.803 | 565.6141 | 8328.259 | 45856 |  | 5732
2016-04-06 09:00 | 4622 | 5316.865 | 2767.812 | 3083.181 | 7495.9365 | 34014.32 | 2630.7192 | 11476.015 | 71407 |  | 8926
2016-04-06 10:00 | 8819 | 5135.1274 | 3299.725 | 2900.8909 | 8035.5054 | 40176.7 | 3777.2588 | 11486.564 | 83631 |  | 10454
2016-04-06 11:00 | 14299 | 6685.3315 | 3917.1377 | 3601.754 | 10669.6045 | 45143.33 | 4582.0537 | 10516.956 | 99415 |  | 12427
2016-04-06 12:00 | 21891 | 5479.419 | 3639.55 | 3394.208 | 9827.501 | 46872.203 | 5510.879 | 11780.824 | 108396 |  | 13549
2016-04-06 13:00 | 21198 | 4928.9644 | 3743.9543 | 3025.2014 | 9588.286 | 45294.246 | 4670.555 | 10152.139 | 102601 |  | 12825
2016-04-06 14:00 | 14431 | 3714.218 | 2699.2678 | 2190.0776 | 7332.626 | 37965.21 | 4239.4033 | 10513.461 | 83085 |  | 10386
2016-04-06 15:00 | 4238 | 1919.0791 | 1482.7836 | 1354.8281 | 4235.8145 | 28321.418 | 2826.1208 | 4507.085 | 48885 |  | 6111
2016-04-06 16:00 | 3168 | 729.6785 | 464.0754 | 411.2758 | 1249.2974 | 8044.4927 | 689.6132 | 1996.5725 | 16753 |  | 2094
2016-04-06 17:00 | 1676 | 461.7015 | 295.1372 | 257.7776 | 763.9301 | 4193.9146 | 523.2319 | 856.7447 | 9028 |  | 1129
2016-04-06 18:00 | 554 | 77.3506 | 47.1386 | 53.5359 | 151.929 | 980.5499 | 31.8596 | 70.0822 | 1966 |  | 246
2016-04-06 19:00 | 0 | 0 | 0 | 0 | 0 | 0.020117 | 0 | 0 | 0 |  | 0
2016-04-06 20:00 | 0 | 0 | 0 | 0 | 0 | 0 | 0 | 0 | 0 |  | 0
2016-04-06 21:00 | 0 | 0 | 0 | 0 | 0 | 0 | 0 | 0 | 0 |  | 0
2016-04-06 22:00 | 0 | 0 | 0 | 0 | 0 | 0 | 0 | 0 | 0 |  | 0
2016-04-06 23:00 | 0 | 0 | 0 | 0 | 0 | 0 | 0 | 0 | 0 |  | 0
2016-04-07 | 0 | 0 | 0 | 0 | 0 | 0 | 0 | 0 | 0 |  | 0
2016-04-07 01:00 | 0 | 0 | 0 | 0 | 0 | 0 | 0 | 0 | 0 |  | 0
2016-04-07 02:00 | 0 | 0 | 0 | 0 | 0 | 0 | 0 | 0 | 0 |  | 0
2016-04-07 03:00 | 0 | 0 | 0 | 0 | 0 | 0 | 0 | 0 | 0 |  | 0
2016-04-07 04:00 | 0 | 0 | 0 | 0 | 0 | 0 | 0 | 0 | 0 |  | 0
2016-04-07 05:00 | 0 | 0 | 0 | 0 | 0 | 0 | 0 | 0 | 0 |  | 0
2016-04-07 06:00 | 42 | 8.0991 | 0 | 3.2735 | 0 | 288.0546 | 5.2729 | 0.0052653 | 347 |  | 43
2016-04-07 07:00 | 718 | 338.2131 | 199.316 | 187.6882 | 534.6682 | 3494.3567 | 143.2427 | 289.7019 | 5905 |  | 738
2016-04-07 08:00 | 4484 | 1158.5355 | 693.7952 | 730.3209 | 1895.9042 | 9382.094 | 573.9438 | 1106.8025 | 20025 |  | 2503
2016-04-07 09:00 | 8075 | 704.0128 | 264.0691 | 363.7469 | 907.2894 | 7571.9316 | 678.5797 | 5176.7393 | 23741 |  | 2968
2016-04-07 10:00 | 3741 | 914.9151 | 423.4542 | 507.536 | 1691.5184 | 7563.82 | 548.7322 | 2603.2097 | 17994 |  | 2249
2016-04-07 11:00 | 2919 | 1497.6511 | 513.1376 | 628.9717 | 1884.5262 | 7457.8135 | 720.1694 | 2836.1062 | 18457 |  | 2307
2016-04-07 12:00 | 5435 | 1152.4855 | 542.1334 | 538.8293 | 1745.9098 | 11362.151 | 611.6259 | 3087.6287 | 24476 |  | 3059
2016-04-07 13:00 | 3931 | 1181.511 | 477.7525 | 551.2293 | 1919.087 | 8581.527 | 683.1505 | 2432.8545 | 19758 |  | 2470
2016-04-07 14:00 | 4865 | 538.9153 | 240.2032 | 264.9778 | 810.1513 | 4306.8843 | 365.7805 | 1590.1807 | 12982 |  | 1623
2016-04-07 15:00 | 3683 | 374.3748 | 112.6195 | 155.2398 | 451.1842 | 2530.971 | 261.5652 | 1100.0696 | 8669 |  | 1084
2016-04-07 16:00 | 1631 | 268.5705 | 93.6279 | 142.9535 | 362.3538 | 1280.0104 | 150.9181 | 692.7786 | 4622 |  | 578
2016-04-07 17:00 | 2150 | 237.6574 | 115.445 | 152.103 | 285.0937 | 1407.5634 | 124.3805 | 769.245 | 5241 |  | 655
2016-04-07 18:00 | 664 | 185.6912 | 28.5435 | 46.4637 | 164.3222 | 729.2903 | 52.3645 | 409.9541 | 2281 |  | 285
2016-04-07 19:00 | 22 | 0.16295 | 0 | 0 | 0.089521 | 0 | 0 | 4.2291 | 26 |  | 3
2016-04-07 20:00 | 0 | 0 | 0 | 0 | 0 | 0 | 0 | 0 | 0 |  | 0
2016-04-07 21:00 | 0 | 0 | 0 | 0 | 0 | 0 | 0 | 0 | 0 |  | 0
2016-04-07 22:00 | 0 | 0 | 0 | 0 | 0 | 0 | 0 | 0 | 0 |  | 0
2016-04-07 23:00 | 0 | 0 | 0 | 0 | 0 | 0 | 0 | 0 | 0 |  | 0
2016-04-08 | 0 | 0 | 0 | 0 | 0 | 0 | 0 | 0 | 0 |  | 0
2016-04-08 01:00 | 0 | 0 | 0 | 0 | 0 | 0 | 0 | 0 | 0 |  | 0
2016-04-08 02:00 | 0 | 0 | 0 | 0 | 0 | 0 | 0 | 0 | 0 |  | 0
2016-04-08 03:00 | 0 | 0 | 0 | 0 | 0 | 0 | 0 | 0 | 0 |  | 0
2016-04-08 04:00 | 0 | 0 | 0 | 0 | 0 | 0 | 0 | 0 | 0 |  | 0
2016-04-08 05:00 | 0 | 0 | 0 | 0 | 0 | 0 | 0 | 0 | 0 |  | 0
2016-04-08 06:00 | 98 | 48.6003 | 0 | 43.2104 | 19.2775 | 499.8291 | 0 | 98.9721 | 808 |  | 101
2016-04-08 07:00 | 1785 | 764.6123 | 405.4752 | 1181.5327 | 1134.663 | 7722.745 | 250.7201 | 676.299 | 13921 |  | 1740
2016-04-08 08:00 | 4091 | 4485.143 | 1393.1304 | 2360.2595 | 4354.2124 | 19828.244 | 705.4157 | 6790.6265 | 44008 |  | 5501
2016-04-08 09:00 | 10061 | 5635.5234 | 3082.4243 | 3256.0842 | 8436.142 | 33077.613 | 2480.187 | 5168.107 | 71197 |  | 8900
2016-04-08 10:00 | 10427 | 4746.748 | 3044.3677 | 2762.0728 | 5342.451 | 44560.61 | 3380.644 | 6227.424 | 80491 |  | 10061
2016-04-08 11:00 | 4779 | 1770.0831 | 1359.4425 | 1501.7943 | 2983.0308 | 28423.877 | 3592.3538 | 6042.6006 | 50452 |  | 6307
2016-04-08 12:00 | 7526 | 2533.1099 | 2553.8386 | 1606.6993 | 6130.1436 | 18582.652 | 1052.5161 | 5521.175 | 45506 |  | 5688
2016-04-08 13:00 | 9999 | 2416.04 | 2688.516 | 1627.579 | 5629.8594 | 51793.375 | 2391.694 | 7340.6147 | 83887 |  | 10486
2016-04-08 14:00 | 5818 | 2398.6829 | 2972.8987 | 2316.006 | 7300.781 | 27696.94 | 3192.7515 | 5871.655 | 57568 |  | 7196
2016-04-08 15:00 | 5740 | 2319.9663 | 2056.5479 | 1954.3927 | 7773.084 | 27550.623 | 2533.665 | 5246.875 | 55175 |  | 6897
2016-04-08 16:00 | 2592 | 1465.2433 | 983.6681 | 840.8461 | 2926.5437 | 14871.775 | 1682.7122 | 3409.006 | 28772 |  | 3596
2016-04-08 17:00 | 2883 | 714.4438 | 272.8776 | 407.5259 | 1212.1289 | 7031.2344 | 505.6877 | 1814.7834 | 14842 |  | 1855
2016-04-08 18:00 | 1973 | 219.726 | 83.4219 | 115.3017 | 356.2311 | 708.6601 | 201.9504 | 830.4717 | 4489 |  | 561
2016-04-08 19:00 | 1 | 9.1734 | 1.2211 | 1.6959 | 10.9116 | 3.1544 | 0 | 18.8035 | 46 |  | 6
2016-04-08 20:00 | 0 | 0 | 0 | 0 | 0 | 0 | 0 | 0 | 0 |  | 0
2016-04-08 21:00 | 0 | 0 | 0 | 0 | 0 | 0 | 0 | 0 | 0 |  | 0
2016-04-08 22:00 | 0 | 0 | 0 | 0 | 0 | 0 | 0 | 0 | 0 |  | 0
2016-04-08 23:00 | 0 | 0 | 0 | 0 | 0 | 0 | 0 | 0 | 0 |  | 0
2016-04-09 | 0 | 0 | 0 | 0 | 0 | 0 | 0 | 0 | 0 |  | 0
2016-04-09 01:00 | 0 | 0 | 0 | 0 | 0 | 0 | 0 | 0 | 0 |  | 0
2016-04-09 02:00 | 0 | 0 | 0 | 0 | 0 | 0 | 0 | 0 | 0 |  | 0
2016-04-09 03:00 | 0 | 0 | 0 | 0 | 0 | 0 | 0 | 0 | 0 |  | 0
2016-04-09 04:00 | 0 | 0 | 0 | 0 | 0 | 0 | 0 | 0 | 0 |  | 0
2016-04-09 05:00 | 0 | 0 | 0 | 0 | 0 | 0 | 0 | 0 | 0 |  | 0
2016-04-09 06:00 | 266 | 296.3968 | 6.0587 | 281.6112 | 202.3095 | 1759.3241 | 99.1666 | 519.946 | 3431 |  | 429
2016-04-09 07:00 | 3742 | 1870.906 | 536.0521 | 1595.4352 | 1502.5251 | 10837.784 | 288.744 | 3866.8013 | 24240 |  | 3030
2016-04-09 08:00 | 10120 | 2959.7932 | 1504.8716 | 1787.7162 | 3658.4133 | 26298.72 | 729.8348 | 7204.224 | 54264 |  | 6783
2016-04-09 09:00 | 19814 | 6789.8857 | 3200.798 | 2690.1335 | 7464.6504 | 31108.445 | 2647.5818 | 11245.292 | 84961 |  | 10620
2016-04-09 10:00 | 23564 | 8112.3413 | 4783.6406 | 3794.301 | 11102.793 | 45912.71 | 4330.0117 | 12235.984 | 113836 |  | 14229
2016-04-09 11:00 | 26739 | 7987.555 | 4962.4927 | 3986.1772 | 12187.867 | 53295.816 | 5463.374 | 15065.775 | 129688 |  | 16211
2016-04-09 12:00 | 27631 | 6657.97 | 4782.721 | 3922.5566 | 12276.996 | 55683.758 | 6043.1826 | 16132.195 | 133130 |  | 16641
2016-04-09 13:00 | 23189 | 5394.9062 | 4295.9067 | 3445.8267 | 11645.626 | 50490.49 | 6145.4023 | 11634.467 | 116242 |  | 14530
2016-04-09 14:00 | 24939 | 4100.297 | 2973.6904 | 2935.158 | 9682.961 | 44226.793 | 6068.1665 | 13358.902 | 108285 |  | 13536
2016-04-09 15:00 | 17200 | 2704.997 | 1770.1113 | 1715.0002 | 5502.3003 | 27495.537 | 4190.028 | 11616.772 | 72195 |  | 9024
2016-04-09 16:00 | 12761 | 1772.6581 | 1176.783 | 1146.6595 | 4063.1245 | 16676.488 | 2014.0281 | 6799.432 | 46410 |  | 5801
2016-04-09 17:00 | 5474 | 931.297 | 567.7191 | 541.6894 | 1834.6633 | 9624.899 | 1012.2365 | 3223.4211 | 23210 |  | 2901
2016-04-09 18:00 | 2363 | 278.5788 | 151.3014 | 175.6995 | 535.3505 | 3071.8823 | 285.4106 | 952.8063 | 7814 |  | 977
2016-04-09 19:00 | 132 | 0.78457 | 0.018105 | 2.8043 | 13.8084 | 106.094 | 1.195 | 55.2539 | 312 |  | 39
2016-04-09 20:00 | 0 | 0 | 0 | 0 | 0 | 0 | 0 | 0 | 0 |  | 0
2016-04-09 21:00 | 0 | 0 | 0 | 0 | 0 | 0 | 0 | 0 | 0 |  | 0
2016-04-09 22:00 | 0 | 0 | 0 | 0 | 0 | 0 | 0 | 0 | 0 |  | 0
2016-04-09 23:00 | 0 | 0 | 0 | 0 | 0 | 0 | 0 | 0 | 0 |  | 0
2016-04-10 | 0 | 0 | 0 | 0 | 0 | 0 | 0 | 0 | 0 |  | 0
2016-04-10 01:00 | 0 | 0 | 0 | 0 | 0 | 0 | 0 | 0 | 0 |  | 0
2016-04-10 02:00 | 0 | 0 | 0 | 0 | 0 | 0 | 0 | 0 | 0 |  | 0
2016-04-10 03:00 | 0 | 0 | 0 | 0 | 0 | 0 | 0 | 0 | 0 |  | 0
2016-04-10 04:00 | 0 | 0 | 0 | 0 | 0 | 0 | 0 | 0 | 0 |  | 0
2016-04-10 05:00 | 0 | 0 | 0 | 0 | 0 | 0 | 0 | 0 | 0 |  | 0
2016-04-10 06:00 | 631 | 136.8746 | 0 | 249.4618 | 77.6291 | 1575.7577 | 38.3797 | 426.5637 | 3136 |  | 392
2016-04-10 07:00 | 5795 | 1437.371 | 400.8697 | 1645.2999 | 1303.3961 | 12734.008 | 204.6689 | 4246.449 | 27767 |  | 3471
2016-04-10 08:00 | 13658 | 5421.602 | 1837.0608 | 2786.6792 | 5062.4893 | 27453.66 | 533.2345 | 9418.176 | 66171 |  | 8271
2016-04-10 09:00 | 21098 | 7933.6074 | 3811.0024 | 3544.0645 | 9646.803 | 39757.336 | 2794.5737 | 13603.003 | 102188 |  | 12774
2016-04-10 10:00 | 26309 | 8045.024 | 5029.767 | 3935.6953 | 11730.923 | 48963.18 | 4521.3276 | 14156.533 | 122691 |  | 15336
2016-04-10 11:00 | 29637 | 7992.673 | 5138.023 | 4000.692 | 12197.903 | 54940.816 | 5589.9604 | 12625.264 | 132122 |  | 16515
2016-04-10 12:00 | 29631 | 6866.6816 | 4911.7993 | 3991.7769 | 12268.729 | 51057.85 | 6151.4224 | 13355.809 | 128235 |  | 16029
2016-04-10 13:00 | 29776 | 5446.801 | 4405.9194 | 3702.355 | 12056.7295 | 44458.887 | 6179.837 | 12913.561 | 118940 |  | 14868
2016-04-10 14:00 | 23639 | 4135.5464 | 3532.8918 | 3110.3142 | 10211.513 | 40864.508 | 6110.5415 | 12067.369 | 103672 |  | 12959
2016-04-10 15:00 | 18742 | 2750.6472 | 2386.2666 | 1906.0853 | 7670.6914 | 33930.805 | 4912.086 | 12527.848 | 84826 |  | 10603
2016-04-10 16:00 | 15867 | 1457.2286 | 1024.6508 | 849.925 | 3621.1096 | 32662.18 | 2160.6624 | 9609.403 | 67252 |  | 8407
2016-04-10 17:00 | 11106 | 649.4753 | 428.9004 | 359.2266 | 2570.5098 | 16261.233 | 827.7498 | 4990.9653 | 37194 |  | 4649
2016-04-10 18:00 | 2400 | 197.4542 | 127.5108 | 115.3057 | 706.6444 | 4162.697 | 273.7305 | 976.967 | 8960 |  | 1120
2016-04-10 19:00 | 73 | 3.6573 | 1.2533 | 5.2989 | 15.0477 | 119.6611 | 6.3611 | 31.7691 | 256 |  | 32
2016-04-10 20:00 | 0 | 0 | 0 | 0 | 0 | 0 | 0 | 0 | 0 |  | 0
2016-04-10 21:00 | 0 | 0 | 0 | 0 | 0 | 0 | 0 | 0 | 0 |  | 0
2016-04-10 22:00 | 0 | 0 | 0 | 0 | 0 | 0 | 0 | 0 | 0 |  | 0
2016-04-10 23:00 | 0 | 0 | 0 | 0 | 0 | 0 | 0 | 0 | 0 |  | 0
2016-04-11 | 0 | 0 | 0 | 0 | 0 | 0 | 0 | 0 | 0 |  | 0
2016-04-11 01:00 | 0 | 0 | 0 | 0 | 0 | 0 | 0 | 0 | 0 |  | 0
2016-04-11 02:00 | 0 | 0 | 0 | 0 | 0 | 0 | 0 | 0 | 0 |  | 0
2016-04-11 03:00 | 0 | 0 | 0 | 0 | 0 | 0 | 0 | 0 | 0 |  | 0
2016-04-11 04:00 | 0 | 0 | 0 | 0 | 0 | 0 | 0 | 0 | 0 |  | 0
2016-04-11 05:00 | 0 | 0 | 0 | 0 | 0 | 0 | 0 | 0 | 0 |  | 0
2016-04-11 06:00 | 30 | 0 | 0 | 0 | 0 | 0.95655 | 0.34023 | 5.4414 | 37 |  | 5
2016-04-11 07:00 | 632 | 56.4567 | 0 | 4.8834 | 0.85496 | 615.364 | 46.0269 | 232.0672 | 1588 |  | 198
2016-04-11 08:00 | 1804 | 621.0074 | 222.5322 | 221.8527 | 852.9407 | 2150.3416 | 341.7181 | 957.4393 | 7172 |  | 896
2016-04-11 09:00 | 2455 | 1869.7087 | 868.5015 | 462.1754 | 1718.3909 | 4966.667 | 493.3068 | 1703.8286 | 14538 |  | 1817
2016-04-11 10:00 | 1656 | 1556.1725 | 1018.4434 | 664.8724 | 2179.2083 | 13453.275 | 796.6109 | 1211.5814 | 22536 |  | 2817
2016-04-11 11:00 | 2354 | 758.7961 | 1020.3651 | 500.4331 | 1731.8947 | 10292.803 | 480.3021 | 1387.082 | 18526 |  | 2316
2016-04-11 12:00 | 2845 | 1044.9441 | 954.1064 | 481.9747 | 1692.631 | 14561.605 | 597.0268 | 1631.7775 | 23809 |  | 2976
2016-04-11 13:00 | 9104 | 2887.8608 | 2259.0059 | 1587.6755 | 5982.7637 | 12968.988 | 890.2217 | 1659.8739 | 37340 |  | 4668
2016-04-11 14:00 | 4194 | 1026.4342 | 797.8154 | 1054.6078 | 2785.0083 | 24861.88 | 2255.9292 | 2507.4636 | 39483 |  | 4935
2016-04-11 15:00 | 3050 | 472.4652 | 448.0037 | 412.8303 | 1311.886 | 6911.4536 | 828.9986 | 602.897 | 14039 |  | 1755
2016-04-11 16:00 | 3820 | 902.8423 | 720.309 | 513.3056 | 1713.1776 | 5090.8193 | 354.8159 | 593.2171 | 13708 |  | 1714
2016-04-11 17:00 | 177 | 149.5703 | 348.3065 | 230.5073 | 863.142 | 3602.5415 | 180.5829 | 149.612 | 5701 |  | 713
2016-04-11 18:00 | 108 | 0.78457 | 23.4174 | 15.8483 | 63.5039 | 440.1067 | 0.68097 | 26.2087 | 679 |  | 85
2016-04-11 19:00 | 0 | 0 | 0 | 0 | 0.092539 | 0 | 0 | 0 | 0 |  | 0
2016-04-11 20:00 | 0 | 0 | 0 | 0 | 0 | 0 | 0 | 0 | 0 |  | 0
2016-04-11 21:00 | 0 | 0 | 0 | 0 | 0 | 0 | 0 | 0 | 0 |  | 0
2016-04-11 22:00 | 0 | 0 | 0 | 0 | 0 | 0 | 0 | 0 | 0 |  | 0
2016-04-11 23:00 | 0 | 0 | 0 | 0 | 0 | 0 | 0 | 0 | 0 |  | 0
2016-04-12 | 0 | 0 | 0 | 0 | 0 | 0 | 0 | 0 | 0 |  | 0
2016-04-12 01:00 | 0 | 0 | 0 | 0 | 0 | 0 | 0 | 0 | 0 |  | 0
2016-04-12 02:00 | 0 | 0 | 0 | 0 | 0 | 0 | 0 | 0 | 0 |  | 0
2016-04-12 03:00 | 0 | 0 | 0 | 0 | 0 | 0 | 0 | 0 | 0 |  | 0
2016-04-12 04:00 | 0 | 0 | 0 | 0 | 0 | 0 | 0 | 0 | 0 |  | 0
2016-04-12 05:00 | 0 | 0 | 0 | 0 | 0 | 0 | 0 | 0 | 0 |  | 0
2016-04-12 06:00 | 0 | 0.10421 | 0 | 1.3803 | 0.35051 | 113.492 | 0.53847 | 1.9018 | 118 |  | 15
2016-04-12 07:00 | 196 | 137.7317 | 11.3776 | 35.8225 | 84.1388 | 729.3718 | 90.9131 | 140.9989 | 1426 |  | 178
2016-04-12 08:00 | 822 | 246.5345 | 159.9791 | 136.6719 | 300.2349 | 2679.6184 | 174.8866 | 552.4659 | 5072 |  | 634
2016-04-12 09:00 | 1128 | 532.4177 | 264.0825 | 283.4049 | 798.5233 | 3715.7312 | 312.8357 | 892.2129 | 7927 |  | 991
2016-04-12 10:00 | 1469 | 661.4518 | 558.8244 | 479.484 | 1163.8135 | 6773.7905 | 339.7449 | 1820.8729 | 13267 |  | 1658
2016-04-12 11:00 | 1502 | 955.4593 | 462.1322 | 596.6029 | 1482.341 | 8042.369 | 877.892 | 1266.5695 | 15185 |  | 1898
2016-04-12 12:00 | 5535 | 417.1309 | 450.3229 | 501.6372 | 933.6198 | 7987.794 | 651.0163 | 981.4573 | 17458 |  | 2182
2016-04-12 13:00 | 12117 | 742.3283 | 280.0658 | 300.7902 | 992.2063 | 4509.108 | 652.9234 | 2041.8663 | 21636 |  | 2705
2016-04-12 14:00 | 26666 | 1062.0552 | 573.2559 | 587.3512 | 2357.9988 | 8351.234 | 841.2834 | 5354.893 | 45794 |  | 5724
2016-04-12 15:00 | 26566 | 1966.7306 | 499.5055 | 686.7663 | 2436.536 | 8364.441 | 1669.3596 | 7411.209 | 49601 |  | 6200
2016-04-12 16:00 | 16986 | 1082.3021 | 978.2045 | 1230.7295 | 3739.8022 | 8546.068 | 2047.3668 | 6525.179 | 41136 |  | 5142
2016-04-12 17:00 | 5113 | 440.1173 | 405.8024 | 402.3362 | 2844.6135 | 11031.861 | 1249.6439 | 5015.683 | 26503 |  | 3313
2016-04-12 18:00 | 3111 | 203.9204 | 133.7396 | 155.2046 | 873.3032 | 3704.62 | 347.0516 | 901.3576 | 9430 |  | 1179
2016-04-12 19:00 | 126 | 10.1159 | 6.4199 | 8.1153 | 42.7812 | 174.3235 | 6.8278 | 32.967 | 408 |  | 51
2016-04-12 20:00 | 0 | 0 | 0 | 0 | 0 | 0 | 0 | 0 | 0 |  | 0
2016-04-12 21:00 | 0 | 0 | 0 | 0 | 0 | 0 | 0 | 0 | 0 |  | 0
2016-04-12 22:00 | 0 | 0 | 0 | 0 | 0 | 0 | 0 | 0 | 0 |  | 0
2016-04-12 23:00 | 0 | 0 | 0 | 0 | 0 | 0 | 0 | 0 | 0 |  | 0
2016-04-13 | 0 | 0 | 0 | 0 | 0 | 0 | 0 | 0 | 0 |  | 0
2016-04-13 01:00 | 0 | 0 | 0 | 0 | 0 | 0 | 0 | 0 | 0 |  | 0
2016-04-13 02:00 | 0 | 0 | 0 | 0 | 0 | 0 | 0 | 0 | 0 |  | 0
2016-04-13 03:00 | 0 | 0 | 0 | 0 | 0 | 0 | 0 | 0 | 0 |  | 0
2016-04-13 04:00 | 0 | 0 | 0 | 0 | 0 | 0 | 0 | 0 | 0 |  | 0
2016-04-13 05:00 | 0 | 0 | 0 | 0 | 0 | 0 | 0 | 0 | 0 |  | 0
2016-04-13 06:00 | 840 | 184.8025 | 0 | 269.2772 | 93.6849 | 2215.485 | 57.5506 | 764.7531 | 4426 |  | 553
2016-04-13 07:00 | 6412 | 1590.2893 | 389.7808 | 1642.1288 | 1376.914 | 12570.225 | 233.4802 | 4510.623 | 28725 |  | 3591
2016-04-13 08:00 | 13946 | 5365.449 | 1857.3427 | 2655.448 | 5143.368 | 26193.756 | 638.337 | 9258.785 | 65058 |  | 8132
2016-04-13 09:00 | 21418 | 7826.0557 | 3865.7593 | 3418.2087 | 9524.777 | 37778.848 | 2854.7454 | 11376.593 | 98063 |  | 12258
2016-04-13 10:00 | 25987 | 8115.232 | 4825.4663 | 3801.943 | 11574.523 | 46592.887 | 4365.5337 | 12111.539 | 117374 |  | 14672
2016-04-13 11:00 | 28953 | 7988.4565 | 4936.285 | 3939.4753 | 12300.444 | 52038.562 | 5346.7236 | 9675.056 | 125178 |  | 15647
2016-04-13 12:00 | 26763 | 6763.372 | 4738.1616 | 3853.3254 | 12297.745 | 50137.19 | 5911.028 | 9426.702 | 119891 |  | 14986
2016-04-13 13:00 | 27921 | 5550.674 | 4302.6157 | 3510.938 | 11624.636 | 53444.082 | 6107.8516 | 9930.694 | 122392 |  | 15299
2016-04-13 14:00 | 26256 | 4054.0115 | 3516.2449 | 3009.7625 | 10195.507 | 49431.266 | 5966.134 | 12268.951 | 114698 |  | 14337
2016-04-13 15:00 | 23787 | 2161.9497 | 2344.7043 | 2244.1487 | 8044.0586 | 42452.02 | 4927.353 | 12935.063 | 98896 |  | 12362
2016-04-13 16:00 | 18315 | 713.1382 | 1080.0375 | 1253.9565 | 5234.9907 | 31742.828 | 2143.969 | 9308.669 | 69793 |  | 8724
2016-04-13 17:00 | 11075 | 349.9224 | 262.0183 | 335.1563 | 2755.1533 | 17260.809 | 864.0815 | 4763.197 | 37665 |  | 4708
2016-04-13 18:00 | 2023 | 176.3151 | 128.7621 | 107.7114 | 701.6794 | 4316.883 | 273.2598 | 925.7185 | 8653 |  | 1082
2016-04-13 19:00 | 82 | 2.2934 | 3.5628 | 5.3793 | 17.9526 | 121.9584 | 2.571 | 39.6087 | 275 |  | 34
2016-04-13 20:00 | 0 | 0 | 0 | 0 | 0 | 0 | 0 | 0 | 0 |  | 0
2016-04-13 21:00 | 0 | 0 | 0 | 0 | 0 | 0 | 0 | 0 | 0 |  | 0
2016-04-13 22:00 | 0 | 0 | 0 | 0 | 0 | 0 | 0 | 0 | 0 |  | 0
2016-04-13 23:00 | 0 | 0 | 0 | 0 | 0 | 0 | 0 | 0 | 0 |  | 0
2016-04-14 | 0 | 0 | 0 | 0 | 0 | 0 | 0 | 0 | 0 |  | 0
2016-04-14 01:00 | 0 | 0 | 0 | 0 | 0 | 0 | 0 | 0 | 0 |  | 0
2016-04-14 02:00 | 0 | 0 | 0 | 0 | 0 | 0 | 0 | 0 | 0 |  | 0
2016-04-14 03:00 | 0 | 0 | 0 | 0 | 0 | 0 | 0 | 0 | 0 |  | 0
2016-04-14 04:00 | 0 | 0 | 0 | 0 | 0 | 0 | 0 | 0 | 0 |  | 0
2016-04-14 05:00 | 0 | 0 | 0 | 0 | 0 | 0 | 0 | 0 | 0 |  | 0
2016-04-14 06:00 | 790 | 141.2264 | 0 | 147.5094 | 76.9134 | 2253.4434 | 31.3306 | 599.4926 | 4040 |  | 505
2016-04-14 07:00 | 5390 | 1511.5139 | 384.8699 | 1531.4783 | 1398.0151 | 12558.383 | 210.5803 | 4189.738 | 27175 |  | 3397
2016-04-14 08:00 | 11877 | 5218.4067 | 1882.4764 | 2690.5066 | 5241.155 | 26598.516 | 564.5159 | 9032.475 | 63105 |  | 7888
2016-04-14 09:00 | 19095 | 7863.029 | 3882.5647 | 3419.004 | 9463.112 | 38480.484 | 2828.9966 | 12939.304 | 97971 |  | 12246
2016-04-14 10:00 | 25240 | 8085.389 | 4798.528 | 3783.3977 | 11336.193 | 47140.83 | 4331.0693 | 12642.89 | 117358 |  | 14670
2016-04-14 11:00 | 28097 | 8008.2397 | 4923.282 | 3930.2183 | 12157.969 | 52347.51 | 5324.7227 | 10360.474 | 125149 |  | 15644
2016-04-14 12:00 | 29554 | 6763.6777 | 4729.548 | 3828.187 | 12207.692 | 53661.652 | 5900.0156 | 9159.754 | 125805 |  | 15726
2016-04-14 13:00 | 29254 | 5557.948 | 4282.531 | 3534.0244 | 11613.905 | 54063.418 | 6118.363 | 9712.417 | 124137 |  | 15517
2016-04-14 14:00 | 27301 | 4143.1025 | 3517.5989 | 3002.629 | 9233.85 | 49911.61 | 6007.887 | 11084.427 | 114202 |  | 14275
2016-04-14 15:00 | 22835 | 2231.3943 | 2346.4465 | 2233.7842 | 8119.2324 | 43219.484 | 5062.9707 | 12902.23 | 98951 |  | 12369
2016-04-14 16:00 | 18491 | 734.3256 | 1084.2037 | 1252.0555 | 5276.8667 | 31872.238 | 2241.0022 | 9402.66 | 70354 |  | 8794
2016-04-14 17:00 | 11402 | 352.6181 | 262.2154 | 324.3916 | 2765.9604 | 17158.223 | 886.1178 | 4948.122 | 38100 |  | 4762
2016-04-14 18:00 | 2585 | 198.2106 | 131.6368 | 109.516 | 713.0497 | 4327.899 | 306.6825 | 1060.576 | 9433 |  | 1179
2016-04-14 19:00 | 98 | 9.4792 | 10.5253 | 10.2718 | 40.5884 | 200.1097 | 11.3099 | 53.2462 | 434 |  | 54
2016-04-14 20:00 | 0 | 0 | 0 | 0 | 0 | 0 | 0 | 0 | 0 |  | 0
2016-04-14 21:00 | 0 | 0 | 0 | 0 | 0 | 0 | 0 | 0 | 0 |  | 0
2016-04-14 22:00 | 0 | 0 | 0 | 0 | 0 | 0 | 0 | 0 | 0 |  | 0
2016-04-14 23:00 | 0 | 0 | 0 | 0 | 0 | 0 | 0 | 0 | 0 |  | 0
2016-04-15 | 0 | 0 | 0 | 0 | 0 | 0 | 0 | 0 | 0 |  | 0
2016-04-15 01:00 | 0 | 0 | 0 | 0 | 0 | 0 | 0 | 0 | 0 |  | 0
2016-04-15 02:00 | 0 | 0 | 0 | 0 | 0 | 0 | 0 | 0 | 0 |  | 0
2016-04-15 03:00 | 0 | 0 | 0 | 0 | 0 | 0 | 0 | 0 | 0 |  | 0
2016-04-15 04:00 | 0 | 0 | 0 | 0 | 0 | 0 | 0 | 0 | 0 |  | 0
2016-04-15 05:00 | 0 | 0 | 0 | 0 | 0 | 0 | 0 | 0 | 0 |  | 0
2016-04-15 06:00 | 1050 | 192.4312 | 5.2383 | 323.7517 | 146.347 | 2263.8503 | 57.8247 | 737.9694 | 4777 |  | 597
2016-04-15 07:00 | 6845 | 1571.0122 | 438.97 | 1673.2559 | 1538.8024 | 12961.545 | 231.5953 | 4325.5186 | 29586 |  | 3698
2016-04-15 08:00 | 14125 | 5240.2305 | 1957.9598 | 2697.112 | 5513.103 | 26792.248 | 587.5971 | 9024.443 | 65938 |  | 8242
2016-04-15 09:00 | 20490 | 7866.556 | 3976.5 | 3444.8953 | 9637.942 | 38548.312 | 2819.1257 | 12826.151 | 99609 |  | 12451
2016-04-15 10:00 | 25236 | 8076.3003 | 4790.1123 | 3814.195 | 11418.017 | 47145.05 | 4304.8364 | 12856.391 | 117641 |  | 14705
2016-04-15 11:00 | 28006 | 8002.776 | 4883.1685 | 3933.3486 | 12052.939 | 52369.64 | 5285.4316 | 9917.677 | 124451 |  | 15556
2016-04-15 12:00 | 27851 | 6802.4053 | 4694.7793 | 3843.9136 | 12102.942 | 54403.73 | 5860.224 | 9108.307 | 124667 |  | 15583
2016-04-15 13:00 | 27303 | 5603.6265 | 4272.647 | 3538.6072 | 11512.37 | 52551.45 | 6087.2456 | 10087.238 | 120956 |  | 15120
2016-04-15 14:00 | 26829 | 4206.4316 | 3525.4163 | 3011.1648 | 10104.642 | 48005.89 | 5942.098 | 9631.085 | 111256 |  | 13907
2016-04-15 15:00 | 23491 | 2282.9507 | 2340.4395 | 2237.4517 | 8020.65 | 42767.59 | 5038.732 | 11982.014 | 98161 |  | 12270
2016-04-15 16:00 | 18349 | 779.5491 | 1096.4048 | 1247.5935 | 5184.2476 | 31412.428 | 2269.9548 | 9328.78 | 69668 |  | 8708
2016-04-15 17:00 | 11270 | 397.3346 | 287.5048 | 357.6353 | 2711.0405 | 16103.273 | 873.2831 | 5037.6255 | 37038 |  | 4630
2016-04-15 18:00 | 2699 | 260.2641 | 187.3232 | 143.2203 | 806.1038 | 4045.14 | 340.7489 | 1122.5994 | 9604 |  | 1201
2016-04-15 19:00 | 112 | 13.0158 | 13.1164 | 11.8712 | 45.3602 | 259.8778 | 14.5689 | 69.0301 | 539 |  | 67
2016-04-15 20:00 | 0 | 0 | 0 | 0 | 0 | 0 | 0 | 0 | 0 |  | 0
2016-04-15 21:00 | 0 | 0 | 0 | 0 | 0 | 0 | 0 | 0 | 0 |  | 0
2016-04-15 22:00 | 0 | 0 | 0 | 0 | 0 | 0 | 0 | 0 | 0 |  | 0
2016-04-15 23:00 | 0 | 0 | 0 | 0 | 0 | 0 | 0 | 0 | 0 |  | 0
2016-04-16 | 0 | 0 | 0 | 0 | 0 | 0 | 0 | 0 | 0 |  | 0
2016-04-16 01:00 | 0 | 0 | 0 | 0 | 0 | 0 | 0 | 0 | 0 |  | 0
2016-04-16 02:00 | 0 | 0 | 0 | 0 | 0 | 0 | 0 | 0 | 0 |  | 0
2016-04-16 03:00 | 0 | 0 | 0 | 0 | 0 | 0 | 0 | 0 | 0 |  | 0
2016-04-16 04:00 | 0 | 0 | 0 | 0 | 0 | 0 | 0 | 0 | 0 |  | 0
2016-04-16 05:00 | 0 | 0 | 0 | 0 | 0 | 0 | 0 | 0 | 0 |  | 0
2016-04-16 06:00 | 1233 | 188.341 | 15.6882 | 336.8805 | 172.0954 | 2105.6885 | 78.2025 | 786.6443 | 4917 |  | 615
2016-04-16 07:00 | 6784 | 1622.2607 | 575.6325 | 1669.0382 | 1682.6328 | 13386.449 | 244.5771 | 4670.2744 | 30635 |  | 3829
2016-04-16 08:00 | 14515 | 5241.4907 | 2182.3647 | 2677.6782 | 5619.1616 | 27329.426 | 664.0724 | 9295.581 | 67525 |  | 8441
2016-04-16 09:00 | 21261 | 7859.5127 | 4195.6504 | 3424.7925 | 9696.079 | 39208.777 | 2947.0925 | 9981.008 | 98574 |  | 12322
2016-04-16 10:00 | 25889 | 8015.8 | 4809.941 | 3869.63 | 11515.661 | 47862.55 | 4412.2656 | 11299.357 | 117674 |  | 14709
2016-04-16 11:00 | 27378 | 8007.1914 | 4928.423 | 3984.0127 | 12198.288 | 51498.71 | 5345.4478 | 9927.685 | 123268 |  | 15408
2016-04-16 12:00 | 25666 | 6897.415 | 4713.686 | 3918.496 | 12158.027 | 53805.46 | 5863.5273 | 10175.424 | 123198 |  | 15400
2016-04-16 13:00 | 29485 | 5666.0176 | 4210.0645 | 3584.7178 | 11570.283 | 51587.85 | 6045.826 | 12100.149 | 124250 |  | 15531
2016-04-16 14:00 | 27557 | 4290.791 | 3448.2407 | 3033.2876 | 10072.192 | 49946.816 | 5856.7266 | 9882.582 | 114088 |  | 14261
2016-04-16 15:00 | 23671 | 2401.308 | 2249.0854 | 2254.4146 | 7942.917 | 41112.117 | 4931.7827 | 12496.348 | 97059 |  | 12132
2016-04-16 16:00 | 18467 | 908.9468 | 1056.6472 | 1295.0057 | 5224.9644 | 31261.836 | 2299.4468 | 9143.6455 | 69657 |  | 8707
2016-04-16 17:00 | 11420 | 428.3351 | 286.7061 | 389.2535 | 2634.756 | 17692.896 | 1032.3457 | 4713.2056 | 38597 |  | 4825
2016-04-16 18:00 | 2959 | 257.3994 | 127.1628 | 126.1247 | 734.1245 | 4624.221 | 326.0956 | 924.4571 | 10079 |  | 1260
2016-04-16 19:00 | 204 | 7.7411 | 1.2774 | 6.011 | 21.5978 | 160.1409 | 7.1657 | 64.4233 | 472 |  | 59
2016-04-16 20:00 | 0 | 0 | 0 | 0 | 0 | 0 | 0 | 0 | 0 |  | 0
2016-04-16 21:00 | 0 | 0 | 0 | 0 | 0 | 0 | 0 | 0 | 0 |  | 0
2016-04-16 22:00 | 0 | 0 | 0 | 0 | 0 | 0 | 0 | 0 | 0 |  | 0
2016-04-16 23:00 | 0 | 0 | 0 | 0 | 0 | 0 | 0 | 0 | 0 |  | 0
2016-04-17 | 0 | 0 | 0 | 0 | 0 | 0 | 0 | 0 | 0 |  | 0
2016-04-17 01:00 | 0 | 0 | 0 | 0 | 0 | 0 | 0 | 0 | 0 |  | 0
2016-04-17 02:00 | 0 | 0 | 0 | 0 | 0 | 0 | 0 | 0 | 0 |  | 0
2016-04-17 03:00 | 0 | 0 | 0 | 0 | 0 | 0 | 0 | 0 | 0 |  | 0
2016-04-17 04:00 | 0 | 0 | 0 | 0 | 0 | 0 | 0 | 0 | 0 |  | 0
2016-04-17 05:00 | 0 | 0 | 0 | 0 | 0 | 0.015851 | 0 | 0 | 0 |  | 0
2016-04-17 06:00 | 1073 | 215.9964 | 5.0793 | 380.1804 | 129.3239 | 3069.334 | 72.4756 | 906.8917 | 5852 |  | 732
2016-04-17 07:00 | 6536 | 1692.9849 | 464.8654 | 1692.529 | 1419.5684 | 13711.831 | 242.9164 | 4499.554 | 30260 |  | 3783
2016-04-17 08:00 | 13795 | 5364.216 | 2015.6448 | 2625.3452 | 5279.619 | 26814.52 | 623.9858 | 9064.488 | 65583 |  | 8198
2016-04-17 09:00 | 20037 | 7882.2427 | 3986.5017 | 3242.263 | 9071.978 | 37287.215 | 2813.9421 | 12500.359 | 96822 |  | 12103
2016-04-17 10:00 | 23273 | 8062.2524 | 4577.4688 | 3609.7683 | 10730.458 | 45055.305 | 4201.301 | 14729.576 | 114239 |  | 14280
2016-04-17 11:00 | 26749 | 7863.1123 | 4675.4165 | 3676.1816 | 11695.915 | 48482.3 | 5056.168 | 12120.387 | 120318 |  | 15040
2016-04-17 12:00 | 27716 | 6560.098 | 4450.323 | 3617.522 | 11685.896 | 50728.14 | 5483.529 | 11937.386 | 122179 |  | 15272
2016-04-17 13:00 | 27232 | 5429.5884 | 4048.465 | 3278.3472 | 11072.842 | 52200.68 | 5772.7656 | 14238.344 | 123273 |  | 15409
2016-04-17 14:00 | 25541 | 3995.2332 | 3299.5686 | 2815.3218 | 9785.188 | 48299.08 | 5612.5723 | 14362.486 | 113710 |  | 14214
2016-04-17 15:00 | 22197 | 2165.8806 | 2207.684 | 2088.0212 | 7797.5825 | 41299.48 | 4751.973 | 12089.5205 | 94597 |  | 11825
2016-04-17 16:00 | 17263 | 725.1562 | 1034.4519 | 1171.2488 | 5071.197 | 30448.557 | 2192.9343 | 8840.884 | 66747 |  | 8343
2016-04-17 17:00 | 10871 | 341.445 | 259.2341 | 313.641 | 2692.0498 | 16624.18 | 933.7714 | 4669.702 | 36705 |  | 4588
2016-04-17 18:00 | 2798 | 191.4754 | 127.5047 | 107.0777 | 749.84 | 4300.218 | 329.5638 | 1246.8673 | 9851 |  | 1231
2016-04-17 19:00 | 168 | 23.4164 | 11.5312 | 13.8104 | 72.8645 | 294.1776 | 25.1746 | 101.7004 | 711 |  | 89
2016-04-17 20:00 | 0 | 0 | 0 | 0 | 0 | 0 | 0 | 0 | 0 |  | 0
2016-04-17 21:00 | 0 | 0 | 0 | 0 | 0 | 0 | 0 | 0 | 0 |  | 0
2016-04-17 22:00 | 0 | 0 | 0 | 0 | 0 | 0 | 0 | 0 | 0 |  | 0
2016-04-17 23:00 | 0 | 0 | 0 | 0 | 0 | 0 | 0 | 0 | 0 |  | 0
2016-04-18 | 0 | 0 | 0 | 0 | 0 | 0 | 0 | 0 | 0 |  | 0
2016-04-18 01:00 | 0 | 0 | 0 | 0 | 0 | 0 | 0 | 0 | 0 |  | 0
2016-04-18 02:00 | 0 | 0 | 0 | 0 | 0 | 0 | 0 | 0 | 0 |  | 0
2016-04-18 03:00 | 0 | 0 | 0 | 0 | 0 | 0 | 0 | 0 | 0 |  | 0
2016-04-18 04:00 | 0 | 0 | 0 | 0 | 0 | 0 | 0 | 0 | 0 |  | 0
2016-04-18 05:00 | 0 | 0 | 0 | 0 | 0 | 0 | 0 | 0 | 0 |  | 0
2016-04-18 06:00 | 927 | 263.4676 | 65.0627 | 242.6938 | 320.5417 | 2561.6729 | 112.5305 | 512.9783 | 5006 |  | 626
2016-04-18 07:00 | 5458 | 1724.2079 | 649.8013 | 1292.9943 | 1854.1659 | 11839.711 | 395.4281 | 3488.8333 | 26703 |  | 3338
2016-04-18 08:00 | 12735 | 4638.954 | 1976.4813 | 2194.5864 | 5039.0938 | 23457.871 | 1032.3341 | 4587.482 | 55662 |  | 6958
2016-04-18 09:00 | 19215 | 7038.6514 | 3569.103 | 2969.8196 | 8205.249 | 34286.535 | 2797.3284 | 4524.4023 | 82606 |  | 10326
2016-04-18 10:00 | 21593 | 7484.891 | 4196.7925 | 3379.6387 | 9985.112 | 42691.207 | 2632.7695 | 6130.968 | 98094 |  | 12262
2016-04-18 11:00 | 26100 | 6747.616 | 4308.328 | 3565.902 | 10894.167 | 42648.535 | 2876.4294 | 10529.677 | 107671 |  | 13459
2016-04-18 12:00 | 19467 | 5374.582 | 3997.1685 | 2856.0452 | 10820.963 | 51611.855 | 4727.707 | 7730.6387 | 106586 |  | 13323
2016-04-18 13:00 | 15325 | 2013.1913 | 3985.8767 | 2332.3503 | 7251.5337 | 49973.797 | 5358.6304 | 7119.6265 | 93360 |  | 11670
2016-04-18 14:00 | 21145 | 2987.012 | 3216.2031 | 2930.9897 | 9406.024 | 47436.78 | 5179.556 | 9076.831 | 101378 |  | 12672
2016-04-18 15:00 | 16536 | 2713.9814 | 2206.8755 | 2153.5066 | 7752.5605 | 41462.953 | 2571.7651 | 4045.4568 | 79443 |  | 9930
2016-04-18 16:00 | 10377 | 1469.995 | 1046.4518 | 1054.9352 | 4390.6646 | 29751.059 | 627.9278 | 2128.9858 | 50847 |  | 6356
2016-04-18 17:00 | 3180 | 604.3726 | 423.5996 | 314.494 | 1014.0994 | 13648.671 | 489.433 | 675.0242 | 20350 |  | 2544
2016-04-18 18:00 | 1036 | 166.3893 | 57.503 | 110.5097 | 240.7142 | 2094.9114 | 38.1724 | 837.6223 | 4582 |  | 573
2016-04-18 19:00 | 33 | 10.984 | 0.9435 | 9.2358 | 20.5437 | 114.8812 | 0 | 69.4636 | 259 |  | 32
2016-04-18 20:00 | 0 | 0 | 0 | 0 | 0 | 0 | 0 | 0 | 0 |  | 0
2016-04-18 21:00 | 0 | 0 | 0 | 0 | 0 | 0 | 0 | 0 | 0 |  | 0
2016-04-18 22:00 | 0 | 0 | 0 | 0 | 0 | 0 | 0 | 0 | 0 |  | 0
2016-04-18 23:00 | 0 | 0 | 0 | 0 | 0 | 0 | 0 | 0 | 0 |  | 0
2016-04-19 | 0 | 0 | 0 | 0 | 0 | 0 | 0 | 0 | 0 |  | 0
2016-04-19 01:00 | 0 | 0 | 0 | 0 | 0 | 0 | 0 | 0 | 0 |  | 0
2016-04-19 02:00 | 0 | 0 | 0 | 0 | 0 | 0 | 0 | 0 | 0 |  | 0
2016-04-19 03:00 | 0 | 0 | 0 | 0 | 0 | 0 | 0 | 0 | 0 |  | 0
2016-04-19 04:00 | 0 | 0 | 0 | 0 | 0 | 0 | 0 | 0 | 0 |  | 0
2016-04-19 05:00 | 0 | 0 | 0 | 0 | 0 | 0 | 0 | 0 | 0 |  | 0
2016-04-19 06:00 | 321 | 38.5555 | 0 | 5.6963 | 0 | 229.6282 | 25.3165 | 81.243 | 701 |  | 88
2016-04-19 07:00 | 1832 | 385.7129 | 192.4308 | 187.8267 | 543.6562 | 2488.7034 | 232.4388 | 821.4356 | 6684 |  | 836
2016-04-19 08:00 | 1750 | 1931.3458 | 1034.3752 | 888.3232 | 2565.5103 | 5974.5444 | 843.1909 | 3261.1267 | 18248 |  | 2281
2016-04-19 09:00 | 2572 | 2684.7732 | 1077.1332 | 1010.9451 | 3182.484 | 5058.374 | 1255.1906 | 4117.5 | 20958 |  | 2620
2016-04-19 10:00 | 3532 | 1580.282 | 1315.398 | 1424.345 | 4442.061 | 16921.748 | 1621.6221 | 4609.3193 | 35447 |  | 4431
2016-04-19 11:00 | 14039 | 770.0598 | 1555.6945 | 1214.0715 | 3376.513 | 16964.656 | 1220.1627 | 5615.144 | 44755 |  | 5594
2016-04-19 12:00 | 20185 | 3353.291 | 1924.057 | 1973.8088 | 3759.4565 | 24055.402 | 3231.9336 | 7215.3916 | 65698 |  | 8212
2016-04-19 13:00 | 23437 | 4366.2 | 2894.4065 | 2261.1453 | 5729.3184 | 35213.684 | 3001.7905 | 8072.5864 | 84976 |  | 10622
2016-04-19 14:00 | 24129 | 4402.1855 | 2341.3518 | 3014.128 | 6751.5854 | 44026.426 | 2573.2607 | 6384.2393 | 93622 |  | 11703
2016-04-19 15:00 | 24846 | 2208.5432 | 2110.795 | 1350.7062 | 7299.853 | 16394.627 | 4328.805 | 7493.4907 | 66033 |  | 8254
2016-04-19 16:00 | 19273 | 1035.327 | 1172.8864 | 1454.8367 | 5679.1943 | 9051.049 | 2391.9575 | 5383.3745 | 45442 |  | 5680
2016-04-19 17:00 | 12015 | 360.3652 | 266.6161 | 358.7981 | 2493.6057 | 9795.179 | 1080.5605 | 4614.595 | 30985 |  | 3873
2016-04-19 18:00 | 3165 | 209.2811 | 134.1193 | 112.1473 | 762.2966 | 4788.1724 | 342.5776 | 954.5283 | 10468 |  | 1309
2016-04-19 19:00 | 156 | 15.2549 | 14.3013 | 14.1172 | 73.2628 | 278.8001 | 12.8871 | 60.7479 | 625 |  | 78
2016-04-19 20:00 | 0 | 0 | 0 | 0 | 0 | 0 | 0 | 0 | 0 |  | 0
2016-04-19 21:00 | 0 | 0 | 0 | 0 | 0 | 0 | 0 | 0 | 0 |  | 0
2016-04-19 22:00 | 0 | 0 | 0 | 0 | 0 | 0 | 0 | 0 | 0 |  | 0
2016-04-19 23:00 | 0 | 0 | 0 | 0 | 0 | 0 | 0 | 0 | 0 |  | 0
2016-04-20 | 0 | 0 | 0 | 0 | 0 | 0 | 0 | 0 | 0 |  | 0
2016-04-20 01:00 | 0 | 0 | 0 | 0 | 0 | 0 | 0 | 0 | 0 |  | 0
2016-04-20 02:00 | 0 | 0 | 0 | 0 | 0 | 0 | 0 | 0 | 0 |  | 0
2016-04-20 03:00 | 0 | 0 | 0 | 0 | 0 | 0 | 0 | 0 | 0 |  | 0
2016-04-20 04:00 | 0 | 0 | 0 | 0 | 0 | 0 | 0 | 0 | 0 |  | 0
2016-04-20 05:00 | 0 | 0 | 0 | 0 | 0 | 1.4673 | 0 | 0 | 1 |  | 0
2016-04-20 06:00 | 895 | 212.5369 | 11.7849 | 538.9236 | 162.9267 | 2912.1216 | 84.7769 | 881.304 | 5699 |  | 712
2016-04-20 07:00 | 6655 | 1720.4875 | 573.4375 | 1703.3346 | 1717.8063 | 15378.871 | 390.8345 | 3910.659 | 32050 |  | 4006
2016-04-20 08:00 | 15425 | 5474.331 | 2097.1165 | 2543.516 | 5454.239 | 25832.229 | 759.014 | 9834.989 | 67420 |  | 8428
2016-04-20 09:00 | 21127 | 8057.524 | 4330.553 | 3470.6443 | 9855.881 | 39790.844 | 3027.314 | 13472.686 | 103132 |  | 12892
2016-04-20 10:00 | 25516 | 8125.192 | 4816.4824 | 3796.0137 | 11483.576 | 47983.848 | 4436.781 | 12341.639 | 118500 |  | 14812
2016-04-20 11:00 | 29296 | 8066.9214 | 4918.599 | 3923.109 | 12224.154 | 53099.39 | 5375.1777 | 10282.154 | 127186 |  | 15898
2016-04-20 12:00 | 30590 | 7044.415 | 4715.544 | 3841.7551 | 12247.146 | 53738.24 | 5924.212 | 9853.93 | 127955 |  | 15994
2016-04-20 13:00 | 30151 | 5965.3335 | 4294.935 | 3517.6592 | 11743.344 | 45021.625 | 5957.393 | 9939.143 | 116590 |  | 14574
2016-04-20 14:00 | 28109 | 4459.695 | 3536.4768 | 2980.7112 | 10345.103 | 38691.73 | 5918.028 | 11519.624 | 105560 |  | 13195
2016-04-20 15:00 | 24435 | 2440.8826 | 2397.6467 | 2212.772 | 8286.526 | 35538.973 | 5113.777 | 13059.993 | 93486 |  | 11686
2016-04-20 16:00 | 18934 | 815.6272 | 1125.0276 | 1226.8467 | 5474.5386 | 31870.855 | 2361.987 | 9506.643 | 71316 |  | 8914
2016-04-20 17:00 | 11881 | 379.4102 | 279.3895 | 325.9628 | 2860.165 | 17388.006 | 1063.5312 | 5098.3994 | 39276 |  | 4909
2016-04-20 18:00 | 3038 | 227.0868 | 143.1499 | 117.3174 | 833.8976 | 4871.361 | 387.0104 | 1176.0226 | 10794 |  | 1349
2016-04-20 19:00 | 157 | 21.9237 | 18.7935 | 14.9068 | 88.3064 | 305.1697 | 17.4094 | 80.69 | 704 |  | 88
2016-04-20 20:00 | 0 | 0 | 0 | 0 | 0 | 0 | 0 | 0 | 0 |  | 0
2016-04-20 21:00 | 8238.291 | 0 | 0 | 0 | 0 | 0 | 0 | 0 | 8238 |  | 1030
2016-04-20 22:00 | 2071.9622 | 0 | 0 | 0 | 0 | 0 | 0 | 0 | 2072 |  | 259
2016-04-20 23:00 | 110.2845 | 0 | 0 | 0 | 0 | 0 | 0 | 0 | 110 |  | 14
2016-04-21 | 0 | 0 | 0 | 0 | 0 | 0 | 0 | 0 | 0 |  | 0
2016-04-21 01:00 | 0 | 0 | 0 | 0 | 0 | 0 | 0 | 0 | 0 |  | 0
2016-04-21 02:00 | 0 | 0 | 0 | 0 | 0 | 0 | 0 | 0 | 0 |  | 0
2016-04-21 03:00 | 0 | 0 | 0 | 0 | 0 | 0 | 0 | 0 | 0 |  | 0
2016-04-21 04:00 | 0 | 0 | 0 | 0 | 0 | 0 | 0 | 0 | 0 |  | 0
2016-04-21 05:00 | 0 | 0 | 0 | 0 | 0 | 2.0119 | 0 | 0 | 2 |  | 0
2016-04-21 06:00 | 1766 | 237.2292 | 14.0197 | 479.537 | 137.355 | 3525.0022 | 82.1441 | 1045.6116 | 7287 |  | 911
2016-04-21 07:00 | 7884 | 1866.8469 | 510.1362 | 1738.15 | 1428.9847 | 14258.842 | 228.7289 | 4771.3843 | 32687 |  | 4086
2016-04-21 08:00 | 14585 | 5604.706 | 2232.0657 | 2653.869 | 5724.4683 | 27294.186 | 588.3952 | 9419.594 | 68102 |  | 8513
2016-04-21 09:00 | 21082 | 7963.897 | 4213.758 | 3307.2122 | 9419.594 | 37967.996 | 2909.2258 | 11770.8125 | 98634 |  | 12329
2016-04-21 10:00 | 26120.633 | 8091.71 | 4678.9233 | 3635.1416 | 11124.987 | 45978.387 | 4263.4053 | 9243.932 | 113137 |  | 14142
2016-04-21 11:00 | 30322.541 | 7826.865 | 4754.613 | 3787.2656 | 11989.202 | 50886.09 | 5152.0254 | 9204.023 | 123923 |  | 15490
2016-04-21 12:00 | 39056.156 | 6313.212 | 4502.2275 | 3688.1694 | 11691.791 | 52017.85 | 5499.539 | 11160.786 | 133930 |  | 16741
2016-04-21 13:00 | 58061.516 | 5624.391 | 4127.194 | 3429.9421 | 11525.913 | 50857.93 | 5918.098 | 8486.191 | 148031 |  | 18504
2016-04-21 14:00 | 61571.49 | 4180.4644 | 3420.5415 | 2925.3167 | 10255.199 | 47635.492 | 5724.1543 | 8980.962 | 144694 |  | 18087
2016-04-21 15:00 | 51717.3 | 2268.4744 | 2274.0024 | 2197.35 | 8140.589 | 41807.55 | 4929.244 | 12045.401 | 125380 |  | 15672
2016-04-21 16:00 | 39350.574 | 751.7069 | 1051.7145 | 1262.0356 | 5374.234 | 30794.795 | 2335.8428 | 9182.023 | 90103 |  | 11263
2016-04-21 17:00 | 19638.16 | 372.0151 | 259.1355 | 356.2533 | 2770.1768 | 17006.84 | 1030.2133 | 4772.9897 | 46206 |  | 5776
2016-04-21 18:00 | 5819.127 | 250.7245 | 155.3691 | 139.1003 | 846.8451 | 4522.1265 | 400.1228 | 1110.9615 | 13244 |  | 1656
2016-04-21 19:00 | 304.9461 | 13.1003 | 10.2095 | 17.2002 | 69.7262 | 306.4974 | 17.8842 | 61.8342 | 801 |  | 100
2016-04-21 20:00 | 0 | 0 | 0 | 0 | 0 | 0 | 0 | 0 | 0 |  | 0
2016-04-21 21:00 | 0 | 0 | 0 | 0 | 0 | 0 | 0 | 0 | 0 |  | 0
2016-04-21 22:00 | 0 | 0 | 0 | 0 | 0 | 0 | 0 | 0 | 0 |  | 0
2016-04-21 23:00 | 0 | 0 | 0 | 0 | 0 | 0 | 0 | 0 | 0 |  | 0
2016-04-22 | 0 | 0 | 0 | 0 | 0 | 0 | 0 | 0 | 0 |  | 0
2016-04-22 01:00 | 0 | 0 | 0 | 0 | 0 | 0 | 0 | 0 | 0 |  | 0
2016-04-22 02:00 | 0 | 0 | 0 | 0 | 0 | 0 | 0 | 0 | 0 |  | 0
2016-04-22 03:00 | 0 | 0 | 0 | 0 | 0 | 0 | 0 | 0 | 0 |  | 0
2016-04-22 04:00 | 0 | 0 | 0 | 0 | 0 | 0 | 0 | 0 | 0 |  | 0
2016-04-22 05:00 | 0 | 0 | 0 | 0 | 0 | 0 | 0 | 0 | 0 |  | 0
2016-04-22 06:00 | 612.6128 | 170.3827 | 114.9091 | 108.2749 | 312.2011 | 1339.6729 | 96.9126 | 353.3209 | 3108 |  | 389
2016-04-22 07:00 | 5332.746 | 753.7855 | 393.3997 | 455.1573 | 1240.963 | 4399.143 | 407.543 | 2424.0613 | 15407 |  | 1926
2016-04-22 08:00 | 10835.419 | 2011.7391 | 791.4368 | 1186.5312 | 2507.1516 | 9440.554 | 838.0123 | 3989.4263 | 31600 |  | 3950
2016-04-22 09:00 | 4658.7847 | 1176.5737 | 422.9517 | 347.7299 | 1260.5635 | 9819.376 | 522.533 | 5145.0576 | 23354 |  | 2919
2016-04-22 10:00 | 7990.158 | 1213.9264 | 1253.7528 | 726.3167 | 2484.7844 | 8109.5205 | 1104.4076 | 5019.258 | 27902 |  | 3488
2016-04-22 11:00 | 13854.074 | 719.6224 | 740.4814 | 376.5344 | 1275.138 | 5416.3433 | 858.8885 | 3172.934 | 26414 |  | 3302
2016-04-22 12:00 | 19724.588 | 2377.1797 | 2183.4666 | 857.8202 | 4357.217 | 6957.655 | 967.8567 | 5568.108 | 42994 |  | 5374
2016-04-22 13:00 | 32267.164 | 1495.996 | 3179.9639 | 1042.7661 | 3316.101 | 33080.336 | 3706.4648 | 8808.996 | 86898 |  | 10862
2016-04-22 14:00 | 41317.406 | 2002.1691 | 1419.2655 | 1447.3914 | 5735.5317 | 13630.785 | 3961.2854 | 7748.735 | 77263 |  | 9658
2016-04-22 15:00 | 22810.078 | 1790.9567 | 446.9999 | 730.8931 | 1872.2784 | 17707.006 | 4382.5874 | 9130.023 | 58871 |  | 7359
2016-04-22 16:00 | 7447.625 | 1486.0083 | 609.8928 | 844.2344 | 2930.0803 | 11539.762 | 1848.9454 | 3946.6663 | 30653 |  | 3832
2016-04-22 17:00 | 2215.3564 | 433.628 | 340.2058 | 285.1636 | 841.0433 | 9459.569 | 628.1914 | 1956.6257 | 16160 |  | 2020
2016-04-22 18:00 | 483.2663 | 248.0258 | 50.0164 | 82.745 | 224.5601 | 1263.5464 | 191.3466 | 527.358 | 3071 |  | 384
2016-04-22 19:00 | 71.3616 | 0 | 0 | 2.1294 | 0.95355 | 23.4586 | 20.4189 | 2.7641 | 121 |  | 15
2016-04-22 20:00 | 0 | 0 | 0 | 0 | 0 | 0 | 0 | 0 | 0 |  | 0
2016-04-22 21:00 | 0 | 0 | 0 | 0 | 0 | 0 | 0 | 0 | 0 |  | 0
2016-04-22 22:00 | 0 | 0 | 0 | 0 | 0 | 0 | 0 | 0 | 0 |  | 0
2016-04-22 23:00 | 0 | 0 | 0 | 0 | 0 | 0 | 0 | 0 | 0 |  | 0
2016-04-23 | 0 | 0 | 0 | 0 | 0 | 0 | 0 | 0 | 0 |  | 0
2016-04-23 01:00 | 0 | 0 | 0 | 0 | 0 | 0 | 0 | 0 | 0 |  | 0
2016-04-23 02:00 | 0 | 0 | 0 | 0 | 0 | 0 | 0 | 0 | 0 |  | 0
2016-04-23 03:00 | 0 | 0 | 0 | 0 | 0 | 0 | 0 | 0 | 0 |  | 0
2016-04-23 04:00 | 0 | 0 | 0 | 0 | 0 | 0 | 0 | 0 | 0 |  | 0
2016-04-23 05:00 | 0 | 0 | 0 | 0 | 0 | 0 | 0 | 0 | 0 |  | 0
2016-04-23 06:00 | 472.0093 | 0.75283 | 0 | 0 | 1.7236 | 156.013 | 4.8694 | 412.6746 | 1048 |  | 131
2016-04-23 07:00 | 6737.59 | 83.3343 | 8.99 | 92.8233 | 278.5817 | 996.7329 | 101.0663 | 1088.9906 | 9388 |  | 1174
2016-04-23 08:00 | 15786.717 | 688.9322 | 210.5464 | 216.493 | 578.8848 | 985.7692 | 441.2218 | 4443.9644 | 23353 |  | 2919
2016-04-23 09:00 | 35744.312 | 4722.459 | 594.6207 | 864.8214 | 2495.3118 | 4940.9775 | 819.9562 | 12541.994 | 62724 |  | 7841
2016-04-23 10:00 | 40334.152 | 6273.903 | 3423.0813 | 3056.745 | 8695.095 | 6048.8047 | 3453.9111 | 13515.523 | 84801 |  | 10600
2016-04-23 11:00 | 31527.635 | 6169.4746 | 3547.6619 | 3103.6826 | 9676.78 | 16179.986 | 3338.3828 | 11551.499 | 85095 |  | 10637
2016-04-23 12:00 | 41676.926 | 5751.4614 | 4446.615 | 3410.1248 | 10577.428 | 45294.66 | 4459.687 | 11099.546 | 126716 |  | 15840
2016-04-23 13:00 | 42373.66 | 6045.289 | 3868.6206 | 3452.899 | 11010.036 | 18760.393 | 2333.6208 | 10523.89 | 98368 |  | 12296
2016-04-23 14:00 | 41520.906 | 4345.4595 | 3351.0757 | 2912.165 | 9911.416 | 21430.893 | 4170.159 | 10745.676 | 98388 |  | 12298
2016-04-23 15:00 | 42022.07 | 2628.741 | 2382.9492 | 2024.7909 | 7511.7817 | 12078.448 | 5131.8037 | 9557.158 | 83338 |  | 10417
2016-04-23 16:00 | 33077.62 | 841.8842 | 1129.9985 | 1442.187 | 5517.8022 | 10784.757 | 2381.9292 | 8837.515 | 64014 |  | 8002
2016-04-23 17:00 | 20899.143 | 416.2689 | 607.9293 | 525.4086 | 3618.3135 | 6666.024 | 1177.5817 | 5313.249 | 39224 |  | 4903
2016-04-23 18:00 | 6453.3833 | 239.9216 | 304.7271 | 251.324 | 1165.8312 | 3547.2456 | 486.6549 | 1122.2533 | 13571 |  | 1696
2016-04-23 19:00 | 322.1575 | 26.7317 | 42.0469 | 32.7991 | 152.2227 | 270.7552 | 27.8321 | 85.5262 | 960 |  | 120
2016-04-23 20:00 | 0 | 0 | 0 | 0 | 0 | 0 | 0 | 0 | 0 |  | 0
2016-04-23 21:00 | 0 | 0 | 0 | 0 | 0 | 0 | 0 | 0 | 0 |  | 0
2016-04-23 22:00 | 0 | 0 | 0 | 0 | 0 | 0 | 0 | 0 | 0 |  | 0
2016-04-23 23:00 | 0 | 0 | 0 | 0 | 0 | 0 | 0 | 0 | 0 |  | 0
2016-04-24 | 0 | 0 | 0 | 0 | 0 | 0 | 0 | 0 | 0 |  | 0
2016-04-24 01:00 | 0 | 0 | 0 | 0 | 0 | 0 | 0 | 0 | 0 |  | 0
2016-04-24 02:00 | 0 | 0 | 0 | 0 | 0 | 0 | 0 | 0 | 0 |  | 0
2016-04-24 03:00 | 0 | 0 | 0 | 0 | 0 | 0 | 0 | 0 | 0 |  | 0
2016-04-24 04:00 | 0 | 0 | 0 | 0 | 0 | 0 | 0 | 0 | 0 |  | 0
2016-04-24 05:00 | 2.2 | 0.49981 | 0 | 0 | 0 | 22.4228 | 0 | 0.018513 | 25 |  | 3
2016-04-24 06:00 | 3291.7456 | 307.4226 | 30.0582 | 573.4607 | 200.2785 | 3619.3 | 97.3993 | 1013.9337 | 9134 |  | 1142
2016-04-24 07:00 | 13841.227 | 2073.8123 | 535.1337 | 1816.1149 | 1621.1359 | 15120.796 | 246.2163 | 5174.807 | 40429 |  | 5054
2016-04-24 08:00 | 27028.102 | 5875.055 | 2243.0828 | 2789.6345 | 6153.3936 | 28397.447 | 607.4929 | 9921.775 | 83016 |  | 10377
2016-04-24 09:00 | 38478.473 | 7972.3325 | 4361.6475 | 3412.929 | 8893.054 | 39111.812 | 3017.544 | 13593.8545 | 118842 |  | 14855
2016-04-24 10:00 | 46165.77 | 8050.711 | 4853.908 | 3809.4368 | 11519.613 | 47522.562 | 4387.3667 | 16189.888 | 142499 |  | 17812
2016-04-24 11:00 | 49760.277 | 8045.149 | 4974.756 | 3931.1248 | 12213.494 | 52027.863 | 5360.544 | 12549.928 | 148863 |  | 18608
2016-04-24 12:00 | 50335.81 | 7189.8447 | 4765.16 | 3830.4282 | 12235.961 | 50875.383 | 5913.102 | 9900.145 | 145046 |  | 18131
2016-04-24 13:00 | 46734.297 | 6053.1934 | 4339.5225 | 3552.4075 | 11979.954 | 43755.273 | 6116.1963 | 10706.391 | 133237 |  | 16655
2016-04-24 14:00 | 47116.59 | 4504.6045 | 3600.3005 | 3044.0422 | 10507.078 | 39230.3 | 6046.995 | 11305.732 | 125356 |  | 15669
2016-04-24 15:00 | 42460.703 | 2443.9688 | 2449.3098 | 2289.4104 | 8521.624 | 34389.64 | 5272.256 | 12550.516 | 110377 |  | 13797
2016-04-24 16:00 | 31869.941 | 854.5781 | 1183.1239 | 1311.4675 | 5665.032 | 32487.334 | 2575.3298 | 9710.554 | 85657 |  | 10707
2016-04-24 17:00 | 19071.729 | 467.6723 | 337.9386 | 404.9992 | 2888.973 | 17613.93 | 1198.6141 | 5034.889 | 47019 |  | 5877
2016-04-24 18:00 | 7160.016 | 429.1157 | 264.9715 | 244.6109 | 1172.9044 | 4442.177 | 427.7679 | 1478.5609 | 15620 |  | 1953
2016-04-24 19:00 | 626.6411 | 42.6927 | 27.0737 | 29.9645 | 123.7368 | 499.9604 | 43.7187 | 189.4958 | 1583 |  | 198
2016-04-24 20:00 | 0 | 0 | 0 | 0 | 0 | 0 | 0 | 0 | 0 |  | 0
2016-04-24 21:00 | 0 | 0 | 0 | 0 | 0 | 0 | 0 | 0 | 0 |  | 0
2016-04-24 22:00 | 0 | 0 | 0 | 0 | 0 | 0 | 0 | 0 | 0 |  | 0
2016-04-24 23:00 | 0 | 0 | 0 | 0 | 0 | 0 | 0 | 0 | 0 |  | 0
2016-04-25 | 0 | 0 | 0 | 0 | 0 | 0 | 0 | 0 | 0 |  | 0
2016-04-25 01:00 | 0 | 0 | 0 | 0 | 0 | 0 | 0 | 0 | 0 |  | 0
2016-04-25 02:00 | 0 | 0 | 0 | 0 | 0 | 0 | 0 | 0 | 0 |  | 0
2016-04-25 03:00 | 0 | 0 | 0 | 0 | 0 | 0 | 0 | 0 | 0 |  | 0
2016-04-25 04:00 | 0 | 0 | 0 | 0 | 0 | 0 | 0 | 0 | 0 |  | 0
2016-04-25 05:00 | 0 | 0 | 0 | 0 | 0 | 39.9366 | 0 | 5.5546 | 45 |  | 6
2016-04-25 06:00 | 923.5252 | 81.1993 | 0 | 175.9674 | 66.2747 | 5381.897 | 110.8437 | 1630.1931 | 8370 |  | 1046
2016-04-25 07:00 | 2353.7065 | 562.5727 | 312.1493 | 818.9752 | 1071.8077 | 11632.982 | 275.393 | 5193.936 | 22222 |  | 2778
2016-04-25 08:00 | 3440.5898 | 1354.0046 | 735.7202 | 844.4139 | 2414.6228 | 29438.504 | 602.0477 | 10013.824 | 48844 |  | 6105
2016-04-25 09:00 | 9842.536 | 1174.9274 | 848.2311 | 1489.0917 | 2648.6096 | 39762.855 | 3020.5679 | 13451.648 | 72238 |  | 9030
2016-04-25 10:00 | 11100.919 | 1504.0281 | 751.1222 | 1561.4506 | 2693.7698 | 47799.215 | 4408.49 | 14308.257 | 84127 |  | 10516
2016-04-25 11:00 | 23759.598 | 4366.668 | 1210.2007 | 3378.675 | 4772.7656 | 51987.324 | 5318.699 | 13099.531 | 107893 |  | 13487
2016-04-25 12:00 | 42817.26 | 6331.631 | 4104.453 | 3919.1313 | 11759.17 | 43294.918 | 5865.733 | 12683.359 | 130776 |  | 16347
2016-04-25 13:00 | 35398.11 | 3260.2979 | 3822.4185 | 3596.4731 | 10910.764 | 42904.47 | 6046.776 | 11342.187 | 117281 |  | 14660
2016-04-25 14:00 | 22013.967 | 3868.4365 | 2575.549 | 2607.974 | 7931.2773 | 30774.998 | 5022.9014 | 8723.175 | 83518 |  | 10440
2016-04-25 15:00 | 14855.972 | 2679.5752 | 1872.0642 | 1552.9302 | 4765.1943 | 25986.182 | 3692.3809 | 6262.49 | 61667 |  | 7708
2016-04-25 16:00 | 10207.144 | 1693.2294 | 1122.5391 | 949.5192 | 3120.2441 | 17736.797 | 1628.3938 | 3444.5432 | 39902 |  | 4988
2016-04-25 17:00 | 8346.026 | 987.3676 | 628.5997 | 550.6275 | 1782.584 | 9164.066 | 658.6649 | 1916.9386 | 24035 |  | 3004
2016-04-25 18:00 | 2108.4695 | 319.2396 | 213.2321 | 240.5653 | 614.6122 | 4420.3013 | 320.4306 | 929.0922 | 9166 |  | 1146
2016-04-25 19:00 | 78.2527 | 24.9634 | 15.2609 | 23.9395 | 52.8237 | 474.0736 | 34.0745 | 51.0252 | 754 |  | 94
2016-04-25 20:00 | 0 | 0 | 0 | 0 | 0 | 0 | 0 | 0 | 0 |  | 0
2016-04-25 21:00 | 0 | 0 | 0 | 0 | 0 | 0 | 0 | 0 | 0 |  | 0
2016-04-25 22:00 | 0 | 0 | 0 | 0 | 0 | 0 | 0 | 0 | 0 |  | 0
2016-04-25 23:00 | 0 | 0 | 0 | 0 | 0 | 0 | 0 | 0 | 0 |  | 0
2016-04-26 | 0 | 0 | 0 | 0 | 0 | 0 | 0 | 0 | 0 |  | 0
2016-04-26 01:00 | 0 | 0 | 0 | 0 | 0 | 0 | 0 | 0 | 0 |  | 0
2016-04-26 02:00 | 0 | 0 | 0 | 0 | 0 | 0 | 0 | 0 | 0 |  | 0
2016-04-26 03:00 | 0 | 0 | 0 | 0 | 0 | 0 | 0 | 0 | 0 |  | 0
2016-04-26 04:00 | 0 | 0 | 0 | 0 | 0 | 0 | 0 | 0 | 0 |  | 0
2016-04-26 05:00 | 0 | 0 | 0 | 0 | 0 | 0 | 0 | 0 | 0 |  | 0
2016-04-26 06:00 | 62.0065 | 0 | 0 | 0 | 0 | 29.0041 | 0.13356 | 1.1922 | 92 |  | 12
2016-04-26 07:00 | 1134.523 | 98.6929 | 43.081 | 43.2522 | 169.6911 | 696.644 | 49.373 | 89.9036 | 2325 |  | 291
2016-04-26 08:00 | 3218.9087 | 315.0063 | 131.4004 | 85.7016 | 384.2708 | 1561.1261 | 170.8852 | 435.0642 | 6302 |  | 788
2016-04-26 09:00 | 2389.8447 | 296.1325 | 208.1732 | 152.2656 | 515.5681 | 2915.4475 | 288.8146 | 584.1798 | 7350 |  | 919
2016-04-26 10:00 | 4427.1187 | 389.0277 | 189.4217 | 191.8762 | 593.8029 | 2821.1892 | 299.9633 | 1331.7676 | 10244 |  | 1281
2016-04-26 11:00 | 4604.9463 | 420.3689 | 297.1051 | 309.0525 | 919.989 | 5593.5464 | 340.721 | 1019.6822 | 13505 |  | 1688
2016-04-26 12:00 | 6085.754 | 807.2015 | 491.1719 | 457.1948 | 1433.8815 | 4353.8384 | 272.0513 | 639.7831 | 14541 |  | 1818
2016-04-26 13:00 | 9796.426 | 770.3633 | 441.7844 | 444.1571 | 1280.5558 | 6194.626 | 182.4146 | 576.0732 | 19686 |  | 2461
2016-04-26 14:00 | 12848.351 | 975.0112 | 567.6968 | 503.3693 | 1661.8527 | 7708.65 | 220.7871 | 665.3723 | 25151 |  | 3144
2016-04-26 15:00 | 15150.285 | 830.279 | 642.3297 | 573.323 | 1888.6644 | 7949.605 | 496.6803 | 1498.8005 | 29030 |  | 3629
2016-04-26 16:00 | 7163.388 | 835.1368 | 398.1878 | 456.2241 | 1389.986 | 7212.645 | 356.9013 | 1502.8977 | 19315 |  | 2414
2016-04-26 17:00 | 3357.0364 | 395.4828 | 206.7519 | 177.0322 | 555.0402 | 3933.767 | 334.4424 | 589.1268 | 9549 |  | 1194
2016-04-26 18:00 | 2791.6516 | 105.6112 | 39.4566 | 115.0577 | 276.4745 | 1569.3333 | 231.1233 | 956.4608 | 6085 |  | 761
2016-04-26 19:00 | 161.3513 | 16.6344 | 6.0822 | 16.2293 | 10.5877 | 335.9942 | 18.6451 | 63.9364 | 629 |  | 79
2016-04-26 20:00 | 0 | 0 | 0 | 0 | 0 | 0 | 0 | 0 | 0 |  | 0
2016-04-26 21:00 | 0 | 0 | 0 | 0 | 0 | 0 | 0 | 0 | 0 |  | 0
2016-04-26 22:00 | 0 | 0 | 0 | 0 | 0 | 0 | 0 | 0 | 0 |  | 0
2016-04-26 23:00 | 0 | 0 | 0 | 0 | 0 | 0 | 0 | 0 | 0 |  | 0
2016-04-27 | 0 | 0 | 0 | 0 | 0 | 0 | 0 | 0 | 0 |  | 0
2016-04-27 01:00 | 0 | 0 | 0 | 0 | 0 | 0 | 0 | 0 | 0 |  | 0
2016-04-27 02:00 | 0 | 0 | 0 | 0 | 0 | 0 | 0 | 0 | 0 |  | 0
2016-04-27 03:00 | 0 | 0 | 0 | 0 | 0 | 0 | 0 | 0 | 0 |  | 0
2016-04-27 04:00 | 0 | 0 | 0 | 0 | 0 | 0 | 0 | 0 | 0 |  | 0
2016-04-27 05:00 | 0 | 3.1091 | 0 | 0 | 0 | 39.611 | 0 | 3.7498 | 46 |  | 6
2016-04-27 06:00 | 947.5527 | 389.4604 | 100.7929 | 564.1165 | 348.0064 | 3659.0066 | 72.4992 | 1124.2717 | 7206 |  | 901
2016-04-27 07:00 | 5503.2803 | 2161.5566 | 618.9808 | 1834.9365 | 1878.9916 | 15087.73 | 182.029 | 5325.118 | 32593 |  | 4074
2016-04-27 08:00 | 23164.916 | 5938.9478 | 2390.5723 | 2849.7158 | 6771.7617 | 28987.678 | 506.4463 | 10098.889 | 80709 |  | 10089
2016-04-27 09:00 | 38370.082 | 8047.9893 | 4471.8213 | 3505.2915 | 10146.022 | 40564.707 | 2732.0652 | 11108.83 | 118947 |  | 14868
2016-04-27 10:00 | 45814.88 | 8087.751 | 4902.432 | 3818.0942 | 10555.538 | 49130.24 | 4544.915 | 11442.981 | 138297 |  | 17287
2016-04-27 11:00 | 49945.82 | 8072.4033 | 4943.521 | 3966.1174 | 12289.543 | 53965.227 | 5485.147 | 13719.821 | 152388 |  | 19048
2016-04-27 12:00 | 49639.266 | 7199.6655 | 4782.9478 | 3932.9373 | 12306.488 | 43794.926 | 6062.5786 | 9894.81 | 137614 |  | 17202
2016-04-27 13:00 | 48673.03 | 6182.748 | 4322.3867 | 3607.8506 | 10765.897 | 42506.207 | 6179.702 | 8993.586 | 131231 |  | 16404
2016-04-27 14:00 | 46558.15 | 4661.921 | 3589.526 | 3060.9065 | 10515.664 | 39745.703 | 5298.9214 | 8776.467 | 122207 |  | 15276
2016-04-27 15:00 | 42256.363 | 2564.4546 | 2429.6855 | 2317.4075 | 8384.916 | 34197.453 | 5082.8125 | 10875.054 | 108108 |  | 13514
2016-04-27 16:00 | 33290.805 | 870.2252 | 1148.45 | 1348.278 | 5518.619 | 31933.455 | 2658.7278 | 9947.359 | 86716 |  | 10839
2016-04-27 17:00 | 21881.484 | 378.9837 | 292.516 | 392.9329 | 2945.462 | 18901.104 | 1193.5125 | 5377.654 | 51364 |  | 6420
2016-04-27 18:00 | 7754.0723 | 246.7856 | 147.6923 | 128.6293 | 858.1751 | 5648.0933 | 427.2166 | 1320.1924 | 16531 |  | 2066
2016-04-27 19:00 | 452.7367 | 36.6012 | 25.0298 | 30.6083 | 116.9533 | 540.5327 | 31.9783 | 127.5329 | 1362 |  | 170
2016-04-27 20:00 | 0 | 0 | 0 | 0 | 0 | 0 | 0 | 0 | 0 |  | 0
2016-04-27 21:00 | 0 | 0 | 0 | 0 | 0 | 0 | 0 | 0 | 0 |  | 0
2016-04-27 22:00 | 0 | 0 | 0 | 0 | 0 | 0 | 0 | 0 | 0 |  | 0
2016-04-27 23:00 | 0 | 0 | 0 | 0 | 0 | 0 | 0 | 0 | 0 |  | 0
2016-04-28 | 0 | 0 | 0 | 0 | 0 | 0 | 0 | 0 | 0 |  | 0
2016-04-28 01:00 | 0 | 0 | 0 | 0 | 0 | 0 | 0 | 0 | 0 |  | 0
2016-04-28 02:00 | 0 | 0 | 0 | 0 | 0 | 0 | 0 | 0 | 0 |  | 0
2016-04-28 03:00 | 0 | 0 | 0 | 0 | 0 | 0 | 0 | 0 | 0 |  | 0
2016-04-28 04:00 | 0 | 0 | 0 | 0 | 0 | 0 | 0 | 0 | 0 |  | 0
2016-04-28 05:00 | 16.8494 | 4.2225 | 0 | 0 | 0 | 42.8296 | 0.11714 | 3.4182 | 67 |  | 8
2016-04-28 06:00 | 4163.223 | 355.6371 | 34.8983 | 653.9202 | 270.2034 | 3704.6582 | 112.5792 | 1313.6572 | 10609 |  | 1326
2016-04-28 07:00 | 15201.073 | 2329.8413 | 546.5022 | 1902.1876 | 1913.8002 | 16078.172 | 239.2668 | 5490.349 | 43701 |  | 5463
2016-04-28 08:00 | 28267.672 | 6142.1084 | 2273.1372 | 2841.4255 | 6937.5244 | 29335.441 | 550.4667 | 10295.477 | 86643 |  | 10830
2016-04-28 09:00 | 39231.36 | 8087.0728 | 4471.618 | 3533.5754 | 10247.26 | 40408.844 | 3108.666 | 11365.893 | 120454 |  | 15057
2016-04-28 10:00 | 46963.844 | 8138.454 | 4928.486 | 3861.8975 | 11701.54 | 48667.63 | 4505.471 | 9084.472 | 137852 |  | 17231
2016-04-28 11:00 | 50277.266 | 8063.9 | 5005.927 | 3996.7861 | 12332.628 | 51521.43 | 5452.9194 | 11221.641 | 147872 |  | 18484
2016-04-28 12:00 | 50438.656 | 7161.4873 | 4772.682 | 3865.0105 | 12301.837 | 43226.383 | 6029.8643 | 10610.59 | 138407 |  | 17301
2016-04-28 13:00 | 48012.45 | 6128.814 | 4326.527 | 3532.7087 | 11668.564 | 42107.73 | 6181.923 | 10011.214 | 131970 |  | 16496
2016-04-28 14:00 | 45481.24 | 4544.7017 | 3584.798 | 3006.075 | 10141.488 | 40059.61 | 6036.518 | 9488.73 | 122343 |  | 15293
2016-04-28 15:00 | 33374.047 | 2625.6228 | 2477.5142 | 2246.818 | 7864.0015 | 34339.117 | 5272.6343 | 10766.934 | 98967 |  | 12371
2016-04-28 16:00 | 30971.904 | 1234.6199 | 1192.8828 | 1293.696 | 5543.4116 | 32287.35 | 2729.7573 | 9497.765 | 84751 |  | 10594
2016-04-28 17:00 | 18613.697 | 703.3773 | 513.5978 | 500.409 | 2673.1316 | 19547.383 | 1307.424 | 5210.796 | 49070 |  | 6134
2016-04-28 18:00 | 6964.4146 | 482.3578 | 338.2464 | 285.2195 | 1152.7389 | 7193.8296 | 491.6037 | 1416.2721 | 18325 |  | 2291
2016-04-28 19:00 | 771.5861 | 26.8243 | 38.9066 | 41.1779 | 96.6832 | 1029.1953 | 26.6955 | 143.9827 | 2175 |  | 272
2016-04-28 20:00 | 0 | 0 | 0 | 0 | 0 | 0 | 0 | 0 | 0 |  | 0
2016-04-28 21:00 | 0 | 0 | 0 | 0 | 0 | 0 | 0 | 0 | 0 |  | 0
2016-04-28 22:00 | 0 | 0 | 0 | 0 | 0 | 0 | 0 | 0 | 0 |  | 0
2016-04-28 23:00 | 0 | 0 | 0 | 0 | 0 | 0 | 0 | 0 | 0 |  | 0
2016-04-29 | 0 | 0 | 0 | 0 | 0 | 0 | 0 | 0 | 0 |  | 0
2016-04-29 01:00 | 0 | 0 | 0 | 0 | 0 | 0 | 0 | 0 | 0 |  | 0
2016-04-29 02:00 | 0 | 0 | 0 | 0 | 0 | 0 | 0 | 0 | 0 |  | 0
2016-04-29 03:00 | 0 | 0 | 0 | 0 | 0 | 0 | 0 | 0 | 0 |  | 0
2016-04-29 04:00 | 0 | 0 | 0 | 0 | 0 | 0 | 0 | 0 | 0 |  | 0
2016-04-29 05:00 | 0 | 0 | 0 | 0 | 0 | 67.0711 | 0.28929 | 0 | 67 |  | 8
2016-04-29 06:00 | 1514.6932 | 353.7817 | 105.5381 | 252.4927 | 331.1606 | 3942.0762 | 216.3598 | 293.8174 | 7010 |  | 876
2016-04-29 07:00 | 4077.6233 | 1607.328 | 669.6382 | 1659.3363 | 2114.571 | 15094.269 | 526.1182 | 1086.7565 | 26836 |  | 3354
2016-04-29 08:00 | 15113.939 | 5517.9707 | 2048.8655 | 2826.1653 | 6044.7764 | 26261.703 | 816.3075 | 4011.6782 | 62641 |  | 7830
2016-04-29 09:00 | 34690.547 | 6273.091 | 2812.784 | 2910.623 | 8589.689 | 20604.504 | 3088.2412 | 11523.333 | 90493 |  | 11312
2016-04-29 10:00 | 43491.863 | 6310.7896 | 1387.0217 | 1768.4431 | 6974.8037 | 25850.316 | 2543.1978 | 13670.706 | 101997 |  | 12750
2016-04-29 11:00 | 50244.016 | 5209.142 | 1903.8403 | 1724.228 | 4907.3003 | 30031.232 | 2647.2463 | 10271.822 | 106939 |  | 13367
2016-04-29 12:00 | 50934.56 | 5474.802 | 2921.7197 | 1752.8497 | 7379.163 | 32761.5 | 2238.6133 | 9485.77 | 112949 |  | 14119
2016-04-29 13:00 | 47356.957 | 5469.8975 | 2732.5798 | 1840.6613 | 8479.044 | 47158.117 | 2593.912 | 10847.415 | 126479 |  | 15810
2016-04-29 14:00 | 45419.043 | 3609.9285 | 2511.0957 | 1996.5322 | 9084.471 | 51276.492 | 3391.4116 | 9044.147 | 126333 |  | 15792
2016-04-29 15:00 | 35006.1 | 2938.8113 | 1999.8516 | 1802.2908 | 7972.57 | 43984.836 | 3779.9067 | 12728.628 | 110213 |  | 13777
2016-04-29 16:00 | 22459.586 | 901.3385 | 1198.5679 | 1195.1038 | 5274.855 | 32704.693 | 2729.2947 | 8647.812 | 75111 |  | 9389
2016-04-29 17:00 | 12905.101 | 426.4119 | 343.1771 | 410.6662 | 2799.6326 | 17413.605 | 1186.3849 | 3927.7803 | 39413 |  | 4927
2016-04-29 18:00 | 5671.9263 | 372.8198 | 295.5537 | 310.1245 | 939.4565 | 7244.171 | 380.8103 | 1110.0282 | 16325 |  | 2041
2016-04-29 19:00 | 690.4797 | 37.9812 | 32.0085 | 41.7894 | 97.2465 | 516.6335 | 93.4363 | 166.4134 | 1676 |  | 209
2016-04-29 20:00 | 0 | 0 | 0 | 0 | 0 | 0 | 0 | 0 | 0 |  | 0
2016-04-29 21:00 | 0 | 0 | 0 | 0 | 0 | 0 | 0 | 0 | 0 |  | 0
2016-04-29 22:00 | 0 | 0 | 0 | 0 | 0 | 0 | 0 | 0 | 0 |  | 0
2016-04-29 23:00 | 0 | 0 | 0 | 0 | 0 | 0 | 0 | 0 | 0 |  | 0
2016-04-30 | 0 | 0 | 0 | 0 | 0 | 0 | 0 | 0 | 0 |  | 0
2016-04-30 01:00 | 0 | 0 | 0 | 0 | 0 | 0 | 0 | 0 | 0 |  | 0
2016-04-30 02:00 | 0 | 0 | 0 | 0 | 0 | 0 | 0 | 0 | 0 |  | 0
2016-04-30 03:00 | 0 | 0 | 0 | 0 | 0 | 0 | 0 | 0 | 0 |  | 0
2016-04-30 04:00 | 0 | 0 | 0 | 0 | 0 | 0 | 0 | 0 | 0 |  | 0
2016-04-30 05:00 | 8.8246 | 2.7716 | 0 | 0 | 0 | 59.275 | 0.33943 | 2.6681 | 74 |  | 9
2016-04-30 06:00 | 4070.649 | 373.8757 | 43.3214 | 556.2108 | 331.9424 | 3619.7253 | 121.8595 | 1307.9592 | 10426 |  | 1303
2016-04-30 07:00 | 12195.333 | 2261.9521 | 550.2353 | 1743.4163 | 1988.0563 | 14650.264 | 275.3186 | 5081.6196 | 38746 |  | 4843
2016-04-30 08:00 | 23293.504 | 5733.505 | 2122.147 | 2647.238 | 6621.0566 | 27300.588 | 630.5849 | 9442.324 | 77791 |  | 9724
2016-04-30 09:00 | 25581.766 | 7838.9404 | 4130.3765 | 3283.9114 | 9523.603 | 38114.07 | 3007.7312 | 12795.862 | 104276 |  | 13035
2016-04-30 10:00 | 45764.86 | 8054.326 | 4624.269 | 3590.4597 | 10978.005 | 45909.973 | 4306.2295 | 13084.814 | 136313 |  | 17039
2016-04-30 11:00 | 48140.82 | 7914.3486 | 4726.5923 | 3752.0051 | 11737.29 | 50948.984 | 5180.6978 | 11662.801 | 144064 |  | 18008
2016-04-30 12:00 | 49215.74 | 7004.4927 | 4442.341 | 3702.2505 | 11083.842 | 51298.42 | 5841.2886 | 11076.761 | 143665 |  | 17958
2016-04-30 13:00 | 38611.617 | 5413.0967 | 3563.4478 | 3132.238 | 7959.301 | 42315.207 | 3534.6138 | 10639.652 | 115169 |  | 14396
2016-04-30 14:00 | 13507.39 | 2553.06 | 1776.8666 | 1367.3048 | 3240.0017 | 39730.957 | 3126.8787 | 10046.9795 | 75349 |  | 9419
2016-04-30 15:00 | 14021.649 | 1871.7192 | 1580.6537 | 1707.1566 | 5105.577 | 34647.54 | 5137.3564 | 8738.791 | 72810 |  | 9101
2016-04-30 16:00 | 17364.48 | 1180.5328 | 1210.1815 | 1333.172 | 5211.8804 | 30487.73 | 2702.6194 | 6757.337 | 66248 |  | 8281
2016-04-30 17:00 | 16804.541 | 720.3039 | 369.4883 | 421.2559 | 2904.7446 | 18968.56 | 1233.9722 | 3976.4536 | 45399 |  | 5675
2016-04-30 18:00 | 7009.237 | 311.6796 | 197.3798 | 161.6054 | 935.9078 | 6122.762 | 422.9075 | 1416.8896 | 16578 |  | 2072
2016-04-30 19:00 | 306.3234 | 48.5347 | 40.9666 | 42.4754 | 144.7955 | 742.3362 | 44.9861 | 168.3587 | 1539 |  | 192
2016-04-30 20:00 | 0 | 0 | 0 | 0 | 0 | 0 | 0 | 0 | 0 |  | 0
2016-04-30 21:00 | 0 | 0 | 0 | 0 | 0 | 0 | 0 | 0 | 0 |  | 0
2016-04-30 22:00 | 0 | 0 | 0 | 0 | 0 | 0 | 0 | 0 | 0 |  | 0
2016-04-30 23:00 | 0 | 0 | 0 | 0 | 0 | 0 | 0 | 0 | 0 |  | 0
2016-05-01 | 0 | 0 | 0 | 0 | 0 | 0 | 0 | 0 | 0 |  | 0
2016-05-01 01:00 | 0 | 0 | 0 | 0 | 0 | 0 | 0 | 0 | 0 |  | 0
2016-05-01 02:00 | 0 | 0 | 0 | 0 | 0 | 0 | 0 | 0 | 0 |  | 0
2016-05-01 03:00 | 0 | 0 | 0 | 0 | 0 | 0 | 0 | 0 | 0 |  | 0
2016-05-01 04:00 | 0 | 0 | 0 | 0 | 0 | 0 | 0 | 0 | 0 |  | 0
2016-05-01 05:00 | 0 | 2.1458 | 0 | 0 | 0.0052613 | 11.5245 | 0 | 2.516 | 16 |  | 2
2016-05-01 06:00 | 1866.45 | 323.9287 | 124.6373 | 235.8182 | 568.0093 | 2969.1511 | 201.1546 | 704.6125 | 6994 |  | 874
2016-05-01 07:00 | 5850.6504 | 764.9353 | 419.3037 | 457.0425 | 1272.2502 | 11295.679 | 686.2473 | 2339.2185 | 23085 |  | 2886
2016-05-01 08:00 | 9025.375 | 1398.9692 | 792.2985 | 694.2401 | 2239.0662 | 12171.6045 | 1127.483 | 2346.4653 | 29796 |  | 3724
2016-05-01 09:00 | 11703.134 | 1915.6924 | 1244.8849 | 1142.6272 | 3353.1392 | 18581.404 | 1317.6106 | 3674.3052 | 42933 |  | 5367
2016-05-01 10:00 | 6195.7583 | 1576.8177 | 1029.2408 | 1162.8406 | 2744.0674 | 26251.824 | 1643.2191 | 3922.8901 | 44527 |  | 5566
2016-05-01 11:00 | 13488.636 | 1219.9424 | 795.9586 | 877.8486 | 2436.5564 | 22112.252 | 1905.0483 | 2808.7698 | 45645 |  | 5706
2016-05-01 12:00 | 14143.226 | 1776.6022 | 1006.3738 | 931.7712 | 3002.1814 | 16987.89 | 1272.4 | 2982.8357 | 42103 |  | 5263
2016-05-01 13:00 | 8884.354 | 1624.0082 | 906.5981 | 829.7339 | 2483.4758 | 15858.428 | 1275.1832 | 3428.2659 | 35290 |  | 4411
2016-05-01 14:00 | 6780.7275 | 1123.737 | 868.199 | 675.9762 | 2025.9697 | 8409.253 | 939.4022 | 2052.9746 | 22876 |  | 2860
2016-05-01 15:00 | 8319.721 | 785.4213 | 621.689 | 690.7789 | 1750.5332 | 8906.1875 | 720.2798 | 2074.9902 | 23870 |  | 2984
2016-05-01 16:00 | 4201.8223 | 539.9614 | 353.0466 | 395.8947 | 1021.2772 | 10225.51 | 887.4536 | 2054.174 | 19679 |  | 2460
2016-05-01 17:00 | 5438.7104 | 365.2346 | 196.4413 | 196.0531 | 545.1195 | 6064.0967 | 673.4168 | 1117.1436 | 14596 |  | 1825
2016-05-01 18:00 | 1992.6162 | 383.7575 | 183.9219 | 121.8538 | 487.4596 | 2701.5068 | 167.0672 | 329.2972 | 6367 |  | 796
2016-05-01 19:00 | 199.8269 | 19.4111 | 21.8634 | 14.9521 | 57.7383 | 246.2867 | 12.2071 | 5.7626 | 578 |  | 72
2016-05-01 20:00 | 0 | 0 | 0 | 0 | 0 | 0 | 0 | 0 | 0 |  | 0
2016-05-01 21:00 | 0 | 0 | 0 | 0 | 0 | 0 | 0 | 0 | 0 |  | 0
2016-05-01 22:00 | 0 | 0 | 0 | 0 | 0 | 0 | 0 | 0 | 0 |  | 0
2016-05-01 23:00 | 0 | 0 | 0 | 0 | 0 | 0 | 0 | 0 | 0 |  | 0
2016-05-02 | 0 | 0 | 0 | 0 | 0 | 0 | 0 | 0 | 0 |  | 0
2016-05-02 01:00 | 0 | 0 | 0 | 0 | 0 | 0 | 0 | 0 | 0 |  | 0
2016-05-02 02:00 | 0 | 0 | 0 | 0 | 0 | 0 | 0 | 0 | 0 |  | 0
2016-05-02 03:00 | 0 | 0 | 0 | 0 | 0 | 0 | 0 | 0 | 0 |  | 0
2016-05-02 04:00 | 0 | 0 | 0 | 0 | 0 | 0 | 0 | 0 | 0 |  | 0
2016-05-02 05:00 | 0 | 0 | 0 | 0 | 0 | 0.0097824 | 0 | 0 | 0 |  | 0
2016-05-02 06:00 | 423.4361 | 119.5736 | 0 | 15.1761 | 77.4968 | 818.8258 | 59.9893 | 125.252 | 1640 |  | 205
2016-05-02 07:00 | 2341.4878 | 260.0059 | 145.1258 | 158.9543 | 516.4898 | 3730.2961 | 202.3124 | 660.0765 | 8015 |  | 1002
2016-05-02 08:00 | 3728.333 | 492.4375 | 332.1256 | 288.9005 | 1134.7959 | 4534.8394 | 394.4542 | 1048.9265 | 11955 |  | 1494
2016-05-02 09:00 | 6985.096 | 591.9418 | 559.9024 | 353.5546 | 1266.038 | 7797.6265 | 466.4582 | 1810.6981 | 19831 |  | 2479
2016-05-02 10:00 | 5373.7188 | 956.4085 | 849.8011 | 620.4518 | 2078.9297 | 11894.351 | 856.0522 | 2243.028 | 24873 |  | 3109
2016-05-02 11:00 | 1741.343 | 474.2901 | 504.4186 | 392.4066 | 1398.5367 | 11992.202 | 584.8402 | 1202.9172 | 18291 |  | 2286
2016-05-02 12:00 | 5249.6504 | 518.2592 | 274.074 | 222.695 | 861.9304 | 4910.462 | 411.5408 | 763.3892 | 13212 |  | 1652
2016-05-02 13:00 | 4236.714 | 920.4073 | 891.2304 | 659.631 | 2039.753 | 9618.556 | 411.7805 | 2558.531 | 21337 |  | 2667
2016-05-02 14:00 | 5947.669 | 389.8067 | 212.4274 | 236.171 | 644.4108 | 5419.4443 | 493.2055 | 1360.156 | 14703 |  | 1838
2016-05-02 15:00 | 10140.496 | 530.8805 | 314.9129 | 311.221 | 1009.8878 | 3035.7463 | 294.7156 | 2151.0544 | 17789 |  | 2224
2016-05-02 16:00 | 10431.171 | 492.8233 | 297.9813 | 264.5209 | 976.4008 | 3852.0974 | 475.2444 | 1395.1661 | 18185 |  | 2273
2016-05-02 17:00 | 4740.379 | 701.0221 | 333.7597 | 264.8561 | 1057.1722 | 3284.92 | 436.1376 | 1642.7504 | 12461 |  | 1558
2016-05-02 18:00 | 3767.3635 | 263.1233 | 117.1228 | 138.5674 | 509.6156 | 2258.6958 | 332.4008 | 766.6363 | 8154 |  | 1019
2016-05-02 19:00 | 607.2057 | 17.7584 | 6.5492 | 6.7488 | 45.143 | 193.5163 | 41.8025 | 114.3441 | 1033 |  | 129
2016-05-02 20:00 | 0 | 0 | 0 | 0 | 0 | 0 | 0 | 0 | 0 |  | 0
2016-05-02 21:00 | 0 | 0 | 0 | 0 | 0 | 0 | 0 | 0 | 0 |  | 0
2016-05-02 22:00 | 0 | 0 | 0 | 0 | 0 | 0 | 0 | 0 | 0 |  | 0
2016-05-02 23:00 | 0 | 0 | 0 | 0 | 0 | 0 | 0 | 0 | 0 |  | 0
2016-05-03 | 0 | 0 | 0 | 0 | 0 | 0 | 0 | 0 | 0 |  | 0
2016-05-03 01:00 | 0 | 0 | 0 | 0 | 0 | 0 | 0 | 0 | 0 |  | 0
2016-05-03 02:00 | 0 | 0 | 0 | 0 | 0 | 0 | 0 | 0 | 0 |  | 0
2016-05-03 03:00 | 0 | 0 | 0 | 0 | 0 | 0 | 0 | 0 | 0 |  | 0
2016-05-03 04:00 | 0 | 0 | 0 | 0 | 0 | 0 | 0 | 0 | 0 |  | 0
2016-05-03 05:00 | 0 | 0 | 0 | 0 | 0 | 4.8786 | 1.5873 | 6.491 | 13 |  | 2
2016-05-03 06:00 | 603.0891 | 78.2492 | 0 | 51.9563 | 111.7561 | 973.0659 | 140.6785 | 471.0559 | 2430 |  | 304
2016-05-03 07:00 | 3727.7488 | 513.3429 | 427.5442 | 339.5669 | 1133.7211 | 5465.4907 | 469.4311 | 1972.6007 | 14049 |  | 1756
2016-05-03 08:00 | 7522.755 | 1447.0886 | 719.4965 | 739.1823 | 2084.424 | 10577.604 | 629.7864 | 4382.4644 | 28103 |  | 3513
2016-05-03 09:00 | 14678.336 | 1843.7196 | 753.9869 | 936.004 | 1844.513 | 8295.847 | 995.0273 | 5682.538 | 35030 |  | 4379
2016-05-03 10:00 | 17480.723 | 1737.369 | 573.7523 | 625.7559 | 1876.9526 | 8774.766 | 1075.5197 | 6087.019 | 38232 |  | 4779
2016-05-03 11:00 | 14598.694 | 1267.942 | 942.4688 | 1127.4282 | 3232.7615 | 15310.432 | 2113.0554 | 4918.9434 | 43512 |  | 5439
2016-05-03 12:00 | 9111.156 | 1264.9873 | 866.2924 | 958.9465 | 2062.398 | 7195.269 | 885.1386 | 7802.7056 | 30147 |  | 3768
2016-05-03 13:00 | 15051.862 | 1322.3766 | 623.3723 | 817.1054 | 1890.8043 | 12987.633 | 724.103 | 4838.9873 | 38256 |  | 4782
2016-05-03 14:00 | 9339.162 | 1744.9054 | 814.1938 | 493.2076 | 1671.34 | 17933.365 | 533.0094 | 5140.398 | 37670 |  | 4709
2016-05-03 15:00 | 9320.36 | 1032.8003 | 282.1747 | 424.2192 | 1049.6796 | 8145.3306 | 561.9656 | 3757.0728 | 24574 |  | 3072
2016-05-03 16:00 | 15481.191 | 1017.5967 | 305.3432 | 294.9562 | 1421.8586 | 4123.3975 | 591.0696 | 3136.6194 | 26372 |  | 3297
2016-05-03 17:00 | 13611.934 | 621.6573 | 280.8762 | 420.6992 | 926.8572 | 3457.8145 | 631.1466 | 2223.094 | 22174 |  | 2772
2016-05-03 18:00 | 5984.8433 | 729.9049 | 178.8292 | 178.6155 | 919.3474 | 1563.4827 | 360.0393 | 589.6066 | 10505 |  | 1313
2016-05-03 19:00 | 654.626 | 125.3321 | 55.2051 | 71.0549 | 238.8011 | 276.8859 | 17.9144 | 26.2308 | 1466 |  | 183
2016-05-03 20:00 | 0 | 0 | 0 | 0 | 0 | 0 | 0 | 0 | 0 |  | 0
2016-05-03 21:00 | 0 | 0 | 0 | 0 | 0 | 0 | 0 | 0 | 0 |  | 0
2016-05-03 22:00 | 0 | 0 | 0 | 0 | 0 | 0 | 0 | 0 | 0 |  | 0
2016-05-03 23:00 | 0 | 0 | 0 | 0 | 0 | 0 | 0 | 0 | 0 |  | 0
2016-05-04 | 0 | 0 | 0 | 0 | 0 | 0 | 0 | 0 | 0 |  | 0
2016-05-04 01:00 | 0 | 0 | 0 | 0 | 0 | 0 | 0 | 0 | 0 |  | 0
2016-05-04 02:00 | 0 | 0 | 0 | 0 | 0 | 0 | 0 | 0 | 0 |  | 0
2016-05-04 03:00 | 0 | 0 | 0 | 0 | 0 | 0 | 0 | 0 | 0 |  | 0
2016-05-04 04:00 | 0 | 0 | 0 | 0 | 0 | 0 | 0 | 0 | 0 |  | 0
2016-05-04 05:00 | 0.62173 | 0 | 0 | 0 | 0 | 13.8446 | 0 | 0 | 14 |  | 2
2016-05-04 06:00 | 1004.9894 | 105.0499 | 98.7156 | 115.335 | 399.3648 | 2139.1057 | 100.2347 | 169.6929 | 4132 |  | 517
2016-05-04 07:00 | 2680.1392 | 623.3538 | 448.1968 | 467.7533 | 1288.2833 | 9120.81 | 567.8461 | 1448.7335 | 16645 |  | 2081
2016-05-04 08:00 | 3260.931 | 1403.5713 | 658.3588 | 910.585 | 2339.9146 | 13064.245 | 763.2939 | 2622.7861 | 25024 |  | 3128
2016-05-04 09:00 | 3147.9429 | 1158.1034 | 529.5929 | 582.0319 | 1794.7485 | 16907.736 | 1075.5648 | 3546.03 | 28742 |  | 3593
2016-05-04 10:00 | 5881.5107 | 528.007 | 562.5597 | 354.8228 | 1444.0865 | 15047.241 | 781.8728 | 2798.6677 | 27399 |  | 3425
2016-05-04 11:00 | 6424.1055 | 511.3786 | 541.5519 | 554.8398 | 1763.9448 | 10351.279 | 400.4583 | 1907.5013 | 22455 |  | 2807
2016-05-04 12:00 | 6410.7217 | 1311.9941 | 617.0889 | 641.4765 | 1927.5977 | 16440.148 | 703.6034 | 2676.7163 | 30729 |  | 3841
2016-05-04 13:00 | 3872.7412 | 1314.4338 | 991.4622 | 926.1083 | 2747.2986 | 16399.63 | 761.4783 | 2249.4097 | 29263 |  | 3658
2016-05-04 14:00 | 6355.3984 | 914.555 | 862.4736 | 796.9293 | 2032.6516 | 10086.002 | 566.9406 | 1424.2435 | 23039 |  | 2880
2016-05-04 15:00 | 5102.6895 | 854.1436 | 326.1574 | 342.1898 | 1027.3003 | 8177.7793 | 428.2376 | 1317.7935 | 17576 |  | 2197
2016-05-04 16:00 | 3830.8804 | 561.5482 | 245.2979 | 270.9146 | 663.5695 | 6404.399 | 305.9241 | 935.7474 | 13218 |  | 1652
2016-05-04 17:00 | 4459.4253 | 636.5792 | 213.4293 | 239.4906 | 778.0886 | 1362.2122 | 188.5735 | 1217.7667 | 9096 |  | 1137
2016-05-04 18:00 | 1268.1948 | 75.2896 | 83.6236 | 65.3205 | 272.9761 | 824.8359 | 74.3033 | 406.1177 | 3071 |  | 384
2016-05-04 19:00 | 36.0288 | 2.1183 | 6.7196 | 2.7395 | 34.8148 | 1.4082 | 5.0298 | 12.1709 | 101 |  | 13
2016-05-04 20:00 | 0 | 0 | 0 | 0 | 0 | 0 | 0 | 0 | 0 |  | 0
2016-05-04 21:00 | 0 | 0 | 0 | 0 | 0 | 0 | 0 | 0 | 0 |  | 0
2016-05-04 22:00 | 0 | 0 | 0 | 0 | 0 | 0 | 0 | 0 | 0 |  | 0
2016-05-04 23:00 | 0 | 0 | 0 | 0 | 0 | 0 | 0 | 0 | 0 |  | 0
2016-05-05 | 0 | 0 | 0 | 0 | 0 | 0 | 0 | 0 | 0 |  | 0
2016-05-05 01:00 | 0 | 0 | 0 | 0 | 0 | 0 | 0 | 0 | 0 |  | 0
2016-05-05 02:00 | 0 | 0 | 0 | 0 | 0 | 0 | 0 | 0 | 0 |  | 0
2016-05-05 03:00 | 0 | 0 | 0 | 0 | 0 | 0 | 0 | 0 | 0 |  | 0
2016-05-05 04:00 | 0 | 0 | 0 | 0 | 0 | 0 | 0 | 0 | 0 |  | 0
2016-05-05 05:00 | 0 | 0 | 0 | 0 | 0 | 0.029173 | 0 | 0 | 0 |  | 0
2016-05-05 06:00 | 718.9675 | 73.712 | 0 | 14.5935 | 42.5183 | 907.8121 | 39.3173 | 320.1236 | 2117 |  | 265
2016-05-05 07:00 | 2630.94 | 424.2542 | 129.7943 | 180.1927 | 537.1157 | 2785.743 | 264.2049 | 1229.1135 | 8181 |  | 1023
2016-05-05 08:00 | 4566.3105 | 636.9374 | 349.0413 | 335.9677 | 1042.4637 | 6590.397 | 466.2741 | 1393.462 | 15381 |  | 1923
2016-05-05 09:00 | 6659.7227 | 1193.3647 | 769.6011 | 567.9117 | 1956.4712 | 10253.987 | 973.5497 | 3627.0688 | 26002 |  | 3250
2016-05-05 10:00 | 13534.192 | 1562.3297 | 1096.9613 | 786.9181 | 2725.4744 | 12275.142 | 1317.5853 | 4834.1924 | 38133 |  | 4767
2016-05-05 11:00 | 20948.531 | 1456.4899 | 751.3722 | 714.9852 | 2306.53 | 12278.859 | 999.1875 | 4722.7725 | 44179 |  | 5522
2016-05-05 12:00 | 16608.12 | 1297.4106 | 788.7335 | 732.5291 | 1960.7618 | 8343.427 | 1185.3125 | 3423.0388 | 34339 |  | 4292
2016-05-05 13:00 | 15414.979 | 1340.1743 | 514.9208 | 679.028 | 1956.0011 | 6632.1465 | 1095.6786 | 4074.7107 | 31708 |  | 3963
2016-05-05 14:00 | 13108.248 | 931.1165 | 421.4923 | 345.485 | 1206.9257 | 4919.743 | 538.8635 | 4846.814 | 26319 |  | 3290
2016-05-05 15:00 | 14070.738 | 610.8544 | 238.021 | 366.8369 | 1199.0638 | 4092.544 | 457.8797 | 2194.1282 | 23230 |  | 2904
2016-05-05 16:00 | 10275.384 | 350.2141 | 153.463 | 164.7608 | 505.5962 | 2771.1506 | 246.9254 | 960.2456 | 15428 |  | 1928
2016-05-05 17:00 | 3542.3955 | 202.6626 | 73.9689 | 111.2018 | 282.0913 | 1464.5051 | 163.5407 | 702.5817 | 6543 |  | 818
2016-05-05 18:00 | 2361.4954 | 50.644 | 0.44258 | 11.5815 | 37.0086 | 241.2906 | 30.5349 | 382.0264 | 3115 |  | 389
2016-05-05 19:00 | 392.9343 | 0 | 0 | 0 | 0 | 0.04124 | 0 | 17.3752 | 410 |  | 51
2016-05-05 20:00 | 0 | 0 | 0 | 0 | 0 | 0 | 0 | 0 | 0 |  | 0
2016-05-05 21:00 | 0 | 0 | 0 | 0 | 0 | 0 | 0 | 0 | 0 |  | 0
2016-05-05 22:00 | 0 | 0 | 0 | 0 | 0 | 0 | 0 | 0 | 0 |  | 0
2016-05-05 23:00 | 0 | 0 | 0 | 0 | 0 | 0 | 0 | 0 | 0 |  | 0
2016-05-06 | 0 | 0 | 0 | 0 | 0 | 0 | 0 | 0 | 0 |  | 0
2016-05-06 01:00 | 0 | 0 | 0 | 0 | 0 | 0 | 0 | 0 | 0 |  | 0
2016-05-06 02:00 | 0 | 0 | 0 | 0 | 0 | 0 | 0 | 0 | 0 |  | 0
2016-05-06 03:00 | 0 | 0 | 0 | 0 | 0 | 0 | 0 | 0 | 0 |  | 0
2016-05-06 04:00 | 0 | 0 | 0 | 0 | 0 | 0 | 0 | 0 | 0 |  | 0
2016-05-06 05:00 | 28.2611 | 1.1705 | 0 | 0.35195 | 0.49971 | 97.339 | 7.7572 | 6.2469 | 142 |  | 18
2016-05-06 06:00 | 2556.0698 | 282.631 | 67.8423 | 91.2344 | 222.4638 | 1882.5387 | 231.3616 | 380.5568 | 5715 |  | 714
2016-05-06 07:00 | 11735.212 | 1151.2024 | 592.4275 | 418.7736 | 1360.1262 | 5286.0674 | 494.2198 | 2233.1992 | 23271 |  | 2909
2016-05-06 08:00 | 13524.9795 | 3849.5452 | 1219.1804 | 1234.378 | 3446.1658 | 13263.756 | 1191.8535 | 4552.0483 | 42282 |  | 5285
2016-05-06 09:00 | 31352.926 | 6890.268 | 2870.308 | 2253.5017 | 7697.397 | 16708.738 | 2012.6093 | 6868.745 | 76654 |  | 9582
2016-05-06 10:00 | 37119.26 | 7186.022 | 3154.6394 | 2498.7578 | 8002.801 | 26138.766 | 3372.9395 | 11293.342 | 98767 |  | 12346
2016-05-06 11:00 | 48452.234 | 6876.2515 | 3230.4702 | 2918.7644 | 9258.856 | 37166.312 | 4379.1694 | 10972.521 | 123255 |  | 15407
2016-05-06 12:00 | 40435.875 | 6597.989 | 4071.772 | 3257.8628 | 10564.169 | 41506.723 | 4865.509 | 10679.56 | 121979 |  | 15247
2016-05-06 13:00 | 30520.756 | 4924.3335 | 2881.2458 | 3305.5837 | 9054.528 | 41416.28 | 5745.4263 | 13407.227 | 111255 |  | 13907
2016-05-06 14:00 | 12222.805 | 4194.3613 | 3145.0686 | 2538.475 | 9078.673 | 39152.97 | 5596.507 | 10854.541 | 86783 |  | 10848
2016-05-06 15:00 | 13678.538 | 2536.0288 | 1989.0104 | 2084.1545 | 6317.3643 | 33403.87 | 3683.8975 | 6754.7036 | 70448 |  | 8806
2016-05-06 16:00 | 7411.1304 | 1894.5924 | 1355.8059 | 1209.9683 | 4501.772 | 21666.062 | 2135.403 | 4188.8833 | 44364 |  | 5545
2016-05-06 17:00 | 7390.291 | 1067.5266 | 703.9285 | 652.34 | 2075.8684 | 9335.863 | 1563.6868 | 2558.9624 | 25348 |  | 3169
2016-05-06 18:00 | 1784.0054 | 528.905 | 224.888 | 329.0186 | 799.9639 | 4778.9062 | 326.3692 | 895.5528 | 9668 |  | 1208
2016-05-06 19:00 | 12.0724 | 64.1698 | 54.5719 | 48.2269 | 170.6179 | 661.8957 | 46.4828 | 99.5559 | 1158 |  | 145
2016-05-06 20:00 | 0 | 0 | 0 | 0 | 0 | 0 | 0 | 0 | 0 |  | 0
2016-05-06 21:00 | 0 | 0 | 0 | 0 | 0 | 0 | 0 | 0 | 0 |  | 0
2016-05-06 22:00 | 0 | 0 | 0 | 0 | 0 | 0 | 0 | 0 | 0 |  | 0
2016-05-06 23:00 | 0 | 0 | 0 | 0 | 0 | 0 | 0 | 0 | 0 |  | 0
2016-05-07 | 0 | 0 | 0 | 0 | 0 | 0 | 0 | 0 | 0 |  | 0
2016-05-07 01:00 | 0 | 0 | 0 | 0 | 0 | 0 | 0 | 0 | 0 |  | 0
2016-05-07 02:00 | 0 | 0 | 0 | 0 | 0 | 0 | 0 | 0 | 0 |  | 0
2016-05-07 03:00 | 0 | 0 | 0 | 0 | 0 | 0 | 0 | 0 | 0 |  | 0
2016-05-07 04:00 | 0 | 0 | 0 | 0 | 0 | 0 | 0 | 0 | 0 |  | 0
2016-05-07 05:00 | 0 | 0 | 0 | 0 | 0 | 2.6164 | 0.1139 | 0 | 3 |  | 0
2016-05-07 06:00 | 611.2653 | 135.9983 | 0 | 26.5518 | 55.3471 | 996.0425 | 144.2663 | 258.0191 | 2227 |  | 278
2016-05-07 07:00 | 2494.469 | 375.6378 | 184.4936 | 173.3115 | 609.0704 | 2365.6865 | 388.3762 | 936.4968 | 7528 |  | 941
2016-05-07 08:00 | 6705.8213 | 578.9804 | 229.3137 | 202.0056 | 679.7886 | 3463.6816 | 419.3986 | 2067.474 | 14346 |  | 1793
2016-05-07 09:00 | 10161.245 | 854.2937 | 352.5233 | 379.0023 | 1205.1785 | 6041.6836 | 683.3556 | 2178.4343 | 21856 |  | 2732
2016-05-07 10:00 | 12939.733 | 1224.0051 | 619.8634 | 688.8691 | 1993.689 | 6912.4307 | 790.7645 | 2569.4675 | 27739 |  | 3467
2016-05-07 11:00 | 14296.57 | 1258.3002 | 727.7311 | 719.6918 | 2247.8376 | 10276.145 | 1195.1458 | 3237.8286 | 33959 |  | 4245
2016-05-07 12:00 | 15503.924 | 1110.7368 | 881.7418 | 883.8886 | 2648.0298 | 10797.142 | 1017.2484 | 3573.743 | 36416 |  | 4552
2016-05-07 13:00 | 13652.285 | 1132.828 | 693.8652 | 737.0432 | 2448.9849 | 10400.805 | 1117.6033 | 2918.3496 | 33102 |  | 4138
2016-05-07 14:00 | 8391.007 | 1573.9506 | 888.9652 | 880.9681 | 2330.2493 | 9682.186 | 1283.4111 | 2034.182 | 27065 |  | 3383
2016-05-07 15:00 | 10619.507 | 1127.9631 | 715.6558 | 756.1674 | 2261.6787 | 10477.234 | 1133.9757 | 2750.29 | 29842 |  | 3730
2016-05-07 16:00 | 9579.308 | 722.8165 | 492.1277 | 710.8116 | 1780.531 | 8608.608 | 941.8032 | 2503.4702 | 25339 |  | 3167
2016-05-07 17:00 | 5676.0146 | 732.6157 | 256.1884 | 338.8519 | 1166.2838 | 5859.367 | 547.3303 | 1805.94 | 16383 |  | 2048
2016-05-07 18:00 | 1863.2976 | 333.372 | 82.1586 | 103.3445 | 297.3361 | 1655.8246 | 237.4492 | 809.1746 | 5382 |  | 673
2016-05-07 19:00 | 118.654 | 2.8104 | 11.7268 | 7.7451 | 42.7048 | 80.4255 | 22.1219 | 146.9148 | 433 |  | 54
2016-05-07 20:00 | 0 | 0 | 0 | 0 | 0 | 0 | 0 | 0 | 0 |  | 0
2016-05-07 21:00 | 0 | 0 | 0 | 0 | 0 | 0 | 0 | 0 | 0 |  | 0
2016-05-07 22:00 | 0 | 0 | 0 | 0 | 0 | 0 | 0 | 0 | 0 |  | 0
2016-05-07 23:00 | 0 | 0 | 0 | 0 | 0 | 0 | 0 | 0 | 0 |  | 0
2016-05-08 | 0 | 0 | 0 | 0 | 0 | 0 | 0 | 0 | 0 |  | 0
2016-05-08 01:00 | 0 | 0 | 0 | 0 | 0 | 0 | 0 | 0 | 0 |  | 0
2016-05-08 02:00 | 0 | 0 | 0 | 0 | 0 | 0 | 0 | 0 | 0 |  | 0
2016-05-08 03:00 | 0 | 0 | 0 | 0 | 0 | 0 | 0 | 0 | 0 |  | 0
2016-05-08 04:00 | 0 | 0 | 0 | 0 | 0 | 0 | 0 | 0 | 0 |  | 0
2016-05-08 05:00 | 3.2159 | 0.84062 | 0 | 0 | 0.47717 | 0.82294 | 0.1478 | 3.2212 | 9 |  | 1
2016-05-08 06:00 | 2270.2654 | 50.882 | 126.471 | 117.4276 | 243.5965 | 1233.9615 | 138.4937 | 319.9236 | 4501 |  | 563
2016-05-08 07:00 | 10181.42 | 235.6195 | 209.1838 | 181.215 | 485.1472 | 3814.5789 | 321.0143 | 925.7505 | 16354 |  | 2044
2016-05-08 08:00 | 8765.764 | 1790.3484 | 1074.5562 | 718.9683 | 2663.5857 | 6487.8984 | 418.4421 | 3728.7712 | 25648 |  | 3206
2016-05-08 09:00 | 2821.7893 | 1260.7557 | 1719.5536 | 1480.7521 | 2935.525 | 19451.732 | 1416.6575 | 4201.1636 | 35288 |  | 4411
2016-05-08 10:00 | 4602.1035 | 690.3316 | 495.7068 | 602.1144 | 1291.7422 | 10676.157 | 1115.1035 | 1379.5535 | 20853 |  | 2607
2016-05-08 11:00 | 12827.786 | 564.1511 | 441.0339 | 407.0358 | 934.2361 | 4211.692 | 303.1336 | 1583.3401 | 21272 |  | 2659
2016-05-08 12:00 | 38817.348 | 1932.4896 | 589.9923 | 503.1484 | 1353.5527 | 3120.3286 | 349.0538 | 1767.9366 | 48434 |  | 6054
2016-05-08 13:00 | 36329.586 | 3299.05 | 694.5117 | 1671.9044 | 3054.8713 | 6631.2056 | 680.9924 | 3665.9224 | 56028 |  | 7004
2016-05-08 14:00 | 42517.168 | 2777.3848 | 1861.6973 | 1397.0778 | 4501.479 | 16862 | 2837.0198 | 3622.765 | 76377 |  | 9547
2016-05-08 15:00 | 39264.605 | 2435.5234 | 1853.2848 | 2006.8278 | 5900.892 | 17283.883 | 5143.985 | 3727.6309 | 77617 |  | 9702
2016-05-08 16:00 | 33084.61 | 1311.3439 | 914.5444 | 1447.1339 | 5051.0557 | 25909.602 | 2829.091 | 6264.315 | 76812 |  | 9601
2016-05-08 17:00 | 21013.453 | 940.3196 | 495.1222 | 544.3952 | 2094.9656 | 15349.313 | 830.4556 | 3241.252 | 44509 |  | 5564
2016-05-08 18:00 | 9551.588 | 315.5642 | 262.3714 | 255.8333 | 1246.9276 | 3962.1523 | 397.9622 | 1834.103 | 17827 |  | 2228
2016-05-08 19:00 | 1074.8882 | 66.8313 | 47.1658 | 54.2339 | 218.362 | 792.9511 | 62.1893 | 352.3556 | 2669 |  | 334
2016-05-08 20:00 | 0 | 0 | 0 | 0 | 0 | 0 | 0 | 0 | 0 |  | 0
2016-05-08 21:00 | 0 | 0 | 0 | 0 | 0 | 0 | 0 | 0 | 0 |  | 0
2016-05-08 22:00 | 0 | 0 | 0 | 0 | 0 | 0 | 0 | 0 | 0 |  | 0
2016-05-08 23:00 | 0 | 0 | 0 | 0 | 0 | 0 | 0 | 0 | 0 |  | 0
2016-05-09 | 0 | 0 | 0 | 0 | 0 | 0 | 0 | 0 | 0 |  | 0
2016-05-09 01:00 | 0 | 0 | 0 | 0 | 0 | 0 | 0 | 0 | 0 |  | 0
2016-05-09 02:00 | 0 | 0 | 0 | 0 | 0 | 0 | 0 | 0 | 0 |  | 0
2016-05-09 03:00 | 0 | 0 | 0 | 0 | 0 | 0 | 0 | 0 | 0 |  | 0
2016-05-09 04:00 | 0 | 0 | 0 | 0 | 0 | 0 | 0 | 0 | 0 |  | 0
2016-05-09 05:00 | 0 | 3.6169 | 0 | 0 | 0 | 49.7763 | 13.9376 | 71.7084 | 139 |  | 17
2016-05-09 06:00 | 820.1705 | 359.4153 | 160.06 | 173.8747 | 588.5515 | 1812.2505 | 207.1447 | 811.155 | 4933 |  | 617
2016-05-09 07:00 | 12833.685 | 800.978 | 469.8962 | 328.162 | 1697.9994 | 4778.63 | 513.1782 | 4364.366 | 25787 |  | 3223
2016-05-09 08:00 | 27480.908 | 4354.749 | 1456.0408 | 2248.4673 | 5256.095 | 20863.807 | 650.1633 | 7734.474 | 70045 |  | 8756
2016-05-09 09:00 | 39669.543 | 4706.6353 | 3463.071 | 3139.5525 | 8121.6006 | 28447.62 | 2719.4365 | 8153.166 | 98421 |  | 12303
2016-05-09 10:00 | 43921.227 | 5669.5596 | 3715.4368 | 3621.917 | 6889.7593 | 23334.895 | 3933.1204 | 7235.03 | 98321 |  | 12290
2016-05-09 11:00 | 47466.72 | 6673.026 | 4490.516 | 3248.9065 | 10913.743 | 35962.617 | 4995.98 | 9482.691 | 123234 |  | 15404
2016-05-09 12:00 | 43059.883 | 7352.021 | 4289.5967 | 3542.9614 | 10891.698 | 40382.96 | 5201.245 | 9397.142 | 124118 |  | 15515
2016-05-09 13:00 | 46414.49 | 5033.8735 | 2723.8047 | 3657.18 | 11396.958 | 39612.266 | 5770.382 | 9393.457 | 124002 |  | 15500
2016-05-09 14:00 | 46362.906 | 4569.3213 | 3038.9324 | 3305.9377 | 10395.927 | 40955.52 | 6092.4077 | 11196.61 | 125918 |  | 15740
2016-05-09 15:00 | 42515.562 | 3120.1836 | 2172.6624 | 1960.0176 | 7664.3223 | 28136.934 | 5719.5557 | 11678.859 | 102968 |  | 12871
2016-05-09 16:00 | 35994.953 | 1369.7029 | 1306.4142 | 1259.8287 | 6239.844 | 11174.779 | 3152.0774 | 9360.783 | 69858 |  | 8732
2016-05-09 17:00 | 20779.43 | 547.1513 | 345.3799 | 482.5047 | 3273.3076 | 12248.8 | 1760.7488 | 4305.41 | 43743 |  | 5468
2016-05-09 18:00 | 7160.9883 | 271.5901 | 169.4692 | 148.5554 | 1146.1647 | 3984.9531 | 537.137 | 847.9656 | 14267 |  | 1783
2016-05-09 19:00 | 1029.5228 | 56.9719 | 42.578 | 49.0155 | 200.3752 | 626.2722 | 67.5213 | 300.1203 | 2372 |  | 297
2016-05-09 20:00 | 0 | 0 | 0 | 0 | 0 | 0 | 0 | 0 | 0 |  | 0
2016-05-09 21:00 | 0 | 0 | 0 | 0 | 0 | 0 | 0 | 0 | 0 |  | 0
2016-05-09 22:00 | 0 | 0 | 0 | 0 | 0 | 0 | 0 | 0 | 0 |  | 0
2016-05-09 23:00 | 0 | 0 | 0 | 0 | 0 | 0 | 0 | 0 | 0 |  | 0
2016-05-10 | 0 | 0 | 0 | 0 | 0 | 0 | 0 | 0 | 0 |  | 0
2016-05-10 01:00 | 0 | 0 | 0 | 0 | 0 | 0 | 0 | 0 | 0 |  | 0
2016-05-10 02:00 | 0 | 0 | 0 | 0 | 0 | 0 | 0 | 0 | 0 |  | 0
2016-05-10 03:00 | 0 | 0 | 0 | 0 | 0 | 0 | 0 | 0 | 0 |  | 0
2016-05-10 04:00 | 0 | 0 | 0 | 0 | 0 | 0 | 0 | 0 | 0 |  | 0
2016-05-10 05:00 | 146.7598 | 24.0427 | 0 | 3.2035 | 1.1575 | 155.4343 | 7.5155 | 33.1026 | 371 |  | 46
2016-05-10 06:00 | 5805.282 | 434.3706 | 55.2288 | 865.2821 | 434.5439 | 3740.4072 | 134.6431 | 1523.9246 | 12994 |  | 1624
2016-05-10 07:00 | 16944.582 | 2642.4827 | 486.623 | 1955.7021 | 2458.9658 | 13160.094 | 248.0853 | 5822.1006 | 43719 |  | 5465
2016-05-10 08:00 | 29589.496 | 6106.088 | 2056.6748 | 2849.225 | 7301.226 | 22374.188 | 496.4477 | 10251.883 | 81025 |  | 10128
2016-05-10 09:00 | 40141.195 | 8028.9575 | 4059.5654 | 3422.395 | 9891.506 | 30256.73 | 3059.8188 | 13110.179 | 111970 |  | 13996
2016-05-10 10:00 | 45560.29 | 7989.249 | 4666.9517 | 3719.1377 | 11239.277 | 36313.566 | 4351.701 | 13595.91 | 127436 |  | 15930
2016-05-10 11:00 | 47564.117 | 7912.013 | 4740.974 | 3786.5535 | 11714.186 | 40013.51 | 5207.2627 | 11573.91 | 132513 |  | 16564
2016-05-10 12:00 | 49682.43 | 7071.034 | 4543.895 | 3677.3474 | 11857.477 | 41475.305 | 5701.5146 | 11757.105 | 135766 |  | 16971
2016-05-10 13:00 | 46782.992 | 6223.107 | 4214.4863 | 3424.0881 | 11381.367 | 37909.777 | 5879.4653 | 10707.831 | 126523 |  | 15815
2016-05-10 14:00 | 43899.41 | 4437.7627 | 3534.9236 | 2923.158 | 9902.657 | 38441.15 | 5751.095 | 9505.504 | 118396 |  | 14799
2016-05-10 15:00 | 41979.977 | 2493.123 | 2475.8726 | 2045.5739 | 7900.132 | 30895.05 | 5193.286 | 11467.228 | 104450 |  | 13056
2016-05-10 16:00 | 31866.121 | 1117.6586 | 1333.3772 | 1372.2034 | 5416.585 | 20854.38 | 2986.9075 | 8499.405 | 73447 |  | 9181
2016-05-10 17:00 | 23037.389 | 578.2243 | 451.8501 | 466.5156 | 2955.1584 | 13127.511 | 1366.307 | 5613.554 | 47597 |  | 5950
2016-05-10 18:00 | 9977.827 | 328.6987 | 193.8492 | 194.9718 | 1000.3312 | 5476.466 | 356.6979 | 1615.7864 | 19145 |  | 2393
2016-05-10 19:00 | 935.0984 | 54.6624 | 51.2847 | 46.9777 | 180.5236 | 759.6451 | 53.2019 | 207.6597 | 2289 |  | 286
2016-05-10 20:00 | 3 | 0 | 0 | 0 | 0 | 0 | 0 | 0 | 3 |  | 0
2016-05-10 21:00 | 0 | 0 | 0 | 0 | 0 | 0 | 0 | 0 | 0 |  | 0
2016-05-10 22:00 | 0 | 0 | 0 | 0 | 0 | 0 | 0 | 0 | 0 |  | 0
2016-05-10 23:00 | 0 | 0 | 0 | 0 | 0 | 0 | 0 | 0 | 0 |  | 0
2016-05-11 | 0 | 0 | 0 | 0 | 0 | 0 | 0 | 0 | 0 |  | 0
2016-05-11 01:00 | 0 | 0 | 0 | 0 | 0 | 0 | 0 | 0 | 0 |  | 0
2016-05-11 02:00 | 0 | 0 | 0 | 0 | 0 | 0 | 0 | 0 | 0 |  | 0
2016-05-11 03:00 | 0 | 0 | 0 | 0 | 0 | 0 | 0 | 0 | 0 |  | 0
2016-05-11 04:00 | 0 | 0 | 0 | 0 | 0 | 0 | 0 | 0 | 0 |  | 0
2016-05-11 05:00 | 192.0695 | 27.3176 | 0 | 8.8286 | 7.1628 | 189.1061 | 9.8504 | 50.5658 | 485 |  | 61
2016-05-11 06:00 | 5345.898 | 442.6763 | 71.0552 | 827.4506 | 498.1465 | 3810.822 | 155.5182 | 1615.1084 | 12767 |  | 1596
2016-05-11 07:00 | 15320.54 | 2543.7373 | 486.2254 | 1902.1334 | 2353.8691 | 12803.068 | 281.7111 | 5737.958 | 41429 |  | 5179
2016-05-11 08:00 | 29146.572 | 5870.071 | 2004.0052 | 2754.3132 | 7032.93 | 21837.887 | 545.7616 | 10075.299 | 79267 |  | 9908
2016-05-11 09:00 | 38505.047 | 7921.9287 | 3922.0984 | 3362.6497 | 9766.41 | 29479.328 | 3001.4177 | 11320.016 | 107279 |  | 13410
2016-05-11 10:00 | 45579.242 | 8118.3047 | 4670.381 | 3640.19 | 11229.441 | 35315.094 | 4308.013 | 12364.977 | 125226 |  | 15653
2016-05-11 11:00 | 48857.734 | 8031.256 | 4741.619 | 3757.095 | 11842.103 | 39160.676 | 5127.3984 | 10283.279 | 131801 |  | 16475
2016-05-11 12:00 | 46492.348 | 7193.375 | 4568.619 | 3695.794 | 11819.713 | 40761.734 | 5579.2163 | 11029.796 | 131141 |  | 16393
2016-05-11 13:00 | 47150.707 | 6050.8477 | 4147.4536 | 3389.7903 | 11225.978 | 40475.78 | 5732.294 | 8754.251 | 126927 |  | 15866
2016-05-11 14:00 | 44205.965 | 4381.475 | 3455.7043 | 2871.2375 | 9807.398 | 37393.08 | 5620.0156 | 8587.106 | 116322 |  | 14540
2016-05-11 15:00 | 37325.695 | 2413.8694 | 2431.0815 | 2195.0527 | 7870.3022 | 32151.123 | 5096.589 | 11899.992 | 101384 |  | 12673
2016-05-11 16:00 | 31473.414 | 968.9725 | 1315.3441 | 1324.9199 | 5372.512 | 24473.975 | 2833.4695 | 9422.519 | 77185 |  | 9648
2016-05-11 17:00 | 21640.375 | 450.9589 | 395.4858 | 459.0762 | 2923.148 | 14203.43 | 1336.8514 | 5367.555 | 46777 |  | 5847
2016-05-11 18:00 | 9770.98 | 312.3435 | 204.7387 | 182.6057 | 1078.6433 | 5180.578 | 424.5813 | 1701.2643 | 18856 |  | 2357
2016-05-11 19:00 | 1075.158 | 69.5733 | 52.6165 | 56.6319 | 209.5406 | 1030.6719 | 81.2895 | 298.5712 | 2874 |  | 359
2016-05-11 20:00 | 0 | 0 | 0 | 0 | 0 | 0 | 0 | 0 | 0 |  | 0
2016-05-11 21:00 | 0 | 0 | 0 | 0 | 0 | 0 | 0 | 0 | 0 |  | 0
2016-05-11 22:00 | 0 | 0 | 0 | 0 | 0 | 0 | 0 | 0 | 0 |  | 0
2016-05-11 23:00 | 0 | 0 | 0 | 0 | 0 | 0 | 0 | 0 | 0 |  | 0
2016-05-12 | 0 | 0 | 0 | 0 | 0 | 0 | 0 | 0 | 0 |  | 0
2016-05-12 01:00 | 0 | 0 | 0 | 0 | 0 | 0 | 0 | 0 | 0 |  | 0
2016-05-12 02:00 | 0 | 0 | 0 | 0 | 0 | 0 | 0 | 0 | 0 |  | 0
2016-05-12 03:00 | 0 | 0 | 0 | 0 | 0 | 0 | 0 | 0 | 0 |  | 0
2016-05-12 04:00 | 0 | 0 | 0 | 0 | 0 | 0 | 0 | 0 | 0 |  | 0
2016-05-12 05:00 | 176.172 | 35.9355 | 0 | 15.2619 | 13.3679 | 272.0222 | 17.883 | 96.7122 | 627 |  | 78
2016-05-12 06:00 | 4523.156 | 552.4842 | 154.4306 | 630.4474 | 716.6772 | 3972.8787 | 205.8768 | 1634.4257 | 12390 |  | 1549
2016-05-12 07:00 | 14893.442 | 2388.7222 | 585.1674 | 1642.97 | 2474.9873 | 11963.172 | 406.0047 | 5300.631 | 39655 |  | 4957
2016-05-12 08:00 | 26874.465 | 5354.5747 | 1920.9965 | 2518.4749 | 6554.6196 | 20899.83 | 782.8074 | 9541.914 | 74448 |  | 9306
2016-05-12 09:00 | 36475.305 | 7392.958 | 3629.619 | 3111.1929 | 9019.557 | 28527.803 | 2959.8147 | 12553.149 | 103669 |  | 12959
2016-05-12 10:00 | 41864.816 | 8020.828 | 4384.2188 | 3475.067 | 10597.738 | 34662.516 | 4130.959 | 14872.817 | 122009 |  | 15251
2016-05-12 11:00 | 47574.26 | 7799.4536 | 4500.4 | 3575.1892 | 11434.742 | 39144.38 | 4952.258 | 11256.874 | 130238 |  | 16280
2016-05-12 12:00 | 46679.082 | 6922.71 | 4382.8604 | 3526.1445 | 11588.626 | 40684.63 | 5443.0347 | 9698.749 | 128926 |  | 16116
2016-05-12 13:00 | 45636.89 | 5819.299 | 3993.4546 | 3279.534 | 11036.285 | 40116.574 | 5568.677 | 9200.816 | 124652 |  | 15581
2016-05-12 14:00 | 43544.742 | 4247.402 | 3355.2852 | 2792.5913 | 9669.837 | 37840.48 | 5409.101 | 12681.733 | 119541 |  | 14943
2016-05-12 15:00 | 36777.586 | 2319.8254 | 2377.0588 | 2111.8298 | 7739.9346 | 31941.506 | 4823.353 | 12007.3955 | 100098 |  | 12512
2016-05-12 16:00 | 30141.291 | 1008.5872 | 1301.1273 | 1259.5773 | 5207.712 | 24149.523 | 2562.4468 | 8736.906 | 74367 |  | 9296
2016-05-12 17:00 | 20116.262 | 536.4329 | 450.2609 | 468.3181 | 2790.3906 | 13696.956 | 1247.9093 | 4773.5347 | 44080 |  | 5510
2016-05-12 18:00 | 8154.82 | 395.1257 | 251.6881 | 234.6831 | 1081.7736 | 5067.2295 | 433.5133 | 1809.2391 | 17428 |  | 2179
2016-05-12 19:00 | 1287.7786 | 62.3432 | 55.3746 | 63.7393 | 185.5609 | 1231.9564 | 81.7442 | 273.0828 | 3242 |  | 405
2016-05-12 20:00 | 0 | 0 | 0 | 0 | 0 | 0 | 0 | 0 | 0 |  | 0
2016-05-12 21:00 | 0 | 0 | 0 | 0 | 0 | 0 | 0 | 0 | 0 |  | 0
2016-05-12 22:00 | 0 | 0 | 0 | 0 | 0 | 0 | 0 | 0 | 0 |  | 0
2016-05-12 23:00 | 0 | 0 | 0 | 0 | 0 | 0 | 0 | 0 | 0 |  | 0
2016-05-13 | 0 | 0 | 0 | 0 | 0 | 0 | 0 | 0 | 0 |  | 0
2016-05-13 01:00 | 0 | 0 | 0 | 0 | 0 | 0 | 0 | 0 | 0 |  | 0
2016-05-13 02:00 | 0 | 0 | 0 | 0 | 0 | 0 | 0 | 0 | 0 |  | 0
2016-05-13 03:00 | 0 | 0 | 0 | 0 | 0 | 0 | 0 | 0 | 0 |  | 0
2016-05-13 04:00 | 0 | 0 | 0 | 0 | 0 | 0 | 0 | 0 | 0 |  | 0
2016-05-13 05:00 | 263.0234 | 25.9507 | 0 | 12.3111 | 0.72433 | 264.4209 | 24.8812 | 67.6389 | 659 |  | 82
2016-05-13 06:00 | 5760.5337 | 589.5726 | 204.9874 | 606.5222 | 842.0184 | 3130.913 | 221.3041 | 1526.4108 | 12882 |  | 1610
2016-05-13 07:00 | 12429.501 | 2568.859 | 639.7346 | 1585.604 | 2646.766 | 11632.275 | 533.0907 | 5060.628 | 37096 |  | 4637
2016-05-13 08:00 | 15699.147 | 3268.2185 | 1391.6057 | 1782.0695 | 4144.92 | 15561.867 | 1188.0034 | 6831.9365 | 49868 |  | 6233
2016-05-13 09:00 | 18419.65 | 2507.6033 | 1294.417 | 875.3129 | 3406.85 | 15006.934 | 2133.7485 | 11549.187 | 55194 |  | 6899
2016-05-13 10:00 | 14878.305 | 3170.196 | 1220.6754 | 1014.5897 | 4354.2324 | 16314.884 | 2086.626 | 9351.931 | 52391 |  | 6549
2016-05-13 11:00 | 11866.848 | 4173.1245 | 1833.3698 | 2028.7228 | 4543.836 | 13892.99 | 2271.9663 | 9168.993 | 49780 |  | 6222
2016-05-13 12:00 | 28554.531 | 2532.0005 | 1762.3451 | 1699.9365 | 4561.558 | 16440.922 | 1605.9862 | 5895.08 | 63052 |  | 7882
2016-05-13 13:00 | 14929.497 | 2710.7627 | 1471.361 | 1154.7648 | 3538.8245 | 23634.045 | 1551.8347 | 7338.5327 | 56330 |  | 7041
2016-05-13 14:00 | 7522.2524 | 1640.5486 | 1105.2694 | 926.8823 | 3169.5574 | 22045.324 | 1803.9987 | 2823.8013 | 41038 |  | 5130
2016-05-13 15:00 | 5938.73 | 1110.4506 | 1288.9937 | 1014.6737 | 3328.29 | 11060.109 | 728.1747 | 2103.9077 | 26573 |  | 3322
2016-05-13 16:00 | 2259.3752 | 1457.3615 | 720.5946 | 615.7921 | 2261.196 | 7434.4253 | 692.1218 | 1702.4813 | 17143 |  | 2143
2016-05-13 17:00 | 3343.7095 | 162.3216 | 496.4379 | 398.3364 | 1183.8925 | 4520.6963 | 457.838 | 248.578 | 10812 |  | 1351
2016-05-13 18:00 | 1910.2949 | 144.9121 | 69.0211 | 99.046 | 127.3136 | 1155.5714 | 49.611 | 443.3627 | 3999 |  | 500
2016-05-13 19:00 | 189.4157 | 39.2386 | 0 | 1.4084 | 4.804 | 179.0148 | 0 | 80.6941 | 495 |  | 62
2016-05-13 20:00 | 0 | 0 | 0 | 0 | 0 | 0 | 0 | 0 | 0 |  | 0
2016-05-13 21:00 | 0 | 0 | 0 | 0 | 0 | 0 | 0 | 0 | 0 |  | 0
2016-05-13 22:00 | 0 | 0 | 0 | 0 | 0 | 0 | 0 | 0 | 0 |  | 0
2016-05-13 23:00 | 0 | 0 | 0 | 0 | 0 | 0 | 0 | 0 | 0 |  | 0
2016-05-14 | 0 | 0 | 0 | 0 | 0 | 0 | 0 | 0 | 0 |  | 0
2016-05-14 01:00 | 0 | 0 | 0 | 0 | 0 | 0 | 0 | 0 | 0 |  | 0
2016-05-14 02:00 | 0 | 0 | 0 | 0 | 0 | 0 | 0 | 0 | 0 |  | 0
2016-05-14 03:00 | 0 | 0 | 0 | 0 | 0 | 0 | 0 | 0 | 0 |  | 0
2016-05-14 04:00 | 0 | 0 | 0 | 0 | 0 | 0 | 0 | 0 | 0 |  | 0
2016-05-14 05:00 | 99.426 | 13.8029 | 0 | 38.9399 | 3.0826 | 134.6268 | 8.3728 | 43.7467 | 342 |  | 43
2016-05-14 06:00 | 2829.6758 | 322.9588 | 54.4431 | 878.1834 | 390.5429 | 3924.2517 | 146.5586 | 1617.9213 | 10165 |  | 1271
2016-05-14 07:00 | 10156.52 | 2227.3845 | 359.9872 | 1945.8918 | 2069.0513 | 13107.547 | 261.9324 | 5739.028 | 35867 |  | 4483
2016-05-14 08:00 | 23039.676 | 5426.9546 | 1989.174 | 2775.5989 | 6893.315 | 22261.967 | 622.4086 | 9970.266 | 72979 |  | 9122
2016-05-14 09:00 | 38307.668 | 7734.1714 | 3930.6487 | 3350.0308 | 8718.637 | 30145.42 | 3169.4312 | 13270.634 | 108627 |  | 13578
2016-05-14 10:00 | 44646.562 | 8023.1094 | 4636.504 | 3639.2666 | 10967.399 | 35901.242 | 4388.703 | 15361.909 | 127565 |  | 15946
2016-05-14 11:00 | 42172.59 | 7295.4497 | 4369.5264 | 3468.2112 | 11007.617 | 39726.05 | 5184.015 | 12325.628 | 125549 |  | 15694
2016-05-14 12:00 | 41962.016 | 6744.0234 | 4283.849 | 3364.6086 | 10711.292 | 38311.715 | 5280.484 | 11081.213 | 121739 |  | 15217
2016-05-14 13:00 | 41048.586 | 5660.321 | 3970.33 | 3098.8113 | 10690.471 | 40442.773 | 5069.7686 | 11777.414 | 121758 |  | 15220
2016-05-14 14:00 | 38094.86 | 3964.6348 | 3346.1702 | 2792.0645 | 9663.355 | 35853.41 | 4294.098 | 12525.2 | 110534 |  | 13817
2016-05-14 15:00 | 24166.467 | 2543.4038 | 2002.5634 | 1801.0676 | 6501.2393 | 26021.127 | 3860.0918 | 10977.913 | 77874 |  | 9734
2016-05-14 16:00 | 23164.299 | 1384.8993 | 1221.4009 | 1148.2588 | 4193.3555 | 21982.746 | 2202.0757 | 5474.5063 | 60772 |  | 7596
2016-05-14 17:00 | 12308.22 | 1187.2681 | 727.8841 | 669.8541 | 2335.6055 | 10710.237 | 963.5811 | 4484.588 | 33387 |  | 4173
2016-05-14 18:00 | 8314.383 | 564.0216 | 393.8482 | 371.1219 | 1187.6704 | 4598.0527 | 575.8384 | 1805.4572 | 17810 |  | 2226
2016-05-14 19:00 | 1528.5801 | 156.0772 | 68.9798 | 68.5614 | 234.1801 | 1199.5074 | 89.1151 | 865.5701 | 4211 |  | 526
2016-05-14 20:00 | 0 | 0 | 0 | 0 | 0 | 0 | 0 | 1.1024 | 1 |  | 0
2016-05-14 21:00 | 0 | 0 | 0 | 0 | 0 | 0 | 0 | 0 | 0 |  | 0
2016-05-14 22:00 | 0 | 0 | 0 | 0 | 0 | 0 | 0 | 0 | 0 |  | 0
2016-05-14 23:00 | 0 | 0 | 0 | 0 | 0 | 0 | 0 | 0 | 0 |  | 0
2016-05-15 | 0 | 0 | 0 | 0 | 0 | 0 | 0 | 0 | 0 |  | 0
2016-05-15 01:00 | 0 | 0 | 0 | 0 | 0 | 0 | 0 | 0 | 0 |  | 0
2016-05-15 02:00 | 0 | 0 | 0 | 0 | 0 | 0 | 0 | 0 | 0 |  | 0
2016-05-15 03:00 | 0 | 0 | 0 | 0 | 0 | 0 | 0 | 0 | 0 |  | 0
2016-05-15 04:00 | 0 | 0 | 0 | 0 | 0 | 0 | 0 | 0 | 0 |  | 0
2016-05-15 05:00 | 57.9147 | 22.6903 | 0 | 0.29345 | 0.33756 | 386.5659 | 23.1839 | 0 | 491 |  | 61
2016-05-15 06:00 | 1845.2344 | 464.6319 | 135.5405 | 90.2259 | 417.0177 | 4190.3984 | 213.9393 | 339.9759 | 7697 |  | 962
2016-05-15 07:00 | 7655.209 | 1806.5583 | 621.707 | 1562.6555 | 2289.9038 | 8489.86 | 521.9064 | 1359.7402 | 24308 |  | 3038
2016-05-15 08:00 | 14403.571 | 2057.5886 | 896.8237 | 606.5445 | 2598.6992 | 15878.655 | 1125.3568 | 1510.4321 | 39078 |  | 4885
2016-05-15 09:00 | 23689.992 | 1029.3678 | 438.4186 | 347.5961 | 1027.5945 | 7265.063 | 1138.8771 | 1493.4884 | 36430 |  | 4554
2016-05-15 10:00 | 25044.514 | 2035.0884 | 604.8452 | 512.8791 | 1812.8442 | 11335.886 | 1471.6962 | 1746.7092 | 44564 |  | 5571
2016-05-15 11:00 | 26395.475 | 4533.8647 | 1268.4193 | 1037.5807 | 4298.993 | 16952.104 | 2104.5142 | 5068.1753 | 61659 |  | 7707
2016-05-15 12:00 | 36819.66 | 5605.4307 | 2414.2017 | 2072.5195 | 7831.346 | 23355.662 | 2469.3792 | 7079.911 | 87648 |  | 10956
2016-05-15 13:00 | 34676.805 | 5786.172 | 4281.76 | 2574.483 | 10366.237 | 25972.48 | 3949.7874 | 9462.273 | 97070 |  | 12134
2016-05-15 14:00 | 40684.555 | 4284.8926 | 3484.5835 | 2641.8635 | 8929.826 | 28899.611 | 3932.898 | 7828.3228 | 100687 |  | 12586
2016-05-15 15:00 | 38746.938 | 2735.867 | 2430.255 | 2424.1885 | 8080.676 | 27540.498 | 3087.8958 | 10008.236 | 95055 |  | 11882
2016-05-15 16:00 | 20506.178 | 1608.7372 | 1268.2418 | 1432.5359 | 4266.791 | 12869.125 | 1409.9734 | 9574.063 | 52936 |  | 6617
2016-05-15 17:00 | 10640.125 | 966.4156 | 530.7135 | 671.2935 | 2580.2102 | 7111.7817 | 1213.9233 | 4076.1907 | 27791 |  | 3474
2016-05-15 18:00 | 2688.839 | 509.2405 | 311.0861 | 273.6672 | 846.5071 | 5085.0938 | 424.1005 | 837.046 | 10976 |  | 1372
2016-05-15 19:00 | 649.3962 | 51.9265 | 54.6504 | 43.3103 | 132.8257 | 736.3313 | 62.7676 | 147.9016 | 1879 |  | 235
2016-05-15 20:00 | 6.008 | 0 | 0 | 0 | 0 | 0 | 0 | 0 | 6 |  | 1
2016-05-15 21:00 | 0 | 0 | 0 | 0 | 0 | 0 | 0 | 0 | 0 |  | 0
2016-05-15 22:00 | 0 | 0 | 0 | 0 | 0 | 0 | 0 | 0 | 0 |  | 0
2016-05-15 23:00 | 0 | 0 | 0 | 0 | 0 | 0 | 0 | 0 | 0 |  | 0
2016-05-16 | 0 | 0 | 0 | 0 | 0 | 0 | 0 | 0 | 0 |  | 0
2016-05-16 01:00 | 0 | 0 | 0 | 0 | 0 | 0 | 0 | 0 | 0 |  | 0
2016-05-16 02:00 | 0 | 0 | 0 | 0 | 0 | 0 | 0 | 0 | 0 |  | 0
2016-05-16 03:00 | 0 | 0 | 0 | 0 | 0 | 0 | 0 | 0 | 0 |  | 0
2016-05-16 04:00 | 0 | 0 | 0 | 0 | 0 | 0 | 0 | 0 | 0 |  | 0
2016-05-16 05:00 | 243.5728 | 20.9854 | 0 | 0 | 0 | 397.6637 | 20.9199 | 42.4196 | 726 |  | 91
2016-05-16 06:00 | 2917.1921 | 275.6142 | 136.794 | 237.3364 | 460.4099 | 2953.9292 | 222.3448 | 661.8171 | 7865 |  | 983
2016-05-16 07:00 | 11491.489 | 1908.2089 | 488.0197 | 844.4484 | 2179.797 | 6137.3047 | 241.8742 | 1655.7394 | 24947 |  | 3118
2016-05-16 08:00 | 16451.053 | 2620.1143 | 1862.4417 | 2362.9792 | 5590.6924 | 18041.168 | 825.2102 | 4558.3438 | 52312 |  | 6539
2016-05-16 09:00 | 12310.086 | 3634.605 | 2026.1483 | 1619.1599 | 6181.626 | 31578.102 | 1488.246 | 5933.3135 | 64771 |  | 8096
2016-05-16 10:00 | 25026.441 | 5569.8584 | 4051.9385 | 3154.9553 | 8493.692 | 24265.42 | 1738.3138 | 7612.0337 | 79913 |  | 9989
2016-05-16 11:00 | 28086.355 | 7275.2036 | 4738.411 | 3128.7764 | 9494.89 | 36741.32 | 1874.4385 | 8812.157 | 100152 |  | 12519
2016-05-16 12:00 | 33096.54 | 4782.135 | 2963.0847 | 2775.1467 | 8365.064 | 29949.639 | 2886.6523 | 7946.345 | 92765 |  | 11596
2016-05-16 13:00 | 36795.453 | 3964.814 | 3630.8123 | 2541.0503 | 8245.318 | 39924.035 | 3175.4739 | 7644.7856 | 105922 |  | 13240
2016-05-16 14:00 | 39898.285 | 3772.4092 | 2922.263 | 2138.7988 | 7890.894 | 26337.965 | 5193.9106 | 7112.359 | 95267 |  | 11908
2016-05-16 15:00 | 28837.945 | 2783.4019 | 1650.9009 | 1792.7551 | 5047.169 | 30205.3 | 3424.1384 | 7158.581 | 80900 |  | 10113
2016-05-16 16:00 | 33069.03 | 2048.7424 | 1528.5562 | 1771.5516 | 4635.784 | 14209.65 | 2074.279 | 5704.2144 | 65042 |  | 8130
2016-05-16 17:00 | 24614.021 | 1090.786 | 610.611 | 567.5642 | 3455.2234 | 8164.3027 | 1020.3799 | 4516.381 | 44039 |  | 5505
2016-05-16 18:00 | 11362.037 | 402.1426 | 235.5018 | 152.4762 | 875.7495 | 5319.5635 | 472.4179 | 2566.8687 | 21387 |  | 2673
2016-05-16 19:00 | 1150.1049 | 65.8878 | 63.1177 | 61.5767 | 241.4626 | 1026.5156 | 96.9005 | 256.2447 | 2962 |  | 370
2016-05-16 20:00 | 2.4667 | 0 | 0 | 0 | 0 | 0.0080469 | 0 | 0 | 2 |  | 0
2016-05-16 21:00 | 0 | 0 | 0 | 0 | 0 | 0 | 0 | 0 | 0 |  | 0
2016-05-16 22:00 | 0 | 0 | 0 | 0 | 0 | 0 | 0 | 0 | 0 |  | 0
2016-05-16 23:00 | 0 | 0 | 0 | 0 | 0 | 0 | 0 | 0 | 0 |  | 0
2016-05-17 | 0 | 0 | 0 | 0 | 0 | 0 | 0 | 0 | 0 |  | 0
2016-05-17 01:00 | 0 | 0 | 0 | 0 | 0 | 0 | 0 | 0 | 0 |  | 0
2016-05-17 02:00 | 0 | 0 | 0 | 0 | 0 | 0 | 0 | 0 | 0 |  | 0
2016-05-17 03:00 | 0 | 0 | 0 | 0 | 0 | 0 | 0 | 0 | 0 |  | 0
2016-05-17 04:00 | 0 | 0 | 0 | 0 | 0 | 0 | 0 | 0 | 0 |  | 0
2016-05-17 05:00 | 424.3245 | 33.8819 | 0 | 16.4883 | 41.2682 | 592.1616 | 51.8535 | 2.453 | 1162 |  | 145
2016-05-17 06:00 | 4978.5806 | 668.1779 | 264.0255 | 436.3101 | 1040.657 | 3366.7852 | 166.8724 | 1350.7089 | 12272 |  | 1534
2016-05-17 07:00 | 14163.119 | 1971.9146 | 703.8781 | 1229.8647 | 2545.8135 | 10495.374 | 538.7354 | 5069.9907 | 36719 |  | 4590
2016-05-17 08:00 | 19449.36 | 3604.5525 | 1576.1573 | 1974.2465 | 4394.898 | 15584.584 | 1232.1948 | 7438.3745 | 55254 |  | 6907
2016-05-17 09:00 | 28000 | 4989.201 | 2513.6216 | 2327.661 | 6443.372 | 22296.717 | 2460.192 | 9752.339 | 78783 |  | 9848
2016-05-17 10:00 | 30132.176 | 4742.5103 | 2325.4136 | 2321.0671 | 6421.065 | 25940.406 | 3342.8276 | 11347.941 | 86573 |  | 10822
2016-05-17 11:00 | 37128.953 | 4690.472 | 3740.997 | 2172.88 | 7323.3984 | 27335.977 | 4010.4885 | 10007.68 | 96411 |  | 12051
2016-05-17 12:00 | 45183.99 | 5076.2905 | 2965.2483 | 3144.093 | 8246.441 | 29987.207 | 4652.0806 | 7674.8345 | 106930 |  | 13366
2016-05-17 13:00 | 35242.457 | 5762.2886 | 3698.2168 | 3020.116 | 8416.741 | 34604.484 | 4703.9624 | 5923.565 | 101372 |  | 12671
2016-05-17 14:00 | 25528.021 | 4281.4663 | 3346.643 | 2589.095 | 8470.97 | 32594.557 | 5225.5117 | 7836.1636 | 89872 |  | 11234
2016-05-17 15:00 | 17015.781 | 2704.0557 | 1847.0093 | 2062.6755 | 6165.8813 | 24043.137 | 4737.831 | 6208.5483 | 64785 |  | 8098
2016-05-17 16:00 | 21695.438 | 1579.0986 | 1274.5887 | 1220.7693 | 3219.792 | 17765.592 | 2448.0203 | 7929.4185 | 57133 |  | 7142
2016-05-17 17:00 | 10804.733 | 1014.4775 | 701.7921 | 697.7244 | 2194.427 | 12533.39 | 1186.6907 | 3867.825 | 33001 |  | 4125
2016-05-17 18:00 | 5253.306 | 457.3039 | 335.7679 | 313.1703 | 1269.137 | 4760.113 | 623.7454 | 1941.7108 | 14954 |  | 1869
2016-05-17 19:00 | 779.3599 | 100.94 | 97.1942 | 80.4386 | 281.5843 | 1483.6104 | 86.9586 | 181.5435 | 3092 |  | 386
2016-05-17 20:00 | 0 | 0 | 0 | 0 | 0 | 0 | 0 | 0 | 0 |  | 0
2016-05-17 21:00 | 0 | 0 | 0 | 0 | 0 | 0 | 0 | 0 | 0 |  | 0
2016-05-17 22:00 | 0 | 0 | 0 | 0 | 0 | 0 | 0 | 0 | 0 |  | 0
2016-05-17 23:00 | 0 | 0 | 0 | 0 | 0 | 0 | 0 | 0 | 0 |  | 0
2016-05-18 | 0 | 0 | 0 | 0 | 0 | 0 | 0 | 0 | 0 |  | 0
2016-05-18 01:00 | 0 | 0 | 0 | 0 | 0 | 0 | 0 | 0 | 0 |  | 0
2016-05-18 02:00 | 0 | 0 | 0 | 0 | 0 | 0 | 0 | 0 | 0 |  | 0
2016-05-18 03:00 | 0 | 0 | 0 | 0 | 0 | 0 | 0 | 0 | 0 |  | 0
2016-05-18 04:00 | 0 | 0 | 0 | 0 | 0 | 0 | 0 | 0 | 0 |  | 0
2016-05-18 05:00 | 255.9738 | 30.1001 | 0 | 51.4317 | 4.9162 | 334.7709 | 21.8597 | 97.8267 | 797 |  | 100
2016-05-18 06:00 | 5451.148 | 323.8485 | 25.7543 | 860.0104 | 376.1662 | 4542.247 | 166.4474 | 1803.9583 | 13550 |  | 1694
2016-05-18 07:00 | 14568.596 | 2423.0752 | 301.8777 | 1888.8915 | 2068.718 | 13278.628 | 287.5195 | 6030.5415 | 40848 |  | 5106
2016-05-18 08:00 | 28210.082 | 5513.594 | 1856.879 | 2749.8877 | 6864.9805 | 22406.262 | 626.111 | 10385.233 | 78613 |  | 9827
2016-05-18 09:00 | 33678.15 | 7076.286 | 3265.4568 | 3094.119 | 8763.368 | 28597.762 | 3162.487 | 13446.728 | 101084 |  | 12636
2016-05-18 10:00 | 43912.055 | 6225.349 | 3414.1184 | 2804.8699 | 8787.742 | 27990.664 | 3995.7163 | 13840.19 | 110971 |  | 13871
2016-05-18 11:00 | 49148.76 | 7881.6523 | 3749.8347 | 3770.3733 | 11908.356 | 40033.043 | 5231.733 | 12111.326 | 133835 |  | 16729
2016-05-18 12:00 | 47887.9 | 6908.807 | 3542.2444 | 3442.6482 | 11875.123 | 42611.07 | 5869.947 | 11939.018 | 134077 |  | 16760
2016-05-18 13:00 | 47377.723 | 5626.8096 | 3352.0786 | 2807.0737 | 8194.966 | 42047.727 | 4000.699 | 10189.104 | 123596 |  | 15450
2016-05-18 14:00 | 45461.477 | 4237.512 | 2754.0088 | 2031.6387 | 10101.761 | 38761.785 | 4853.9053 | 9741.154 | 117943 |  | 14743
2016-05-18 15:00 | 42004.836 | 2252.465 | 2550.8533 | 2096.8909 | 5261.143 | 34003.863 | 5232.5264 | 11385.863 | 104788 |  | 13099
2016-05-18 16:00 | 34123.805 | 1213.014 | 1386.0662 | 1285.8584 | 4795.881 | 25673.1 | 2167.4377 | 10043.377 | 80689 |  | 10086
2016-05-18 17:00 | 23796.396 | 925.463 | 395.4999 | 481.2574 | 3107.6548 | 15045.326 | 826.3577 | 5685.012 | 50263 |  | 6283
2016-05-18 18:00 | 10940.844 | 294.8898 | 171.495 | 151.0861 | 963.1948 | 5247.6284 | 241.4425 | 1733.7233 | 19744 |  | 2468
2016-05-18 19:00 | 1044.9718 | 71.0619 | 31.6182 | 55.789 | 152.1423 | 976.609 | 55.62 | 360.3109 | 2748 |  | 344
2016-05-18 20:00 | 0 | 0 | 0 | 0 | 0 | 0 | 0 | 0.0080469 | 0 |  | 0
2016-05-18 21:00 | 0 | 0 | 0 | 0 | 0 | 0 | 0 | 0 | 0 |  | 0
2016-05-18 22:00 | 0 | 0 | 0 | 0 | 0 | 0 | 0 | 0 | 0 |  | 0
2016-05-18 23:00 | 0 | 0 | 0 | 0 | 0 | 0 | 0 | 0 | 0 |  | 0
2016-05-19 | 0 | 0 | 0 | 0 | 0 | 0 | 0 | 0 | 0 |  | 0
2016-05-19 01:00 | 0 | 0 | 0 | 0 | 0 | 0 | 0 | 0 | 0 |  | 0
2016-05-19 02:00 | 0 | 0 | 0 | 0 | 0 | 0 | 0 | 0 | 0 |  | 0
2016-05-19 03:00 | 0 | 0 | 0 | 0 | 0 | 0 | 0 | 0 | 0 |  | 0
2016-05-19 04:00 | 0 | 0 | 0 | 0 | 0 | 0 | 0 | 0 | 0 |  | 0
2016-05-19 05:00 | 32.2765 | 27.7059 | 0 | 0 | 6.193 | 189.9761 | 12.6747 | 143.5568 | 412 |  | 52
2016-05-19 06:00 | 1198.4646 | 231.3208 | 237.268 | 240.2323 | 691.7134 | 2651.8196 | 212.1036 | 2200.671 | 7664 |  | 958
2016-05-19 07:00 | 4602.3794 | 490.0168 | 580.4125 | 577.1187 | 1442.2821 | 8737.224 | 519.6739 | 6583.657 | 23533 |  | 2942
2016-05-19 08:00 | 10996.077 | 938.1258 | 1268.9414 | 1524.443 | 3381.688 | 15730.649 | 944.2075 | 5486.92 | 40271 |  | 5034
2016-05-19 09:00 | 16763.88 | 3949.2036 | 1264.0822 | 1232.8021 | 3142.2266 | 27105.613 | 2075.6763 | 6756.2793 | 62290 |  | 7786
2016-05-19 10:00 | 26459.773 | 6891.8945 | 3149.9521 | 2778.0212 | 8914.631 | 31424.807 | 3634.2673 | 11738.51 | 94992 |  | 11874
2016-05-19 11:00 | 19454.818 | 7503.7007 | 4657.3457 | 3651.4976 | 10756.163 | 39021.902 | 4980.737 | 10794.049 | 100820 |  | 12603
2016-05-19 12:00 | 26654.736 | 6412.0454 | 4533.4834 | 3548.2664 | 11254.158 | 41253.43 | 5631.374 | 11916.331 | 111204 |  | 13900
2016-05-19 13:00 | 23607.783 | 4373.1323 | 3147.6506 | 3516.4844 | 11844.287 | 41100.777 | 4931.3643 | 10027.717 | 102549 |  | 12819
2016-05-19 14:00 | 16370.853 | 3837.0254 | 1709.2346 | 2236.293 | 8850.553 | 38624.48 | 1872.7472 | 5827.782 | 79329 |  | 9916
2016-05-19 15:00 | 36023.02 | 1706.6938 | 1572.5927 | 1150.174 | 2899.104 | 33804.875 | 852.9466 | 2805.545 | 80815 |  | 10102
2016-05-19 16:00 | 28293.47 | 959.5778 | 496.7336 | 801.9616 | 1326.0887 | 24714.945 | 1382.5939 | 1586.6284 | 59562 |  | 7445
2016-05-19 17:00 | 18388.896 | 652.332 | 304.4937 | 248.7812 | 745.8125 | 10977.502 | 427.7236 | 2507.6597 | 34253 |  | 4282
2016-05-19 18:00 | 1462.5443 | 400.2435 | 173.036 | 287.4364 | 1012.8118 | 1420.3539 | 72.6271 | 1006.8411 | 5836 |  | 729
2016-05-19 19:00 | 418.5922 | 22.5312 | 47.9312 | 21.4268 | 124.9881 | 118.2408 | 8.5699 | 32.1231 | 794 |  | 99
2016-05-19 20:00 | 0 | 0 | 0 | 0 | 0 | 0 | 0 | 0 | 0 |  | 0
2016-05-19 21:00 | 0 | 0 | 0 | 0 | 0 | 0 | 0 | 0 | 0 |  | 0
2016-05-19 22:00 | 0 | 0 | 0 | 0 | 0 | 0 | 0 | 0 | 0 |  | 0
2016-05-19 23:00 | 0 | 0 | 0 | 0 | 0 | 0 | 0 | 0 | 0 |  | 0
2016-05-20 | 0 | 0 | 0 | 0 | 0 | 0 | 0 | 0 | 0 |  | 0
2016-05-20 01:00 | 0 | 0 | 0 | 0 | 0 | 0 | 0 | 0 | 0 |  | 0
2016-05-20 02:00 | 0 | 0 | 0 | 0 | 0 | 0 | 0 | 0 | 0 |  | 0
2016-05-20 03:00 | 0 | 0 | 0 | 0 | 0 | 0 | 0 | 0 | 0 |  | 0
2016-05-20 04:00 | 0 | 0 | 0 | 0 | 0 | 0 | 0 | 0 | 0 |  | 0
2016-05-20 05:00 | 164.6038 | 29.0256 | 0 | 73.0528 | 8.8421 | 360.3753 | 19.4768 | 111.8002 | 767 |  | 96
2016-05-20 06:00 | 2195.1982 | 394.506 | 50.1047 | 883.8889 | 493.1917 | 4636.8257 | 162.8273 | 2025.918 | 10842 |  | 1355
2016-05-20 07:00 | 5514.443 | 2234.6794 | 582.2755 | 1812.941 | 2627.8535 | 13533.808 | 419.9778 | 5204.187 | 31930 |  | 3991
2016-05-20 08:00 | 12732.634 | 4506.6694 | 1819.8553 | 2328.6543 | 6034.7646 | 20137.67 | 929.367 | 8245.077 | 56735 |  | 7092
2016-05-20 09:00 | 28124.979 | 6861.0947 | 3371.6494 | 2943.1494 | 8524.348 | 27025.07 | 2778.886 | 12152.878 | 91782 |  | 11473
2016-05-20 10:00 | 44044.48 | 7753.9995 | 4263.276 | 3323.1038 | 10336.434 | 33194.41 | 3996.4138 | 14737.163 | 121649 |  | 15206
2016-05-20 11:00 | 47321.83 | 7439.5894 | 3979.5024 | 3131.229 | 10705.739 | 38039.816 | 4477.437 | 9913.611 | 125009 |  | 15626
2016-05-20 12:00 | 48245.867 | 6372.7163 | 3345.6592 | 2943.928 | 8693.369 | 34017.766 | 4908.642 | 9721.884 | 118250 |  | 14781
2016-05-20 13:00 | 46140.945 | 5301.398 | 3460.6028 | 2607.9458 | 10612.548 | 32221.45 | 5664.169 | 10487.6045 | 116497 |  | 14562
2016-05-20 14:00 | 37868.082 | 4255.984 | 3487.1997 | 2403.871 | 10073.162 | 29793.078 | 4715.1606 | 11185.534 | 103782 |  | 12973
2016-05-20 15:00 | 27746.82 | 2338.088 | 2077.2405 | 1807.3744 | 7040.066 | 28587.582 | 4701.7446 | 12465.868 | 86765 |  | 10846
2016-05-20 16:00 | 17446.459 | 1383.1371 | 1403.1537 | 1299.9506 | 5668.1865 | 22468.512 | 2096.386 | 9541.998 | 61308 |  | 7663
2016-05-20 17:00 | 25737.93 | 582.8915 | 676.4545 | 595.2817 | 3106.5845 | 14316.059 | 841.1599 | 5560.9014 | 51417 |  | 6427
2016-05-20 18:00 | 11249.888 | 322.8648 | 217.2656 | 200.6388 | 1007.6458 | 4017.181 | 303.3833 | 1946.871 | 19266 |  | 2408
2016-05-20 19:00 | 1877.3958 | 93.2633 | 63.7775 | 71.927 | 253.4766 | 1274.8784 | 84.0818 | 400.7424 | 4120 |  | 515
2016-05-20 20:00 | 12.0995 | 0 | 0 | 0 | 0.0080469 | 2.7802 | 0 | 1.2352 | 16 |  | 2
2016-05-20 21:00 | 0 | 0 | 0 | 0 | 0 | 0 | 0 | 0 | 0 |  | 0
2016-05-20 22:00 | 0 | 0 | 0 | 0 | 0 | 0 | 0 | 0 | 0 |  | 0
2016-05-20 23:00 | 0 | 0 | 0 | 0 | 0 | 0 | 0 | 0 | 0 |  | 0
2016-05-21 | 0 | 0 | 0 | 0 | 0 | 0 | 0 | 0 | 0 |  | 0
2016-05-21 01:00 | 0 | 0 | 0 | 0 | 0 | 0 | 0 | 0 | 0 |  | 0
2016-05-21 02:00 | 0 | 0 | 0 | 0 | 0 | 0 | 0 | 0 | 0 |  | 0
2016-05-21 03:00 | 0 | 0 | 0 | 0 | 0 | 0 | 0 | 0 | 0 |  | 0
2016-05-21 04:00 | 0 | 0 | 0 | 0 | 0 | 0 | 0 | 0 | 0 |  | 0
2016-05-21 05:00 | 435.2644 | 74.8233 | 0 | 61.2305 | 83.8489 | 426.2474 | 27.5432 | 138.414 | 1247 |  | 156
2016-05-21 06:00 | 5962.946 | 441.7512 | 60.3009 | 772.7325 | 654.3829 | 5146.616 | 198.9973 | 1736.0769 | 14974 |  | 1872
2016-05-21 07:00 | 17479.303 | 2316.6467 | 303.7837 | 1768.6074 | 2171.3916 | 12596.358 | 339.9605 | 5503.5605 | 42480 |  | 5310
2016-05-21 08:00 | 22511.652 | 4953.8726 | 1772.0624 | 2646.3496 | 6583.642 | 21179.879 | 701.8707 | 9927.577 | 70277 |  | 8785
2016-05-21 09:00 | 23842.846 | 6443.878 | 3509.1475 | 2985.5208 | 8935.43 | 28832.506 | 3037.11 | 12266.874 | 89853 |  | 11232
2016-05-21 10:00 | 27613.65 | 5697.645 | 3157.742 | 2955.1138 | 8540.477 | 31862.178 | 3661.923 | 11892.456 | 95381 |  | 11923
2016-05-21 11:00 | 31243.027 | 5295.119 | 3726.9573 | 2972.2007 | 9788.462 | 38884.586 | 4832.03 | 11963.4375 | 108706 |  | 13588
2016-05-21 12:00 | 30340.9 | 3771.858 | 2150.4539 | 2396.0193 | 6569.4243 | 28995.867 | 4715.059 | 12404.634 | 91344 |  | 11418
2016-05-21 13:00 | 25927.07 | 3209.0896 | 1572.289 | 1704.1752 | 4960.2666 | 19963.834 | 4073.8188 | 12271.557 | 73682 |  | 9210
2016-05-21 14:00 | 26477.795 | 2607.0344 | 1202.5542 | 1349.6238 | 4056.3652 | 15066.403 | 2751.5967 | 11926.452 | 65438 |  | 8180
2016-05-21 15:00 | 23822.842 | 2204.7712 | 1326.1189 | 1257.2216 | 4296.3755 | 12316.762 | 2973.5234 | 9142.421 | 57340 |  | 7168
2016-05-21 16:00 | 15411.126 | 1491.6935 | 1207.5845 | 1082.4677 | 3852.1074 | 12669.036 | 1324.757 | 5636.6226 | 42675 |  | 5334
2016-05-21 17:00 | 7320.5786 | 929.8244 | 557.5438 | 570.4711 | 1711.86 | 7616.2383 | 635.7112 | 2684.8599 | 22027 |  | 2753
2016-05-21 18:00 | 3325.0635 | 301.6773 | 170.3101 | 180.9561 | 485.9226 | 2519.0923 | 274.3421 | 1228.0577 | 8485 |  | 1061
2016-05-21 19:00 | 1880.0057 | 58.6738 | 33.9719 | 39.2486 | 117.5206 | 380.9028 | 35.712 | 368.8365 | 2915 |  | 364
2016-05-21 20:00 | 31.2759 | 0 | 0 | 0 | 0 | 0 | 0 | 0 | 31 |  | 4
2016-05-21 21:00 | 0 | 0 | 0 | 0 | 0 | 0 | 0 | 0 | 0 |  | 0
2016-05-21 22:00 | 0 | 0 | 0 | 0 | 0 | 0 | 0 | 0 | 0 |  | 0
2016-05-21 23:00 | 0 | 0 | 0 | 0 | 0 | 0 | 0 | 0 | 0 |  | 0
2016-05-22 | 0 | 0 | 0 | 0 | 0 | 0 | 0 | 0 | 0 |  | 0
2016-05-22 01:00 | 0 | 0 | 0 | 0 | 0 | 0 | 0 | 0 | 0 |  | 0
2016-05-22 02:00 | 0 | 0 | 0 | 0 | 0 | 0 | 0 | 0 | 0 |  | 0
2016-05-22 03:00 | 0 | 0 | 0 | 0 | 0 | 0 | 0 | 0 | 0 |  | 0
2016-05-22 04:00 | 0 | 0 | 0 | 0 | 0 | 0 | 0 | 0 | 0 |  | 0
2016-05-22 05:00 | 253.5781 | 10.5725 | 0 | 1.3905 | 3.816 | 179.516 | 18.0946 | 32.8836 | 500 |  | 62
2016-05-22 06:00 | 1416.2461 | 282.4561 | 65.4128 | 161.8008 | 229.1524 | 2636.4644 | 328.0742 | 359.2776 | 5479 |  | 685
2016-05-22 07:00 | 9789.243 | 702.4736 | 611.4361 | 406.3786 | 1593.9264 | 8535.6455 | 767.8751 | 2402.3618 | 24809 |  | 3101
2016-05-22 08:00 | 15168.497 | 1151.3766 | 1418.0948 | 1369.0502 | 3364.7888 | 17929.967 | 526.4617 | 4173.685 | 45102 |  | 5638
2016-05-22 09:00 | 21112.79 | 3412.534 | 2250.6528 | 2337.5457 | 7270.3574 | 10697.078 | 930.9008 | 6378.8774 | 54391 |  | 6799
2016-05-22 10:00 | 20871.738 | 2523.184 | 1722.7136 | 1352.2577 | 3795.7068 | 19706.54 | 2641.1924 | 7777.93 | 60391 |  | 7549
2016-05-22 11:00 | 19408.713 | 3792.331 | 1952.4042 | 2374.7273 | 5133.209 | 23184.621 | 3220.7852 | 9046.684 | 68113 |  | 8514
2016-05-22 12:00 | 26674.982 | 3227.3127 | 2171.056 | 2537.2947 | 5541.074 | 17273.047 | 4162.6987 | 10243.079 | 71831 |  | 8979
2016-05-22 13:00 | 40853.69 | 2204.3599 | 1131.7738 | 1434.7657 | 4143.368 | 13320.43 | 3680.3882 | 10002.905 | 76772 |  | 9596
2016-05-22 14:00 | 22907.883 | 2685.1858 | 808.2895 | 944.5743 | 3692.041 | 19001.117 | 1710.7726 | 8946.248 | 60696 |  | 7587
2016-05-22 15:00 | 21658.367 | 2143.627 | 1370.231 | 972.0021 | 4593.325 | 25089.814 | 2023.2056 | 10858.133 | 68709 |  | 8589
2016-05-22 16:00 | 14749.459 | 1754.5789 | 942.0567 | 1164.6464 | 3054.7585 | 9754.741 | 2372.5225 | 6080.2007 | 39873 |  | 4984
2016-05-22 17:00 | 11610.357 | 1141.7972 | 684.3908 | 471.0701 | 2873.4988 | 7572.8135 | 1068.7839 | 2446.3303 | 27869 |  | 3484
2016-05-22 18:00 | 5343.937 | 344.5149 | 243.2409 | 196.6586 | 1095.9844 | 6441.179 | 276.7984 | 1193.0961 | 15135 |  | 1892
2016-05-22 19:00 | 1151.716 | 104.0461 | 52.0341 | 66.6774 | 248.5639 | 1077.1326 | 44.628 | 585.1224 | 3330 |  | 416
2016-05-22 20:00 | 8 | 0 | 0 | 0 | 0 | 0 | 0 | 0.25146 | 8 |  | 1
2016-05-22 21:00 | 0 | 0 | 0 | 0 | 0 | 0 | 0 | 0 | 0 |  | 0
2016-05-22 22:00 | 0 | 0 | 0 | 0 | 0 | 0 | 0 | 0 | 0 |  | 0
2016-05-22 23:00 | 0 | 0 | 0 | 0 | 0 | 0 | 0 | 0 | 0 |  | 0
2016-05-23 | 0 | 0 | 0 | 0 | 0 | 0 | 0 | 0 | 0 |  | 0
2016-05-23 01:00 | 0 | 0 | 0 | 0 | 0 | 0 | 0 | 0 | 0 |  | 0
2016-05-23 02:00 | 0 | 0 | 0 | 0 | 0 | 0 | 0 | 0 | 0 |  | 0
2016-05-23 03:00 | 0 | 0 | 0 | 0 | 0 | 0 | 0 | 0 | 0 |  | 0
2016-05-23 04:00 | 0 | 0 | 0 | 0 | 0 | 0 | 0 | 0 | 0 |  | 0
2016-05-23 05:00 | 416.7928 | 74.615 | 0 | 80.0341 | 60.371 | 595.9358 | 36.4502 | 165.2361 | 1429 |  | 179
2016-05-23 06:00 | 5341.256 | 494.0832 | 170.0493 | 716.8726 | 753.0346 | 4429.3306 | 233.4138 | 1719.517 | 13858 |  | 1732
2016-05-23 07:00 | 15833.623 | 2411.8774 | 402.1882 | 1602.1748 | 2236.7866 | 11643.198 | 434.4008 | 5204.5103 | 39769 |  | 4971
2016-05-23 08:00 | 27577.389 | 4967.3364 | 1736.2723 | 2523.8765 | 6418.2295 | 20306.467 | 815.5732 | 9075.883 | 73421 |  | 9178
2016-05-23 09:00 | 34311.87 | 7396.601 | 3530.6084 | 3123.8416 | 9111.41 | 28203.05 | 2918.187 | 12284.604 | 100880 |  | 12610
2016-05-23 10:00 | 43320.38 | 7921.768 | 4409.0093 | 3443.961 | 10475.078 | 33545.543 | 4143.953 | 14370.465 | 121630 |  | 15204
2016-05-23 11:00 | 43050.28 | 7234.225 | 4497.001 | 3495.5544 | 11211.81 | 36723.652 | 4929.8623 | 8959.604 | 120102 |  | 15013
2016-05-23 12:00 | 27901.096 | 4885.5977 | 4097.196 | 2863.5146 | 11533.444 | 38665.33 | 4296.9014 | 10843.516 | 105087 |  | 13136
2016-05-23 13:00 | 30268.938 | 5318.3887 | 3143.1033 | 2386.4836 | 8697.332 | 39010.74 | 4642.7026 | 9224.283 | 102692 |  | 12836
2016-05-23 14:00 | 42489.22 | 3747.5422 | 2146.3208 | 2269.4177 | 6272.724 | 36771.344 | 3891.9736 | 8826.405 | 106415 |  | 13302
2016-05-23 15:00 | 28822.004 | 2433.5037 | 1910.7365 | 1704.5977 | 6005.4106 | 20467.639 | 2332.276 | 7027.9375 | 70704 |  | 8838
2016-05-23 16:00 | 23878.49 | 1813.2385 | 1343.4338 | 1283.8064 | 3840.9263 | 13548.222 | 837.046 | 5256.136 | 51801 |  | 6475
2016-05-23 17:00 | 11628.6455 | 974.5489 | 603.1072 | 577.6047 | 1730.4402 | 6430.672 | 703.4498 | 3317.2295 | 25966 |  | 3246
2016-05-23 18:00 | 6297.7817 | 565.47 | 259.2079 | 255.0216 | 783.0816 | 2838.9214 | 348.6007 | 1791.2122 | 13139 |  | 1642
2016-05-23 19:00 | 1696.8842 | 107.8523 | 89.1513 | 73.5947 | 240.2555 | 1009.4925 | 50.9568 | 362.399 | 3631 |  | 454
2016-05-23 20:00 | 3.0966 | 0 | 0 | 0 | 0 | 0.20117 | 0 | 0.0080469 | 3 |  | 0
2016-05-23 21:00 | 0 | 0 | 0 | 0 | 0 | 0 | 0 | 0 | 0 |  | 0
2016-05-23 22:00 | 0 | 0 | 0 | 0 | 0 | 0 | 0 | 0 | 0 |  | 0
2016-05-23 23:00 | 0 | 0 | 0 | 0 | 0 | 0 | 0 | 0 | 0 |  | 0
2016-05-24 | 0 | 0 | 0 | 0 | 0 | 0 | 0 | 0 | 0 |  | 0
2016-05-24 01:00 | 0 | 0 | 0 | 0 | 0 | 0 | 0 | 0 | 0 |  | 0
2016-05-24 02:00 | 0 | 0 | 0 | 0 | 0 | 0 | 0 | 0 | 0 |  | 0
2016-05-24 03:00 | 0 | 0 | 0 | 0 | 0 | 0 | 0 | 0 | 0 |  | 0
2016-05-24 04:00 | 0 | 0 | 0 | 0 | 0 | 0 | 0 | 0 | 0 |  | 0
2016-05-24 05:00 | 40.2254 | 27.7718 | 0 | 8.5772 | 2.0081 | 0.039089 | 14.5531 | 221.1071 | 314 |  | 39
2016-05-24 06:00 | 99.4746 | 55.9354 | 0 | 1.5794 | 2.1311 | 1188.836 | 85.7299 | 862.8235 | 2297 |  | 287
2016-05-24 07:00 | 1011.3116 | 263.8457 | 160.3702 | 313.007 | 796.4569 | 2046.7452 | 419.1655 | 362.9367 | 5374 |  | 672
2016-05-24 08:00 | 4471.2427 | 279.2232 | 232.6857 | 199.347 | 646.7609 | 3429.903 | 589.0066 | 4295.9614 | 14144 |  | 1768
2016-05-24 09:00 | 1801.0609 | 967.2455 | 610.3137 | 393.6477 | 1654.4924 | 6718.77 | 514.3162 | 1422.9131 | 14083 |  | 1760
2016-05-24 10:00 | 4487.725 | 1950.5708 | 1027.5325 | 900.1271 | 3896.604 | 10225.43 | 724.977 | 194.2259 | 23407 |  | 2926
2016-05-24 11:00 | 18342.43 | 1671.3429 | 1527.33 | 1658.0012 | 4221.855 | 13677.105 | 1167.5264 | 5057.1074 | 47323 |  | 5915
2016-05-24 12:00 | 17499.96 | 2287.0435 | 2103.9585 | 1904.2122 | 6289.077 | 14853.146 | 1354.2317 | 8438.542 | 54730 |  | 6841
2016-05-24 13:00 | 11587.7 | 1708.9254 | 1724.0359 | 1270.3027 | 4561.87 | 14960.239 | 1711.4802 | 4771.3784 | 42296 |  | 5287
2016-05-24 14:00 | 8906.317 | 1121.8832 | 1095.3346 | 815.2143 | 2949.077 | 12502.455 | 1301.6499 | 4298.929 | 32991 |  | 4124
2016-05-24 15:00 | 6900.2476 | 2168.1448 | 1181.6865 | 863.1686 | 2712.0261 | 10929.698 | 1043.2024 | 4682.6304 | 30481 |  | 3810
2016-05-24 16:00 | 20226.14 | 1859.676 | 900.4624 | 733.275 | 2859.0466 | 10423.827 | 833.613 | 8406.191 | 46242 |  | 5780
2016-05-24 17:00 | 9252.098 | 1103.4548 | 587.2438 | 623.7253 | 2219.127 | 4633.422 | 1022.7387 | 2501.893 | 21944 |  | 2743
2016-05-24 18:00 | 6944.748 | 499.1708 | 373.1809 | 350.6345 | 1167.3762 | 3761.908 | 500.2289 | 664.2836 | 14262 |  | 1783
2016-05-24 19:00 | 960.8781 | 48.5146 | 63.9073 | 55.614 | 176.9427 | 1225.2815 | 92.2997 | 159.0756 | 2783 |  | 348
2016-05-24 20:00 | 11.0161 | 0 | 0 | 0 | 0 | 0 | 0 | 0 | 11 |  | 1
2016-05-24 21:00 | 0 | 0 | 0 | 0 | 0 | 0 | 0 | 0 | 0 |  | 0
2016-05-24 22:00 | 0 | 0 | 0 | 0 | 0 | 0 | 0 | 0 | 0 |  | 0
2016-05-24 23:00 | 0 | 0 | 0 | 0 | 0 | 0 | 0 | 0 | 0 |  | 0
2016-05-25 | 0 | 0 | 0 | 0 | 0 | 0 | 0 | 0 | 0 |  | 0
2016-05-25 01:00 | 0 | 0 | 0 | 0 | 0 | 0 | 0 | 0 | 0 |  | 0
2016-05-25 02:00 | 0 | 0 | 0 | 0 | 0 | 0 | 0 | 0 | 0 |  | 0
2016-05-25 03:00 | 0 | 0 | 0 | 0 | 0 | 0 | 0 | 0 | 0 |  | 0
2016-05-25 04:00 | 0 | 0 | 0 | 0 | 0 | 0 | 0 | 0 | 0 |  | 0
2016-05-25 05:00 | 31.7561 | 11.5076 | 0 | 0.52101 | 1.2219 | 218.5796 | 18.8868 | 30.0688 | 313 |  | 39
2016-05-25 06:00 | 2431.8225 | 233.6611 | 113.0248 | 104.3751 | 442.3734 | 2554.7434 | 208.8236 | 608.6788 | 6698 |  | 837
2016-05-25 07:00 | 6881.921 | 682.8831 | 476.4458 | 377.7239 | 1145.0958 | 5376.1157 | 599.4926 | 2074.795 | 17614 |  | 2202
2016-05-25 08:00 | 13476.399 | 2623.9832 | 852.4783 | 786.9396 | 2660.2947 | 8620.065 | 1295.983 | 3398.3687 | 33715 |  | 4214
2016-05-25 09:00 | 31793.377 | 7330.848 | 3479.316 | 2281.7068 | 8500.116 | 11712.833 | 2568.822 | 8576.488 | 76244 |  | 9530
2016-05-25 10:00 | 43112.84 | 7769.0225 | 4345.4316 | 3429.6177 | 10470.266 | 23944.219 | 4122.562 | 14377.531 | 111571 |  | 13946
2016-05-25 11:00 | 46474.664 | 7163.038 | 4406.6978 | 3493.0317 | 11233.66 | 38234.2 | 4854.402 | 13944.39 | 129804 |  | 16226
2016-05-25 12:00 | 47080.965 | 6199.924 | 4238.273 | 3387.516 | 11151.838 | 39227.324 | 5250.6353 | 10236.955 | 126773 |  | 15847
2016-05-25 13:00 | 42924.844 | 5333.8447 | 3853.6987 | 3141.9163 | 10743.041 | 37350.94 | 5071.951 | 10335.596 | 118756 |  | 14844
2016-05-25 14:00 | 40345.766 | 4095.9155 | 3016.2263 | 2460.3762 | 9547.219 | 28389.617 | 4768.596 | 12223.132 | 104847 |  | 13106
2016-05-25 15:00 | 29310.443 | 2203.6125 | 1972.7275 | 1976.4131 | 7286.606 | 29145.727 | 3407.7852 | 8050.144 | 83353 |  | 10419
2016-05-25 16:00 | 15442.384 | 1444.5669 | 1348.962 | 1135.388 | 4316.1826 | 20123.355 | 1408.8931 | 5549.0244 | 50769 |  | 6346
2016-05-25 17:00 | 10568.189 | 570.4671 | 485.132 | 541.4179 | 2568.9407 | 11396.419 | 720.3602 | 3167.4893 | 30018 |  | 3752
2016-05-25 18:00 | 9717.131 | 515.1931 | 169.3907 | 213.4092 | 571.3764 | 3210.8962 | 220.8425 | 1181.3093 | 15800 |  | 1975
2016-05-25 19:00 | 2703.7896 | 202.4191 | 57.3642 | 93.9191 | 297.2113 | 784.0432 | 151.6434 | 714.6007 | 5005 |  | 626
2016-05-25 20:00 | 26.4705 | 0 | 0 | 0 | 0.31383 | 10.7868 | 0 | 3.1041 | 41 |  | 5
2016-05-25 21:00 | 0 | 0 | 0 | 0 | 0 | 0 | 0 | 0 | 0 |  | 0
2016-05-25 22:00 | 0 | 0 | 0 | 0 | 0 | 0 | 0 | 0 | 0 |  | 0
2016-05-25 23:00 | 0 | 0 | 0 | 0 | 0 | 0 | 0 | 0 | 0 |  | 0
2016-05-26 | 0 | 0 | 0 | 0 | 0 | 0 | 0 | 0 | 0 |  | 0
2016-05-26 01:00 | 0 | 0 | 0 | 0 | 0 | 0 | 0 | 0 | 0 |  | 0
2016-05-26 02:00 | 0 | 0 | 0 | 0 | 0 | 0 | 0 | 0 | 0 |  | 0
2016-05-26 03:00 | 0 | 0 | 0 | 0 | 0 | 0 | 0 | 0 | 0 |  | 0
2016-05-26 04:00 | 0 | 0 | 0 | 0 | 0 | 0 | 0 | 0 | 0 |  | 0
2016-05-26 05:00 | 372.4283 | 29.9746 | 0 | 63.9525 | 3.0372 | 628.4073 | 53.847 | 189.6967 | 1341 |  | 168
2016-05-26 06:00 | 6776.598 | 349.362 | 75.813 | 588.4902 | 442.3448 | 3368.799 | 282.5346 | 1211.42 | 13095 |  | 1637
2016-05-26 07:00 | 15528.667 | 2250.1902 | 397.4683 | 1745.0231 | 2257.0212 | 12638.329 | 467.4727 | 4442.845 | 39727 |  | 4966
2016-05-26 08:00 | 24147.125 | 4791.523 | 1791.9775 | 2433.9512 | 6095.718 | 20720.873 | 672.3738 | 9443.716 | 70097 |  | 8762
2016-05-26 09:00 | 36140.684 | 7264.355 | 3514.3596 | 3100.9583 | 8945.003 | 27747.586 | 2876.7944 | 12537.604 | 102127 |  | 12766
2016-05-26 10:00 | 40848.53 | 7711.8604 | 4330.829 | 3370.5688 | 10398.516 | 33215.184 | 4162.321 | 13971.596 | 118009 |  | 14751
2016-05-26 11:00 | 43155.023 | 7068.528 | 4390.1006 | 3458.889 | 11189.489 | 36608.96 | 4872.2017 | 11067.882 | 121811 |  | 15226
2016-05-26 12:00 | 45203.688 | 5726.5103 | 3693.3154 | 3149.3838 | 10329.616 | 35552.555 | 5365.1714 | 8918.812 | 117939 |  | 14742
2016-05-26 13:00 | 31310.502 | 5055.8394 | 2435.6682 | 2750.0093 | 8592.734 | 38275.73 | 4971.5864 | 9946.348 | 103338 |  | 12917
2016-05-26 14:00 | 28045.895 | 3769.7678 | 2635.7036 | 2454.0393 | 9205.259 | 33244.09 | 4833.5303 | 11470.534 | 95659 |  | 11957
2016-05-26 15:00 | 31330.91 | 1607.8219 | 1362.9092 | 1534.8408 | 6114.0396 | 25159.54 | 4499.903 | 9130.137 | 80740 |  | 10093
2016-05-26 16:00 | 28088.787 | 1466.5148 | 1332.0032 | 1190.1469 | 3526.1646 | 14759.759 | 1676.5181 | 5340.1255 | 57380 |  | 7173
2016-05-26 17:00 | 21665.924 | 916.9937 | 728.6707 | 748.8241 | 2091.1655 | 9541.939 | 975.8888 | 4459.749 | 41129 |  | 5141
2016-05-26 18:00 | 9899.418 | 617.6017 | 245.14 | 379.036 | 1309.3552 | 7603.7456 | 654.7098 | 923.3226 | 21632 |  | 2704
2016-05-26 19:00 | 2278.5059 | 64.0773 | 118.959 | 140.9531 | 459.0098 | 1444.5026 | 156.9422 | 427.3816 | 5090 |  | 636
2016-05-26 20:00 | 26.5553 | 0 | 0 | 0 | 0.0080469 | 0.88918 | 0 | 12.3761 | 40 |  | 5
2016-05-26 21:00 | 0 | 0 | 0 | 0 | 0 | 0 | 0 | 0 | 0 |  | 0
2016-05-26 22:00 | 0 | 0 | 0 | 0 | 0 | 0 | 0 | 0 | 0 |  | 0
2016-05-26 23:00 | 0 | 0 | 0 | 0 | 0 | 0 | 0 | 0 | 0 |  | 0
2016-05-27 | 0 | 0 | 0 | 0 | 0 | 0 | 0 | 0 | 0 |  | 0
2016-05-27 01:00 | 0 | 0 | 0 | 0 | 0 | 0 | 0 | 0 | 0 |  | 0
2016-05-27 02:00 | 0 | 0 | 0 | 0 | 0 | 0 | 0 | 0 | 0 |  | 0
2016-05-27 03:00 | 0 | 0 | 0 | 0 | 0 | 0 | 0 | 0 | 0 |  | 0
2016-05-27 04:00 | 0 | 0 | 0 | 0 | 0 | 0 | 0 | 0 | 0 |  | 0
2016-05-27 05:00 | 66.2673 | 0 | 0 | 0 | 1.2679 | 196.2465 | 6.8029 | 0 | 271 |  | 34
2016-05-27 06:00 | 2767.0823 | 381.5709 | 140.8948 | 115.9296 | 363.719 | 1531.7075 | 65.5771 | 984.2415 | 6351 |  | 794
2016-05-27 07:00 | 5071.993 | 1123.8724 | 674.9286 | 680.9831 | 2066.3826 | 6096.021 | 448.7104 | 3147.3743 | 19310 |  | 2414
2016-05-27 08:00 | 16690.768 | 2029.3016 | 1682.28 | 1165.8109 | 4437.452 | 11996.704 | 625.339 | 3227.03 | 41855 |  | 5232
2016-05-27 09:00 | 32595.225 | 4337.8066 | 2194.086 | 2027.7076 | 5791.84 | 18300.32 | 783.6053 | 6924.163 | 72955 |  | 9119
2016-05-27 10:00 | 40085.258 | 7149.6997 | 3847.677 | 3097.2073 | 9341.603 | 31671.35 | 2442.169 | 9345.788 | 106981 |  | 13373
2016-05-27 11:00 | 41725.492 | 6622.197 | 4083.4993 | 3361.499 | 10349.946 | 35296.594 | 3775.4573 | 13176.212 | 118391 |  | 14799
2016-05-27 12:00 | 44799.445 | 5506.36 | 3425.4087 | 3021.023 | 9385.074 | 33697.598 | 4740.6665 | 14285.296 | 118861 |  | 14858
2016-05-27 13:00 | 19247.031 | 5206.9897 | 3629.6445 | 3093.5486 | 10112.793 | 36425.71 | 5253.2393 | 10943.716 | 93913 |  | 11739
2016-05-27 14:00 | 32380.21 | 3759.2405 | 3070.4944 | 2643.845 | 8958.207 | 35304.48 | 5034.841 | 12147.521 | 103299 |  | 12912
2016-05-27 15:00 | 36912.254 | 1893.852 | 2316.663 | 2048.183 | 7264.63 | 29594.367 | 4066.0173 | 9917.94 | 94014 |  | 11752
2016-05-27 16:00 | 22487.295 | 1094.5399 | 1307.5206 | 1374.4886 | 5022.7305 | 21504.424 | 1782.3909 | 7886.897 | 62460 |  | 7808
2016-05-27 17:00 | 20691.73 | 691.2306 | 495.5547 | 585.8306 | 2599.8406 | 14522.843 | 740.4191 | 4744.7754 | 45072 |  | 5634
2016-05-27 18:00 | 8362.393 | 474.6168 | 265.6998 | 291.0534 | 1117.8718 | 5258.669 | 425.1586 | 2509.0115 | 18704 |  | 2338
2016-05-27 19:00 | 2035.5454 | 159.1471 | 101.9076 | 130.4217 | 376.8351 | 1913.6997 | 138.6155 | 555.6085 | 5412 |  | 676
2016-05-27 20:00 | 43.9584 | 0 | 0 | 0.71617 | 0.016094 | 14.5568 | 0.022129 | 2.8325 | 62 |  | 8
2016-05-27 21:00 | 0 | 0 | 0 | 0 | 0 | 0 | 0 | 0 | 0 |  | 0
2016-05-27 22:00 | 0 | 0 | 0 | 0 | 0 | 0 | 0 | 0 | 0 |  | 0
2016-05-27 23:00 | 0 | 0 | 0 | 0 | 0 | 0 | 0 | 0 | 0 |  | 0
2016-05-28 | 0 | 0 | 0 | 0 | 0 | 0 | 0 | 0 | 0 |  | 0
2016-05-28 01:00 | 0 | 0 | 0 | 0 | 0 | 0 | 0 | 0 | 0 |  | 0
2016-05-28 02:00 | 0 | 0 | 0 | 0 | 0 | 0 | 0 | 0 | 0 |  | 0
2016-05-28 03:00 | 0 | 0 | 0 | 0 | 0 | 0 | 0 | 0 | 0 |  | 0
2016-05-28 04:00 | 0 | 0 | 0 | 0 | 0 | 0 | 0 | 0 | 0 |  | 0
2016-05-28 05:00 | 303.4501 | 82.8603 | 0 | 63.779 | 62.9557 | 620.4029 | 20.832 | 129.4244 | 1284 |  | 160
2016-05-28 06:00 | 5994.085 | 475.4506 | 364.6168 | 649.3378 | 1094.0662 | 4379.653 | 217.3209 | 1033.3396 | 14208 |  | 1776
2016-05-28 07:00 | 15896.295 | 1740.3466 | 409.7459 | 1330.4429 | 2105.5647 | 11795.202 | 571.5549 | 5018.2534 | 38867 |  | 4858
2016-05-28 08:00 | 27474.576 | 3824.5315 | 934.9438 | 1996.1068 | 5087.428 | 17187.828 | 1036.3761 | 8596.203 | 66138 |  | 8267
2016-05-28 09:00 | 34363.094 | 6843.5874 | 3253.8284 | 2934.908 | 8469.514 | 23967.312 | 2749.2253 | 11614.555 | 94196 |  | 11775
2016-05-28 10:00 | 39815.074 | 7380.2295 | 4014.1316 | 3180.148 | 9657.196 | 31915.293 | 3839.8982 | 12916.317 | 112718 |  | 14090
2016-05-28 11:00 | 44361.07 | 6282.1387 | 3920.0942 | 3196.0627 | 9262.677 | 35141.703 | 3876.4043 | 9518.635 | 115559 |  | 14445
2016-05-28 12:00 | 40560.688 | 5398.3926 | 3902.381 | 3033.515 | 9437.52 | 35784.355 | 4037.1633 | 12786.817 | 114941 |  | 14368
2016-05-28 13:00 | 37025.6 | 4406.2856 | 3259.968 | 2272.8096 | 8619.422 | 36255.24 | 2898.12 | 8035.957 | 102773 |  | 12847
2016-05-28 14:00 | 22800.8 | 3499.5334 | 2943.2551 | 2560.2861 | 7805.3276 | 29534.979 | 4379.6904 | 6906.0854 | 80430 |  | 10054
2016-05-28 15:00 | 23226.08 | 2486.4802 | 2220.7625 | 1623.9076 | 4459.574 | 19051.531 | 2577.4421 | 10606.332 | 66252 |  | 8282
2016-05-28 16:00 | 18330.508 | 1253.1077 | 1412.1279 | 1300.0692 | 4354.188 | 12043.067 | 1562.3993 | 5436.583 | 45692 |  | 5712
2016-05-28 17:00 | 21123.37 | 733.3881 | 585.4181 | 658.0553 | 2044.0349 | 10266.738 | 846.6137 | 2067.0952 | 38325 |  | 4791
2016-05-28 18:00 | 12392.471 | 257.4799 | 362.1396 | 385.5942 | 1100.1526 | 3868.8328 | 315.8922 | 2406.957 | 21090 |  | 2636
2016-05-28 19:00 | 1797.1776 | 366.0242 | 49.6573 | 158.9157 | 407.888 | 1477.6235 | 24.6536 | 790.5451 | 5072 |  | 634
2016-05-28 20:00 | 15.782 | 3.0136 | 2.9532 | 5.152 | 18.4756 | 25.9351 | 0 | 8.8355 | 80 |  | 10
2016-05-28 21:00 | 0 | 0 | 0 | 0 | 0 | 0 | 0 | 0 | 0 |  | 0
2016-05-28 22:00 | 0 | 0 | 0 | 0 | 0 | 0 | 0 | 0 | 0 |  | 0
2016-05-28 23:00 | 0 | 0 | 0 | 0 | 0 | 0 | 0 | 0 | 0 |  | 0
2016-05-29 | 0 | 0 | 0 | 0 | 0 | 0 | 0 | 0 | 0 |  | 0
2016-05-29 01:00 | 0 | 0 | 0 | 0 | 0 | 0 | 0 | 0 | 0 |  | 0
2016-05-29 02:00 | 0 | 0 | 0 | 0 | 0 | 0 | 0 | 0 | 0 |  | 0
2016-05-29 03:00 | 0 | 0 | 0 | 0 | 0 | 0 | 0 | 0 | 0 |  | 0
2016-05-29 04:00 | 0 | 0 | 0 | 0 | 0 | 0 | 0 | 0 | 0 |  | 0
2016-05-29 05:00 | 312.6572 | 0 | 0 | 0.38183 | 0.39574 | 132.7812 | 10.037 | 6.307 | 463 |  | 58
2016-05-29 06:00 | 2122.8828 | 89.8593 | 4.8655 | 63.767 | 191.225 | 1557.3262 | 228.2485 | 494.1948 | 4752 |  | 594
2016-05-29 07:00 | 5276.8647 | 328.7117 | 273.6554 | 350.3538 | 974.331 | 3067.3315 | 649.372 | 1988.6638 | 12909 |  | 1614
2016-05-29 08:00 | 7056.5483 | 1037.9607 | 532.3225 | 622.0444 | 1882.0067 | 3270.8943 | 771.1532 | 3697.2488 | 18870 |  | 2359
2016-05-29 09:00 | 11093.972 | 1900.0297 | 701.8411 | 596.5533 | 2288.2979 | 4669.2896 | 613.3334 | 5458.3643 | 27322 |  | 3415
2016-05-29 10:00 | 12255.219 | 2298.8667 | 615.2062 | 470.4086 | 1678.8195 | 5975.081 | 780.9746 | 9805.279 | 33880 |  | 4235
2016-05-29 11:00 | 19538.55 | 1789.3036 | 630.2758 | 562.4689 | 1873.3251 | 7042.837 | 1087.2273 | 8285.102 | 40809 |  | 5101
2016-05-29 12:00 | 28440.303 | 1508.1638 | 800.5034 | 673.8315 | 2465.6953 | 8722.525 | 1215.8392 | 6027.7007 | 49855 |  | 6232
2016-05-29 13:00 | 29080.273 | 1637.6195 | 983.5179 | 1038.7377 | 3219.7034 | 10832.235 | 1157.9482 | 7057.1455 | 55007 |  | 6876
2016-05-29 14:00 | 20138.691 | 1356.4526 | 825.1245 | 861.7353 | 2361.1904 | 8888.977 | 1576.5342 | 6342.3174 | 42351 |  | 5294
2016-05-29 15:00 | 13912.838 | 1110.9888 | 616.0808 | 584.3706 | 1989.982 | 5790.9434 | 1208.5199 | 4224.3696 | 29438 |  | 3680
2016-05-29 16:00 | 10827.533 | 644.785 | 327.1874 | 369.523 | 1066.4282 | 4542.794 | 720.4659 | 2356.9297 | 20856 |  | 2607
2016-05-29 17:00 | 6006.1157 | 445.8472 | 199.744 | 207.7693 | 781.0256 | 2214.2083 | 189.2212 | 1072.057 | 11116 |  | 1389
2016-05-29 18:00 | 4399.1626 | 229.0915 | 98.53 | 110.901 | 347.8402 | 938.7233 | 88.6705 | 584.9836 | 6798 |  | 850
2016-05-29 19:00 | 404.2332 | 30.0903 | 23.4245 | 34.679 | 73.1199 | 384.5762 | 12.2031 | 108.8963 | 1071 |  | 134
2016-05-29 20:00 | 0 | 0 | 0 | 0 | 0 | 0 | 0 | 0 | 0 |  | 0
2016-05-29 21:00 | 0 | 0 | 0 | 0 | 0 | 0 | 0 | 0 | 0 |  | 0
2016-05-29 22:00 | 0 | 0 | 0 | 0 | 0 | 0 | 0 | 0 | 0 |  | 0
2016-05-29 23:00 | 0 | 0 | 0 | 0 | 0 | 0 | 0 | 0 | 0 |  | 0
2016-05-30 | 0 | 0 | 0 | 0 | 0 | 0 | 0 | 0 | 0 |  | 0
2016-05-30 01:00 | 0 | 0 | 0 | 0 | 0 | 0 | 0 | 0 | 0 |  | 0
2016-05-30 02:00 | 0 | 0 | 0 | 0 | 0 | 0 | 0 | 0 | 0 |  | 0
2016-05-30 03:00 | 0 | 0 | 0 | 0 | 0 | 0 | 0 | 0 | 0 |  | 0
2016-05-30 04:00 | 0 | 0 | 0 | 0 | 0 | 0 | 0 | 0 | 0 |  | 0
2016-05-30 05:00 | 51.4879 | 0 | 0 | 0 | 0 | 133.8797 | 1.6571 | 48.6858 | 236 |  | 29
2016-05-30 06:00 | 1251.543 | 159.7265 | 35.8832 | 75.1841 | 176.7479 | 325.2048 | 91.0123 | 305.5245 | 2421 |  | 303
2016-05-30 07:00 | 1992.9816 | 442.8267 | 202.7075 | 251.1385 | 536.3564 | 4587.3555 | 313.1182 | 1333.3253 | 9660 |  | 1207
2016-05-30 08:00 | 5035.963 | 569.0547 | 334.8503 | 416.7136 | 1294.8285 | 2424.3796 | 547.1883 | 2292.6511 | 12916 |  | 1614
2016-05-30 09:00 | 17773.736 | 1103.269 | 690.5849 | 683.4537 | 1897.4646 | 9110.566 | 1110.1991 | 3650.4753 | 36020 |  | 4502
2016-05-30 10:00 | 18420.52 | 1513.85 | 1009.3673 | 973.2258 | 3140.1106 | 14217.327 | 1201.034 | 5111.7036 | 45587 |  | 5698
2016-05-30 11:00 | 28770.691 | 2988.2139 | 1923.6643 | 1907.8982 | 5237.3965 | 16413.145 | 1898.5739 | 9711.885 | 68851 |  | 8606
2016-05-30 12:00 | 35001.082 | 3704.4949 | 2531.995 | 2003.5511 | 6933.6396 | 25199.355 | 3621.9531 | 10089.986 | 89086 |  | 11136
2016-05-30 13:00 | 28909.896 | 4655.266 | 2924.3174 | 2844.3179 | 9490.519 | 21087.367 | 4775.289 | 9005.002 | 83692 |  | 10461
2016-05-30 14:00 | 38825.113 | 3034.2422 | 2708.561 | 2058.791 | 7207.1973 | 27433.984 | 2886.7751 | 10073.319 | 94228 |  | 11778
2016-05-30 15:00 | 36934.832 | 2428.404 | 1771.8413 | 1510.5392 | 5143.8076 | 24047.752 | 3813.7478 | 10709.041 | 86360 |  | 10795
2016-05-30 16:00 | 28707.055 | 1405.0205 | 1517.8397 | 1342.9369 | 5039.975 | 19118.596 | 1780.0713 | 8243.309 | 67155 |  | 8394
2016-05-30 17:00 | 17754.79 | 1173.5723 | 750.8971 | 794.4911 | 2841.4922 | 9998.966 | 890.6301 | 5087.429 | 39292 |  | 4912
2016-05-30 18:00 | 13090.29 | 545.2019 | 497.7304 | 462.7245 | 1794.4209 | 6344.7153 | 444.3263 | 2643.193 | 25823 |  | 3228
2016-05-30 19:00 | 2162.2437 | 228.0545 | 94.9571 | 98.5853 | 341.6703 | 1561.7917 | 148.4166 | 846.6499 | 5482 |  | 685
2016-05-30 20:00 | 30.1142 | 0.0040234 | 0 | 0.022129 | 3.0015 | 3.8243 | 0.54518 | 5.8119 | 43 |  | 5
2016-05-30 21:00 | 0 | 0 | 0 | 0 | 0 | 0 | 0 | 0 | 0 |  | 0
2016-05-30 22:00 | 0 | 0 | 0 | 0 | 0 | 0 | 0 | 0 | 0 |  | 0
2016-05-30 23:00 | 0 | 0 | 0 | 0 | 0 | 0 | 0 | 0 | 0 |  | 0
2016-05-31 | 0 | 0 | 0 | 0 | 0 | 0 | 0 | 0 | 0 |  | 0
2016-05-31 01:00 | 0 | 0 | 0 | 0 | 0 | 0 | 0 | 0 | 0 |  | 0
2016-05-31 02:00 | 0 | 0 | 0 | 0 | 0 | 0 | 0 | 0 | 0 |  | 0
2016-05-31 03:00 | 0 | 0 | 0 | 0 | 0 | 0 | 0 | 0 | 0 |  | 0
2016-05-31 04:00 | 0 | 0 | 0 | 0 | 0 | 0 | 0 | 0 | 0 |  | 0
2016-05-31 05:00 | 359.791 | 53.8209 | 2.4539 | 33.5324 | 27.7573 | 519.8144 | 28.1501 | 126.4528 | 1152 |  | 144
2016-05-31 06:00 | 6520.5566 | 389.6466 | 149.2268 | 654.9583 | 633.7349 | 3781.4277 | 169.6618 | 2068.518 | 14368 |  | 1796
2016-05-31 07:00 | 16878.477 | 2625.1238 | 328.3209 | 1733.1206 | 2185.3252 | 12042.936 | 316.1079 | 5915.0723 | 42024 |  | 5253
2016-05-31 08:00 | 25090.818 | 5005.8896 | 1851.8357 | 2687.7012 | 6468.6875 | 21662.188 | 755.016 | 9746.973 | 73269 |  | 9159
2016-05-31 09:00 | 30243.488 | 6847.6777 | 3475.2268 | 3143.4834 | 8998.255 | 29222.1 | 2724.2488 | 11252.01 | 95906 |  | 11988
2016-05-31 10:00 | 43738.395 | 6663.454 | 4314.98 | 3302.0708 | 10130.185 | 33883.54 | 3669.9805 | 12733.141 | 118436 |  | 14804
2016-05-31 11:00 | 48013.68 | 7365.397 | 3774.6963 | 3244.0464 | 9925.172 | 32279.36 | 4806.641 | 12030.371 | 121439 |  | 15180
2016-05-31 12:00 | 46438.543 | 6358.8013 | 4334.2026 | 3588.4172 | 11487.569 | 38448.344 | 5428.368 | 12045.967 | 128130 |  | 16016
2016-05-31 13:00 | 45349.33 | 5544.1963 | 3972.6133 | 3279.896 | 11026.749 | 39021.1 | 5554.482 | 10127.816 | 123876 |  | 15485
2016-05-31 14:00 | 43368.85 | 4109.1167 | 3379.106 | 2821.019 | 9775.207 | 36316.69 | 5409.2944 | 13158.96 | 118338 |  | 14792
2016-05-31 15:00 | 40123.094 | 2105.8591 | 2476.8865 | 2174.827 | 8025.406 | 31683.23 | 4833.591 | 12530.338 | 103953 |  | 12994
2016-05-31 16:00 | 32533.088 | 863.1883 | 1397.7703 | 1347.5337 | 5690.2993 | 24415.639 | 1585.7836 | 9628.53 | 77462 |  | 9683
2016-05-31 17:00 | 23407.611 | 405.1561 | 408.6646 | 489.5578 | 3190.94 | 14894.938 | 286.4084 | 5824.3765 | 48908 |  | 6113
2016-05-31 18:00 | 11993.307 | 266.1946 | 183.3782 | 160.3943 | 1093.5863 | 5702.16 | 148.0544 | 1973.7253 | 21521 |  | 2690
2016-05-31 19:00 | 2140.1255 | 82.6052 | 62.1259 | 80.3662 | 295.1916 | 1541.5801 | 48.6434 | 388.1249 | 4639 |  | 580
2016-05-31 20:00 | 64.998 | 0 | 0 | 0.71617 | 6.3651 | 42.6323 | 0 | 15.9972 | 131 |  | 16
2016-05-31 21:00 | 0 | 0 | 0 | 0 | 0 | 0 | 0 | 0 | 0 |  | 0
2016-05-31 22:00 | 0 | 0 | 0 | 0 | 0 | 0 | 0 | 0 | 0 |  | 0
2016-05-31 23:00 | 0 | 0 | 0 | 0 | 0 | 0 | 0 | 0 | 0 |  | 0
2016-06-01 | 0 | 0 | 0 | 0 | 0 | 0 | 0 | 0 | 0 |  | 0
2016-06-01 01:00 | 0 | 0 | 0 | 0 | 0 | 0 | 0 | 0 | 0 |  | 0
2016-06-01 02:00 | 0 | 0 | 0 | 0 | 0 | 0 | 0 | 0 | 0 |  | 0
2016-06-01 03:00 | 0 | 0 | 0 | 0 | 0 | 0 | 0 | 0 | 0 |  | 0
2016-06-01 04:00 | 0 | 0 | 0 | 0 | 0 | 0 | 0 | 0 | 0 |  | 0
2016-06-01 05:00 | 642.7171 | 45.4884 | 0 | 118.9178 | 3.8076 | 558.8875 | 28.7532 | 188.869 | 1587 |  | 198
2016-06-01 06:00 | 6891.9365 | 304.2513 | 24.221 | 891.7355 | 541.6667 | 5039.4097 | 167.2658 | 1998.0681 | 15859 |  | 1982
2016-06-01 07:00 | 17497.875 | 2552.4185 | 244.0852 | 1836.4844 | 2299.8918 | 12959.662 | 290.0089 | 5760.275 | 43441 |  | 5430
2016-06-01 08:00 | 25604.258 | 5015.5234 | 1818.9025 | 2629.364 | 6561.3257 | 21336.666 | 631.2899 | 9580.326 | 73178 |  | 9147
2016-06-01 09:00 | 36282.773 | 7284.1143 | 3429.301 | 3172.3857 | 9101.714 | 28973.045 | 2949.3228 | 12576.869 | 103770 |  | 12971
2016-06-01 10:00 | 38219.406 | 7476.4316 | 4102.4434 | 3361.734 | 10020.958 | 34355.64 | 3910.9204 | 14284.432 | 115732 |  | 14466
2016-06-01 11:00 | 42044.13 | 6897.96 | 4408.995 | 3553.4446 | 11162.016 | 38141.86 | 3076.2449 | 10797.059 | 120082 |  | 15010
2016-06-01 12:00 | 46775.27 | 3671.996 | 4148.9355 | 3467.334 | 10924.051 | 39142.875 | 4461.3804 | 9343.333 | 121935 |  | 15242
2016-06-01 13:00 | 30968.074 | 3831.598 | 3889.0325 | 3299.3555 | 10736.289 | 38289.664 | 4939.251 | 9592.289 | 105546 |  | 13193
2016-06-01 14:00 | 43478.92 | 3735.3552 | 3508.003 | 2883.7063 | 9748.471 | 37627.402 | 5389.006 | 8797.047 | 115168 |  | 14396
2016-06-01 15:00 | 26639.264 | 2369.1167 | 2414.7302 | 2126.6543 | 7660.3833 | 31827.074 | 4847.8335 | 9022.13 | 86907 |  | 10863
2016-06-01 16:00 | 31580.352 | 1400.3774 | 1435.7495 | 1334.0109 | 5023.2456 | 22619.291 | 1950.1218 | 9690.66 | 75034 |  | 9379
2016-06-01 17:00 | 21623.9 | 772.335 | 742.9197 | 782.4258 | 3698.2874 | 15209.752 | 479.7728 | 5197.6553 | 48507 |  | 6063
2016-06-01 18:00 | 12502.604 | 448.907 | 386.9762 | 339.3468 | 1529.3167 | 7295.2686 | 201.188 | 2132.7397 | 24836 |  | 3105
2016-06-01 19:00 | 2202.5342 | 117.4643 | 118.625 | 131.5121 | 407.4777 | 2506.714 | 75.4696 | 609.8203 | 6170 |  | 771
2016-06-01 20:00 | 40.8663 | 1.7462 | 1.2412 | 3.4018 | 15.3132 | 74.852 | 0.32992 | 10.3483 | 148 |  | 19
2016-06-01 21:00 | 0 | 0 | 0 | 0 | 0 | 0 | 0 | 0 | 0 |  | 0
2016-06-01 22:00 | 0 | 0 | 0 | 0 | 0 | 0 | 0 | 0 | 0 |  | 0
2016-06-01 23:00 | 0 | 0 | 0 | 0 | 0 | 0 | 0 | 0 | 0 |  | 0
2016-06-02 | 0 | 0 | 0 | 0 | 0 | 0 | 0 | 0 | 0 |  | 0
2016-06-02 01:00 | 0 | 0 | 0 | 0 | 0 | 0 | 0 | 0 | 0 |  | 0
2016-06-02 02:00 | 0 | 0 | 0 | 0 | 0 | 0 | 0 | 0 | 0 |  | 0
2016-06-02 03:00 | 0 | 0 | 0 | 0 | 0 | 0 | 0 | 0 | 0 |  | 0
2016-06-02 04:00 | 0 | 0 | 0 | 0 | 0 | 0 | 0 | 0 | 0 |  | 0
2016-06-02 05:00 | 681.0973 | 53.1026 | 0 | 10.9062 | 0 | 499.5543 | 41.0872 | 193.4118 | 1479 |  | 185
2016-06-02 06:00 | 6877.6934 | 483.1303 | 59.4216 | 173.8792 | 504.6151 | 4719.7217 | 284.4766 | 2132.3867 | 15235 |  | 1904
2016-06-02 07:00 | 17884.322 | 646.051 | 334.9865 | 349.9405 | 1004.9245 | 7972.1543 | 516.7408 | 5736.5527 | 34446 |  | 4306
2016-06-02 08:00 | 29094.803 | 1052.2505 | 544.7533 | 580.5944 | 1598.0739 | 20952.914 | 951.718 | 5417.149 | 60192 |  | 7524
2016-06-02 09:00 | 34848.027 | 1284.7495 | 900.8731 | 1198.24 | 2362.044 | 29493.47 | 2573.48 | 4426.92 | 77088 |  | 9636
2016-06-02 10:00 | 42523.582 | 1678.2202 | 2650.3843 | 2940.8015 | 6298.878 | 34830.477 | 3894.9868 | 4796.948 | 99614 |  | 12452
2016-06-02 11:00 | 47963.008 | 4396.2036 | 4304.7188 | 3384.0337 | 10395.477 | 35205.965 | 4071.7341 | 6779.5864 | 116501 |  | 14563
2016-06-02 12:00 | 44398.984 | 6219.0713 | 4070.4692 | 3483.0957 | 10515.326 | 40619.445 | 4686.2446 | 10446.449 | 124439 |  | 15555
2016-06-02 13:00 | 37873.03 | 5256.1523 | 3482.6733 | 2976.857 | 9805.6455 | 38378.773 | 5310.4927 | 9678.015 | 112762 |  | 14095
2016-06-02 14:00 | 44778.63 | 3947.6338 | 3015.3894 | 2413.983 | 8654.627 | 29339.848 | 3801.2068 | 9408.118 | 105359 |  | 13170
2016-06-02 15:00 | 41231.586 | 2447.5396 | 2515.6663 | 2193.0972 | 7476.2627 | 24189.707 | 3533.4893 | 11253.691 | 94841 |  | 11855
2016-06-02 16:00 | 33689.098 | 971.7687 | 1526.1521 | 1447.1761 | 5667.9893 | 13743.716 | 1702.3586 | 9027.231 | 67775 |  | 8472
2016-06-02 17:00 | 22867.33 | 460.07 | 501.5677 | 572.0101 | 3188.916 | 6487.68 | 457.8833 | 4392.6343 | 38928 |  | 4866
2016-06-02 18:00 | 7052.708 | 420.3144 | 215.2519 | 270.0088 | 989.3954 | 1873.1716 | 378.3279 | 2100.4536 | 13300 |  | 1662
2016-06-02 19:00 | 2277.5847 | 98.5742 | 19.2803 | 29.7996 | 72.2127 | 339.1074 | 30.4353 | 587.613 | 3455 |  | 432
2016-06-02 20:00 | 3.2714 | 0 | 0 | 0 | 0 | 0 | 0 | 0.1207 | 3 |  | 0
2016-06-02 21:00 | 0 | 0 | 0 | 0 | 0 | 0 | 0 | 0 | 0 |  | 0
2016-06-02 22:00 | 0 | 0 | 0 | 0 | 0 | 0 | 0 | 0 | 0 |  | 0
2016-06-02 23:00 | 0 | 0 | 0 | 0 | 0 | 0 | 0 | 0 | 0 |  | 0
2016-06-03 | 0 | 0 | 0 | 0 | 0 | 0 | 0 | 0 | 0 |  | 0
2016-06-03 01:00 | 0 | 0 | 0 | 0 | 0 | 0 | 0 | 0 | 0 |  | 0
2016-06-03 02:00 | 0 | 0 | 0 | 0 | 0 | 0 | 0 | 0 | 0 |  | 0
2016-06-03 03:00 | 0 | 0 | 0 | 0 | 0 | 0 | 0 | 0 | 0 |  | 0
2016-06-03 04:00 | 0 | 0 | 0 | 0 | 0 | 0 | 0 | 0 | 0 |  | 0
2016-06-03 05:00 | 6.2907 | 0 | 0 | 0 | 0 | 58.9394 | 0.22634 | 0.37237 | 66 |  | 8
2016-06-03 06:00 | 2567.5002 | 118.6059 | 16.8574 | 33.9206 | 120.0713 | 1615.6321 | 96.1925 | 195.9694 | 4765 |  | 596
2016-06-03 07:00 | 8112.812 | 401.3297 | 295.4154 | 203.9748 | 735.5461 | 5173.5425 | 328.9178 | 930.654 | 16182 |  | 2023
2016-06-03 08:00 | 13923.1875 | 903.7509 | 400.2643 | 309.6258 | 1209.1661 | 4306.934 | 495.4658 | 1698.7286 | 23247 |  | 2906
2016-06-03 09:00 | 13370.623 | 1954.4033 | 1057.4805 | 663.1683 | 2693.1338 | 5740.425 | 608.9044 | 2784.7153 | 28873 |  | 3609
2016-06-03 10:00 | 17838.617 | 2521.576 | 1568.6719 | 1061.7838 | 4148.563 | 9225.059 | 1082.0109 | 2831.7527 | 40278 |  | 5035
2016-06-03 11:00 | 25787.867 | 1884.6133 | 2125.357 | 1504.4971 | 5262.667 | 13121.73 | 1002.0627 | 4004.4287 | 54693 |  | 6837
2016-06-03 12:00 | 38178.453 | 3829.7925 | 1589.4318 | 1506.5316 | 4753.5796 | 11764.7 | 886.4118 | 6740.318 | 69249 |  | 8656
2016-06-03 13:00 | 32415.559 | 5396.2334 | 2900.9587 | 2300.9153 | 7314.5366 | 27106.39 | 1503.0415 | 7714.1797 | 86652 |  | 10831
2016-06-03 14:00 | 38908.34 | 2763.538 | 2412.3264 | 1964.3281 | 5595.123 | 29654.346 | 1127.497 | 8777.983 | 91203 |  | 11400
2016-06-03 15:00 | 41161.203 | 1951.6628 | 1784.9729 | 1373.4507 | 4366.91 | 25941.385 | 1367.3365 | 10161.8 | 88109 |  | 11014
2016-06-03 16:00 | 33996.645 | 1782.2983 | 1184.7102 | 1001.9476 | 4211.131 | 16871.494 | 2101.7964 | 9435.414 | 70585 |  | 8823
2016-06-03 17:00 | 19176.545 | 816.963 | 795.2716 | 825.9534 | 3127.0518 | 15455.508 | 575.433 | 5940.3096 | 46713 |  | 5839
2016-06-03 18:00 | 13707.602 | 377.5875 | 232.8323 | 254.409 | 1135.1123 | 6234.6562 | 227.5586 | 2186.8127 | 24357 |  | 3045
2016-06-03 19:00 | 2791.6155 | 101.453 | 83.257 | 101.6723 | 357.8485 | 1749.1632 | 80.8138 | 542.46 | 5808 |  | 726
2016-06-03 20:00 | 73.276 | 0.01207 | 0 | 2.924 | 5.7696 | 40.0553 | 0.37418 | 10.5837 | 133 |  | 17
2016-06-03 21:00 | 0 | 0 | 0 | 0 | 0 | 0 | 0 | 0 | 0 |  | 0
2016-06-03 22:00 | 0 | 0 | 0 | 0 | 0 | 0 | 0 | 0 | 0 |  | 0
2016-06-03 23:00 | 0 | 0 | 0 | 0 | 0 | 0 | 0 | 0 | 0 |  | 0
2016-06-04 | 0 | 0 | 0 | 0 | 0 | 0 | 0 | 0 | 0 |  | 0
2016-06-04 01:00 | 0 | 0 | 0 | 0 | 0 | 0 | 0 | 0 | 0 |  | 0
2016-06-04 02:00 | 0 | 0 | 0 | 0 | 0 | 0 | 0 | 0 | 0 |  | 0
2016-06-04 03:00 | 0 | 0 | 0 | 0 | 0 | 0 | 0 | 0 | 0 |  | 0
2016-06-04 04:00 | 0 | 0 | 0 | 0 | 0 | 0 | 0 | 0 | 0 |  | 0
2016-06-04 05:00 | 379.479 | 45.1434 | 0 | 6.0177 | 26.6101 | 409.1411 | 4.6395 | 107.1633 | 978 |  | 122
2016-06-04 06:00 | 3081.7405 | 395.416 | 231.4599 | 175.8845 | 680.8685 | 2848.913 | 191.3849 | 1204.5555 | 8810 |  | 1101
2016-06-04 07:00 | 13200.457 | 2048.6223 | 491.0365 | 465.6135 | 1300.9073 | 5847.8447 | 567.7354 | 2683.8298 | 26606 |  | 3326
2016-06-04 08:00 | 25233.416 | 5185.819 | 1324.6968 | 1972.6664 | 5365.5103 | 9991.941 | 1142.3353 | 8299.718 | 58516 |  | 7315
2016-06-04 09:00 | 35933.195 | 7162.3594 | 3326.8508 | 3056.2449 | 8794.44 | 23325.602 | 2779.1228 | 11848.911 | 96227 |  | 12028
2016-06-04 10:00 | 40153.277 | 7526.4766 | 4178.0176 | 3314.1814 | 9967.321 | 33859.207 | 3941.2551 | 13649.986 | 116590 |  | 14574
2016-06-04 11:00 | 45828.797 | 5682.192 | 4115.9683 | 3159.897 | 10606.727 | 35764.92 | 4232.3516 | 10274.539 | 119665 |  | 14958
2016-06-04 12:00 | 38701.285 | 5557.7993 | 3646.3135 | 3026.825 | 9702.986 | 33330.22 | 3543.741 | 9700.082 | 107209 |  | 13401
2016-06-04 13:00 | 33283.5 | 4027.9536 | 3030.2097 | 2555.2397 | 8081.5405 | 28671.932 | 3490.7534 | 8384.453 | 91526 |  | 11441
2016-06-04 14:00 | 28860.828 | 3837.2446 | 2315.0376 | 2132.9167 | 7382.915 | 29321.598 | 4488.8506 | 8844.489 | 87184 |  | 10898
2016-06-04 15:00 | 36512.773 | 2616.9 | 1755.0173 | 1960.7618 | 6707.637 | 30180.02 | 1971.0095 | 6395.1533 | 88099 |  | 11012
2016-06-04 16:00 | 34468.812 | 1335.1777 | 1221.8978 | 1400.2306 | 2951.3604 | 23942.475 | 1747.1455 | 9309.848 | 76377 |  | 9547
2016-06-04 17:00 | 21619.676 | 567.3127 | 505.903 | 561.0422 | 1730.1987 | 14820.557 | 775.4451 | 3727.3909 | 44308 |  | 5538
2016-06-04 18:00 | 12542.891 | 324.7558 | 357.9532 | 358.4641 | 1228.3716 | 5616.8394 | 394.3109 | 1436.4296 | 22260 |  | 2783
2016-06-04 19:00 | 3107.576 | 130.5404 | 77.2661 | 129.1101 | 416.6189 | 1646.5999 | 118.8061 | 633.6129 | 6260 |  | 783
2016-06-04 20:00 | 136.8797 | 1.3076 | 2.1022 | 2.9371 | 10.6782 | 44.2417 | 0.74836 | 47.0259 | 246 |  | 31
2016-06-04 21:00 | 0 | 0 | 0 | 0 | 0 | 0 | 0 | 0 | 0 |  | 0
2016-06-04 22:00 | 0 | 0 | 0 | 0 | 0 | 0 | 0 | 0 | 0 |  | 0
2016-06-04 23:00 | 0 | 0 | 0 | 0 | 0 | 0 | 0 | 0 | 0 |  | 0
2016-06-05 | 0 | 0 | 0 | 0 | 0 | 0 | 0 | 0 | 0 |  | 0
2016-06-05 01:00 | 0 | 0 | 0 | 0 | 0 | 0 | 0 | 0 | 0 |  | 0
2016-06-05 02:00 | 0 | 0 | 0 | 0 | 0 | 0 | 0 | 0 | 0 |  | 0
2016-06-05 03:00 | 0 | 0 | 0 | 0 | 0 | 0 | 0 | 0 | 0 |  | 0
2016-06-05 04:00 | 0 | 0 | 0 | 0 | 0 | 0 | 0 | 0 | 0 |  | 0
2016-06-05 05:00 | 107.1573 | 15.8481 | 0 | 3.849 | 9.7837 | 422.0416 | 38.8388 | 26.8249 | 624 |  | 78
2016-06-05 06:00 | 2106.1907 | 97.4133 | 113.3794 | 81.1769 | 418.615 | 1965.5793 | 135.0573 | 515.0629 | 5432 |  | 679
2016-06-05 07:00 | 2678.5059 | 555.4642 | 353.4523 | 265.9807 | 1048.9127 | 4127.6206 | 353.8918 | 1040.1091 | 10424 |  | 1303
2016-06-05 08:00 | 3896.3413 | 556.7372 | 356.4056 | 301.8171 | 1011.0614 | 5100.463 | 481.8526 | 1907.9194 | 13613 |  | 1702
2016-06-05 09:00 | 6935.164 | 494.2192 | 334.1563 | 291.1207 | 960.1214 | 3742.5264 | 350.4313 | 2508.944 | 15617 |  | 1952
2016-06-05 10:00 | 10549.903 | 546.639 | 249.4141 | 263.0824 | 1045.8015 | 4327.6436 | 466.3639 | 1843.5737 | 19292 |  | 2412
2016-06-05 11:00 | 8574.816 | 421.2758 | 192.8436 | 257.1692 | 510.7371 | 5484.7754 | 510.5313 | 1257.9147 | 17210 |  | 2151
2016-06-05 12:00 | 15562.67 | 409.4846 | 385.8908 | 365.0169 | 1060.7753 | 2649.9836 | 492.3933 | 1434.0992 | 22360 |  | 2795
2016-06-05 13:00 | 5238.844 | 1112.7611 | 678.4999 | 566.3357 | 2061.1472 | 3719.3716 | 188.1593 | 2057.7507 | 15623 |  | 1953
2016-06-05 14:00 | 5931.2114 | 873.9301 | 763.829 | 562.5585 | 2324.2432 | 6048.4404 | 551.3545 | 2884.5676 | 19940 |  | 2493
2016-06-05 15:00 | 2975.447 | 363.1877 | 397.3952 | 426.4313 | 1421.753 | 2771.8354 | 304.9051 | 934.2004 | 9595 |  | 1199
2016-06-05 16:00 | 2260.818 | 220.9496 | 184.0275 | 252 | 585.6083 | 2316.8354 | 166.595 | 363.3511 | 6350 |  | 794
2016-06-05 17:00 | 1198.8522 | 160.8832 | 66.5087 | 77.3307 | 306.0971 | 1767.9336 | 106.4599 | 231.9798 | 3916 |  | 490
2016-06-05 18:00 | 202.2135 | 67.3669 | 16.8064 | 26.7762 | 181.9298 | 334.7792 | 18.4942 | 86.8474 | 935 |  | 117
2016-06-05 19:00 | 7.0282 | 0 | 0 | 0 | 0.42045 | 9.8554 | 0 | 0 | 17 |  | 2
2016-06-05 20:00 | 0 | 0 | 0 | 0 | 0 | 0 | 0 | 0 | 0 |  | 0
2016-06-05 21:00 | 0 | 0 | 0 | 0 | 0 | 0 | 0 | 0 | 0 |  | 0
2016-06-05 22:00 | 0 | 0 | 0 | 0 | 0 | 0 | 0 | 0 | 0 |  | 0
2016-06-05 23:00 | 0 | 0 | 0 | 0 | 0 | 0 | 0 | 0 | 0 |  | 0
2016-06-06 | 0 | 0 | 0 | 0 | 0 | 0 | 0 | 0 | 0 |  | 0
2016-06-06 01:00 | 0 | 0 | 0 | 0 | 0 | 0 | 0 | 0 | 0 |  | 0
2016-06-06 02:00 | 0 | 0 | 0 | 0 | 0 | 0 | 0 | 0 | 0 |  | 0
2016-06-06 03:00 | 0 | 0 | 0 | 0 | 0 | 0 | 0 | 0 | 0 |  | 0
2016-06-06 04:00 | 0 | 0 | 0 | 0 | 0 | 0 | 0 | 0 | 0 |  | 0
2016-06-06 05:00 | 294.628 | 62.1651 | 0.91799 | 8.9735 | 39.7792 | 452.0046 | 20.4954 | 97.7832 | 977 |  | 122
2016-06-06 06:00 | 3105.8848 | 556.6744 | 248.0653 | 242.9264 | 1001.6494 | 4173.8843 | 261.643 | 783.892 | 10375 |  | 1297
2016-06-06 07:00 | 14626.697 | 1727.5974 | 647.7253 | 767.4707 | 2418.7012 | 8177.531 | 606.7991 | 1949.6406 | 30922 |  | 3865
2016-06-06 08:00 | 12370.4795 | 4547.0938 | 1480.1919 | 2400.0286 | 6036.7217 | 14072.513 | 1134.6143 | 4986.934 | 47029 |  | 5879
2016-06-06 09:00 | 17323.033 | 6436.2734 | 3085.1511 | 3086.6091 | 8680.741 | 27704.256 | 2702.5708 | 11343.111 | 80362 |  | 10045
2016-06-06 10:00 | 28346.521 | 7278.0977 | 3929.8352 | 2980.8064 | 9383.941 | 28493.207 | 3547.5347 | 9096.191 | 93056 |  | 11632
2016-06-06 11:00 | 45850.266 | 6395.2114 | 4462.1763 | 3413.074 | 10536.142 | 31973.12 | 3661.9924 | 10018.562 | 116311 |  | 14539
2016-06-06 12:00 | 44285.91 | 5895.716 | 4297.321 | 3593.669 | 9852.38 | 32988.516 | 4608.6797 | 11653.987 | 117176 |  | 14647
2016-06-06 13:00 | 41716.414 | 5694.224 | 3660.9197 | 3144.0176 | 10443.282 | 37324.875 | 4718.5435 | 9722.449 | 116425 |  | 14553
2016-06-06 14:00 | 37883.312 | 3607.9812 | 2772.5688 | 2601.6914 | 8778.3 | 37052.586 | 3929.7314 | 7302.7563 | 103929 |  | 12991
2016-06-06 15:00 | 25856.105 | 2283.8157 | 2697.6423 | 1770.9744 | 8157.1694 | 28418.654 | 3970.4749 | 10647.7 | 83803 |  | 10475
2016-06-06 16:00 | 27884.9 | 998.7057 | 1478.5609 | 1293.1288 | 5129.569 | 19886.303 | 2061.4988 | 9430.632 | 68163 |  | 8520
2016-06-06 17:00 | 20755.162 | 445.2859 | 475.7212 | 546.6121 | 3505.1946 | 14936.042 | 304.4414 | 6406.7446 | 47375 |  | 5922
2016-06-06 18:00 | 10674.103 | 326.8761 | 204.1935 | 181.4349 | 1180.8467 | 5689.064 | 160.9697 | 2573.2598 | 20991 |  | 2624
2016-06-06 19:00 | 2921.8594 | 110.725 | 68.6519 | 94.7902 | 306.9159 | 1553.7952 | 65.9763 | 434.3059 | 5557 |  | 695
2016-06-06 20:00 | 135.9147 | 7.8175 | 0 | 2.3577 | 5.6409 | 47.7099 | 0.18307 | 27.2407 | 227 |  | 28
2016-06-06 21:00 | 0 | 0 | 0 | 0 | 0 | 0 | 0 | 0 | 0 |  | 0
2016-06-06 22:00 | 0 | 0 | 0 | 0 | 0 | 0 | 0 | 0 | 0 |  | 0
2016-06-06 23:00 | 0 | 0 | 0 | 0 | 0 | 0 | 0 | 0 | 0 |  | 0
2016-06-07 | 0 | 0 | 0 | 0 | 0 | 0 | 0 | 0 | 0 |  | 0
2016-06-07 01:00 | 0 | 0 | 0 | 0 | 0 | 0 | 0 | 0 | 0 |  | 0
2016-06-07 02:00 | 0 | 0 | 0 | 0 | 0 | 0 | 0 | 0 | 0 |  | 0
2016-06-07 03:00 | 0 | 0 | 0 | 0 | 0 | 0 | 0 | 0 | 0 |  | 0
2016-06-07 04:00 | 0 | 0 | 0 | 0 | 0 | 0 | 0 | 0 | 0 |  | 0
2016-06-07 05:00 | 14.3741 | 44.8703 | 0 | 123.9826 | 84.1212 | 871.2396 | 44.4026 | 185.0236 | 1368 |  | 171
2016-06-07 06:00 | 419.9891 | 3.0046 | 0 | 28.6347 | 23.7089 | 1726.7366 | 179.1457 | 405.5642 | 2787 |  | 348
2016-06-07 07:00 | 4980.8276 | 588.7645 | 311.463 | 281.3537 | 1083.5479 | 1737.6893 | 96.4357 | 385.8809 | 9466 |  | 1183
2016-06-07 08:00 | 6044.218 | 2256.047 | 1319.0917 | 1239.0076 | 3573.3425 | 13411.149 | 293.8867 | 1112.1655 | 29249 |  | 3656
2016-06-07 09:00 | 12961.469 | 3810.8079 | 2173.1086 | 1851.8563 | 6009.753 | 13412.072 | 1283.6093 | 3033.4902 | 44536 |  | 5567
2016-06-07 10:00 | 37675.285 | 2047.9316 | 3563.7332 | 2640.65 | 7235.122 | 28758.305 | 1754.8368 | 5325.222 | 89001 |  | 11125
2016-06-07 11:00 | 41575.16 | 5972.459 | 1543.5354 | 2057.5747 | 5516.201 | 27768.654 | 4179.1445 | 13665.832 | 102279 |  | 12785
2016-06-07 12:00 | 26270.162 | 4201.036 | 3389.4573 | 3311.9534 | 10518.567 | 28819.865 | 4932.0024 | 10748.952 | 92192 |  | 11524
2016-06-07 13:00 | 32096.377 | 5618.652 | 3166.1033 | 3164.677 | 10042.2705 | 24184.957 | 5554.0474 | 7079.56 | 90907 |  | 11363
2016-06-07 14:00 | 17330.047 | 4117.272 | 2877.9255 | 2714.3105 | 9267.143 | 18968.459 | 4829.183 | 7041.3706 | 67146 |  | 8393
2016-06-07 15:00 | 24867.965 | 2222.7036 | 2378.477 | 2041.1984 | 7431.7075 | 25356.701 | 3356.3574 | 11996.472 | 79652 |  | 9956
2016-06-07 16:00 | 34064.37 | 1133.1549 | 1379.4636 | 1317.0984 | 4015.1733 | 23124.697 | 1998.218 | 7191.3413 | 74224 |  | 9278
2016-06-07 17:00 | 11764.583 | 797.904 | 519.3634 | 648.1597 | 2756.477 | 13560.243 | 595.8389 | 4623.5815 | 35266 |  | 4408
2016-06-07 18:00 | 2621.6018 | 308.3884 | 223.4859 | 213.6787 | 1001.1278 | 3760.2202 | 407.4334 | 2166.8242 | 10703 |  | 1338
2016-06-07 19:00 | 874.0862 | 91.6137 | 67.4489 | 59.7641 | 145.9059 | 1724.9924 | 128.9934 | 616.3765 | 3709 |  | 464
2016-06-07 20:00 | 2.8127 | 0 | 0 | 0 | 0.0080469 | 16.7576 | 0 | 10.6621 | 30 |  | 4
2016-06-07 21:00 | 0 | 0 | 0 | 0 | 0 | 0 | 0 | 0 | 0 |  | 0
2016-06-07 22:00 | 0 | 0 | 0 | 0 | 0 | 0 | 0 | 0 | 0 |  | 0
2016-06-07 23:00 | 0 | 0 | 0 | 0 | 0 | 0 | 0 | 0 | 0 |  | 0
2016-06-08 | 0 | 0 | 0 | 0 | 0 | 0 | 0 | 0 | 0 |  | 0
2016-06-08 01:00 | 0 | 0 | 0 | 0 | 0 | 0 | 0 | 0 | 0 |  | 0
2016-06-08 02:00 | 0 | 0 | 0 | 0 | 0 | 0 | 0 | 0 | 0 |  | 0
2016-06-08 03:00 | 0 | 0 | 0 | 0 | 0 | 0 | 0 | 0 | 0 |  | 0
2016-06-08 04:00 | 0 | 0 | 0 | 0 | 0 | 0 | 0 | 0 | 0 |  | 0
2016-06-08 05:00 | 492.3728 | 32.7415 | 0 | 116.034 | 1.4432 | 350.8755 | 16.7956 | 170.5549 | 1181 |  | 148
2016-06-08 06:00 | 6386.6626 | 250.7577 | 0 | 916.4471 | 458.2738 | 4156.8564 | 143.1945 | 2401.538 | 14714 |  | 1839
2016-06-08 07:00 | 18955.727 | 2841.3357 | 178.2944 | 1829.9336 | 2471.3665 | 12672.126 | 259.2111 | 5488.596 | 44697 |  | 5587
2016-06-08 08:00 | 29600.205 | 5259.222 | 1632.1201 | 2717.575 | 6512.9956 | 21564.205 | 567.5601 | 7675.093 | 75529 |  | 9441
2016-06-08 09:00 | 40184.72 | 6951.5767 | 3234.3552 | 2857.7964 | 9184.593 | 29409.363 | 2905.82 | 9829.782 | 104558 |  | 13070
2016-06-08 10:00 | 34009.35 | 7967.9673 | 3886.046 | 3302.4294 | 10682.534 | 35385.688 | 4159.7207 | 8496.99 | 107891 |  | 13486
2016-06-08 11:00 | 46998.46 | 6817.8516 | 4297.833 | 3155.0237 | 10867.713 | 38653.47 | 5042.5776 | 8976.332 | 124809 |  | 15601
2016-06-08 12:00 | 37900.34 | 4697.9785 | 4066.2095 | 3096.1628 | 10391.255 | 40783.816 | 5090.8423 | 7144.096 | 113171 |  | 14146
2016-06-08 13:00 | 11227.694 | 4803.5576 | 1889.7704 | 2139.2153 | 9114.192 | 37610.227 | 5091.2817 | 10419.139 | 82295 |  | 10287
2016-06-08 14:00 | 13343.539 | 1974.4657 | 1602.8268 | 1690.0227 | 5654.4946 | 26972.893 | 2827.2937 | 6477.764 | 60543 |  | 7568
2016-06-08 15:00 | 32972.14 | 2578.2026 | 808.8035 | 1582.3134 | 4013.1855 | 15399.734 | 1995.3171 | 8336.21 | 67686 |  | 8461
2016-06-08 16:00 | 17444.934 | 1286.321 | 1274.1663 | 361.8841 | 2662.212 | 15971.335 | 1964.3086 | 7451.5186 | 48417 |  | 6052
2016-06-08 17:00 | 19271.068 | 1041.7122 | 781.1745 | 642.2492 | 3365.6777 | 6507.4194 | 856.9358 | 3511.966 | 35978 |  | 4497
2016-06-08 18:00 | 11507.376 | 490.6461 | 215.4269 | 286.7363 | 1016.5536 | 6848.9165 | 316.6003 | 2424.276 | 23107 |  | 2888
2016-06-08 19:00 | 2759.2083 | 127.551 | 91.5553 | 98.9947 | 376.5454 | 1807.4045 | 143.7051 | 537.1852 | 5942 |  | 743
2016-06-08 20:00 | 70.2402 | 5.4558 | 0 | 2.1968 | 13.8084 | 89.5979 | 0.17502 | 16.3251 | 198 |  | 25
2016-06-08 21:00 | 0 | 0 | 0 | 0 | 0 | 0 | 0 | 0 | 0 |  | 0
2016-06-08 22:00 | 0 | 0 | 0 | 0 | 0 | 0 | 0 | 0 | 0 |  | 0
2016-06-08 23:00 | 0 | 0 | 0 | 0 | 0 | 0 | 0 | 0 | 0 |  | 0
2016-06-09 | 0 | 0 | 0 | 0 | 0 | 0 | 0 | 0 | 0 |  | 0
2016-06-09 01:00 | 0 | 0 | 0 | 0 | 0 | 0 | 0 | 0 | 0 |  | 0
2016-06-09 02:00 | 0 | 0 | 0 | 0 | 0 | 0 | 0 | 0 | 0 |  | 0
2016-06-09 03:00 | 0 | 0 | 0 | 0 | 0 | 0 | 0 | 0 | 0 |  | 0
2016-06-09 04:00 | 0 | 0 | 0 | 0 | 0 | 0 | 0 | 0 | 0 |  | 0
2016-06-09 05:00 | 254.7112 | 68.8267 | 0 | 54.5677 | 33.8981 | 1048.1575 | 81.423 | 134.804 | 1676 |  | 210
2016-06-09 06:00 | 3154.9285 | 655.7308 | 233.0256 | 205.2123 | 528.5402 | 4086.9126 | 343.3521 | 956.3711 | 10164 |  | 1271
2016-06-09 07:00 | 17437.88 | 2500.3274 | 409.0539 | 647.4919 | 861.2283 | 7419.2793 | 897.0361 | 4363.0537 | 34535 |  | 4317
2016-06-09 08:00 | 24854.219 | 5779.376 | 1343.7372 | 1837.3866 | 4059.1738 | 10795.916 | 950.4975 | 5945.9473 | 55566 |  | 6946
2016-06-09 09:00 | 31173.02 | 6621.542 | 3133.84 | 2049.9421 | 6577.52 | 27271.605 | 1868.6676 | 7621.306 | 86317 |  | 10790
2016-06-09 10:00 | 40476.42 | 6773.011 | 3665.8489 | 2805.555 | 7200.193 | 34700.68 | 3057.4907 | 8139.725 | 106819 |  | 13352
2016-06-09 11:00 | 42730.266 | 7502.411 | 3330.374 | 2990.9368 | 7535.5522 | 30683.896 | 4139.9595 | 8117.5225 | 107031 |  | 13379
2016-06-09 12:00 | 26273.758 | 3990.771 | 3124.8076 | 2422.898 | 9324.558 | 34520.945 | 4023.1738 | 7739.4775 | 91420 |  | 11428
2016-06-09 13:00 | 26027.367 | 3968.433 | 3288.4268 | 3187.6367 | 7527.996 | 35106.22 | 3039.4453 | 8331.081 | 90477 |  | 11310
2016-06-09 14:00 | 39089.9 | 4619.9443 | 3249.6257 | 2754.38 | 9342.804 | 36289.934 | 5311.674 | 7684.007 | 108342 |  | 13543
2016-06-09 15:00 | 33217.664 | 2693.5947 | 1691.5094 | 1923.2212 | 5732.7266 | 30607.227 | 2836.7646 | 6709.0137 | 85412 |  | 10676
2016-06-09 16:00 | 20689.203 | 1297.0757 | 1173.6849 | 1211.5496 | 4079.2063 | 16065.26 | 1733.0172 | 5767.409 | 52016 |  | 6502
2016-06-09 17:00 | 13123.811 | 1383.1008 | 533.7411 | 616.0386 | 1957.9454 | 16489.588 | 941.6553 | 2771.553 | 37817 |  | 4727
2016-06-09 18:00 | 6519.36 | 456.6722 | 497.8642 | 322.4564 | 1176.948 | 4330.3936 | 434.9155 | 1558.0007 | 15297 |  | 1912
2016-06-09 19:00 | 3550.844 | 221.3856 | 175.9168 | 122.7772 | 459.4484 | 2032.383 | 120.0936 | 677.1556 | 7360 |  | 920
2016-06-09 20:00 | 141.9397 | 1.6939 | 3.088 | 2.754 | 3.1544 | 54.6906 | 0.65582 | 34.7484 | 243 |  | 30
2016-06-09 21:00 | 0 | 0 | 0 | 0 | 0 | 0 | 0 | 0 | 0 |  | 0
2016-06-09 22:00 | 0 | 0 | 0 | 0 | 0 | 0 | 0 | 0 | 0 |  | 0
2016-06-09 23:00 | 0 | 0 | 0 | 0 | 0 | 0 | 0 | 0 | 0 |  | 0
2016-06-10 | 0 | 0 | 0 | 0 | 0 | 0 | 0 | 0 | 0 |  | 0
2016-06-10 01:00 | 0 | 0 | 0 | 0 | 0 | 0 | 0 | 0 | 0 |  | 0
2016-06-10 02:00 | 0 | 0 | 0 | 0 | 0 | 0 | 0 | 0 | 0 |  | 0
2016-06-10 03:00 | 0 | 0 | 0 | 0 | 0 | 0 | 0 | 0 | 0 |  | 0
2016-06-10 04:00 | 0 | 0 | 0 | 0 | 0 | 0 | 0 | 0 | 0 |  | 0
2016-06-10 05:00 | 240.0849 | 63.2019 | 26.6492 | 32.4933 | 144.3959 | 169.2649 | 24.4012 | 28.6771 | 729 |  | 91
2016-06-10 06:00 | 3426.481 | 524.2191 | 278.1891 | 688.6331 | 1169.4736 | 2020.52 | 339.6171 | 617.626 | 9065 |  | 1133
2016-06-10 07:00 | 8942.664 | 2097.6013 | 509.101 | 1321.5576 | 3268.0994 | 15087.551 | 736.2722 | 2647.6204 | 34610 |  | 4326
2016-06-10 08:00 | 16834.963 | 4229.9355 | 1795.5554 | 2787.18 | 6164.3687 | 22271.92 | 728.353 | 7658.098 | 62470 |  | 7809
2016-06-10 09:00 | 40658.98 | 5834.1904 | 3772.4963 | 3437.9297 | 9982.373 | 30038.346 | 3052.513 | 10874.673 | 107652 |  | 13456
2016-06-10 10:00 | 45349.04 | 7818.5186 | 4736.5005 | 3672.7395 | 11252.633 | 34535.56 | 4231.7603 | 10254.283 | 121851 |  | 15231
2016-06-10 11:00 | 42803.51 | 7782.0884 | 4762.4644 | 3824.565 | 11605.566 | 34445.848 | 4475.6816 | 10825.733 | 120525 |  | 15066
2016-06-10 12:00 | 41693.56 | 6790.5405 | 4227.685 | 3747.873 | 11899.598 | 23048.271 | 2514.0005 | 9133.262 | 103055 |  | 12882
2016-06-10 13:00 | 33710.496 | 4385.3096 | 2289.6738 | 2582.0088 | 9244.282 | 28890.059 | 2374.323 | 9176.186 | 92652 |  | 11582
2016-06-10 14:00 | 22655.025 | 4591.603 | 2717.832 | 2617.1575 | 10185.501 | 25488.998 | 3051.1274 | 12365.079 | 83672 |  | 10459
2016-06-10 15:00 | 24745.684 | 2739.1118 | 2685.5498 | 2379.7063 | 8396.664 | 21508.332 | 4210.107 | 13224.499 | 79890 |  | 9986
2016-06-10 16:00 | 35618.69 | 945.2584 | 1532.7103 | 1170.9309 | 4915.554 | 24642.836 | 2120.8242 | 10232.945 | 81180 |  | 10147
2016-06-10 17:00 | 25946.693 | 475.7433 | 496.6068 | 588.7737 | 3113.569 | 16042.785 | 356.0521 | 6298.0854 | 53318 |  | 6665
2016-06-10 18:00 | 13846.103 | 273.4932 | 175.5627 | 170.7044 | 1087.2534 | 7732.242 | 192.0045 | 2224.4116 | 25702 |  | 3213
2016-06-10 19:00 | 2340.1348 | 80.0302 | 70.7924 | 87.5118 | 294.3869 | 1622.4512 | 45.7143 | 375.1332 | 4916 |  | 615
2016-06-10 20:00 | 104.1744 | 0 | 0.068398 | 3.1544 | 7.6204 | 58.6336 | 0 | 14.7479 | 188 |  | 24
2016-06-10 21:00 | 0 | 0 | 0 | 0 | 0 | 0 | 0 | 0 | 0 |  | 0
2016-06-10 22:00 | 0 | 0 | 0 | 0 | 0 | 0 | 0 | 0 | 0 |  | 0
2016-06-10 23:00 | 0 | 0 | 0 | 0 | 0 | 0 | 0 | 0 | 0 |  | 0
2016-06-11 | 0 | 0 | 0 | 0 | 0 | 0 | 0 | 0 | 0 |  | 0
2016-06-11 01:00 | 0 | 0 | 0 | 0 | 0 | 0 | 0 | 0 | 0 |  | 0
2016-06-11 02:00 | 0 | 0 | 0 | 0 | 0 | 0 | 0 | 0 | 0 |  | 0
2016-06-11 03:00 | 0 | 0 | 0 | 0 | 0 | 0 | 0 | 0 | 0 |  | 0
2016-06-11 04:00 | 0 | 0 | 0 | 0 | 0 | 0 | 0 | 0 | 0 |  | 0
2016-06-11 05:00 | 802.2098 | 47.3817 | 0 | 118.3359 | 3.5682 | 484.4992 | 29.2063 | 267.0479 | 1752 |  | 219
2016-06-11 06:00 | 5706.107 | 494.22 | 165.3171 | 808.1719 | 901.0126 | 5033.2773 | 308.0461 | 1940.8242 | 15357 |  | 1920
2016-06-11 07:00 | 11711.35 | 1794.4812 | 622.9428 | 1166.3912 | 2766.9395 | 9893.057 | 632.7712 | 4323.746 | 32912 |  | 4114
2016-06-11 08:00 | 13252.492 | 2247.866 | 1380.0824 | 1555.433 | 3898.449 | 16690.107 | 1254.7874 | 5001.927 | 45281 |  | 5660
2016-06-11 09:00 | 18331.16 | 1763.624 | 1234.2224 | 1162.9236 | 3268.2175 | 15622.457 | 1395.826 | 4460.6123 | 47239 |  | 5905
2016-06-11 10:00 | 30037.72 | 3278.2778 | 1508.9625 | 1444.6483 | 4506.235 | 14451.756 | 1582.602 | 8944.86 | 65755 |  | 8219
2016-06-11 11:00 | 8320.747 | 2591.6892 | 1766.8508 | 1722.252 | 4967.484 | 21959.44 | 1980.183 | 4952.882 | 48262 |  | 6033
2016-06-11 12:00 | 8454.78 | 1889.5681 | 1152.0992 | 1097.21 | 3453.6946 | 15398.619 | 1339.4989 | 5252.516 | 38038 |  | 4755
2016-06-11 13:00 | 19996.69 | 1329.8567 | 1019.6406 | 841.693 | 2633.2231 | 7951.1875 | 662.3302 | 3822.9243 | 38258 |  | 4782
2016-06-11 14:00 | 7706.869 | 1566.5625 | 1107.605 | 1279.4672 | 3713.3772 | 9588.198 | 726.3763 | 1715.1531 | 27404 |  | 3425
2016-06-11 15:00 | 6208.2886 | 558.4571 | 277.9763 | 290.4389 | 814.7944 | 3133.954 | 265.9985 | 601.365 | 12151 |  | 1519
2016-06-11 16:00 | 5781.018 | 414.3437 | 149.0784 | 163.0307 | 437.7239 | 1566.8422 | 205.5313 | 764.9581 | 9483 |  | 1185
2016-06-11 17:00 | 5768.914 | 512.4008 | 339.4966 | 227.6712 | 744.183 | 1375.5146 | 224.3066 | 662.6903 | 9855 |  | 1232
2016-06-11 18:00 | 8303.142 | 351.0409 | 208.7299 | 217.9074 | 654.223 | 1316.4043 | 35.6849 | 612.1318 | 11699 |  | 1462
2016-06-11 19:00 | 3723.3997 | 151.0761 | 79.6389 | 70.6023 | 203.1836 | 1130.3646 | 72.0789 | 147.8623 | 5578 |  | 697
2016-06-11 20:00 | 32.9332 | 0 | 0 | 0 | 0.062363 | 14.7861 | 0 | 0 | 48 |  | 6
2016-06-11 21:00 | 0 | 0 | 0 | 0 | 0 | 0 | 0 | 0 | 0 |  | 0
2016-06-11 22:00 | 0 | 0 | 0 | 0 | 0 | 0 | 0 | 0 | 0 |  | 0
2016-06-11 23:00 | 0 | 0 | 0 | 0 | 0 | 0 | 0 | 0 | 0 |  | 0
2016-06-12 | 0 | 0 | 0 | 0 | 0 | 0 | 0 | 0 | 0 |  | 0
2016-06-12 01:00 | 0 | 0 | 0 | 0 | 0 | 0 | 0 | 0 | 0 |  | 0
2016-06-12 02:00 | 0 | 0 | 0 | 0 | 0 | 0 | 0 | 0 | 0 |  | 0
2016-06-12 03:00 | 0 | 0 | 0 | 0 | 0 | 0 | 0 | 0 | 0 |  | 0
2016-06-12 04:00 | 0 | 0 | 0 | 0 | 0 | 2.1424 | 0 | 0 | 2 |  | 0
2016-06-12 05:00 | 544.3602 | 70.9293 | 0 | 43.0984 | 70.8776 | 475.9777 | 36.4813 | 183.7961 | 1426 |  | 178
2016-06-12 06:00 | 4554.917 | 590.71 | 322.9288 | 487.1641 | 1041.3035 | 4724.11 | 360.2775 | 1705.9482 | 13787 |  | 1723
2016-06-12 07:00 | 12932.762 | 1991.2001 | 725.3842 | 1177.3445 | 2327.1719 | 9538.843 | 522.6461 | 3466.5723 | 32682 |  | 4085
2016-06-12 08:00 | 10738.557 | 4651.9365 | 1780.9899 | 2079.263 | 6383.815 | 19706.867 | 828.37 | 8025.1426 | 54195 |  | 6774
2016-06-12 09:00 | 29955.928 | 4702.201 | 2779.3381 | 3005.7207 | 7602.4316 | 24110.941 | 2825.4336 | 10815.937 | 85798 |  | 10725
2016-06-12 10:00 | 42693.047 | 5864.4136 | 3145.236 | 2984.6758 | 8366.093 | 33012.68 | 2321.1255 | 2382.8035 | 100770 |  | 12596
2016-06-12 11:00 | 37594.2 | 4491.522 | 3591.985 | 3132.767 | 9297.096 | 29320.398 | 2541.5955 | 6880.7085 | 96850 |  | 12106
2016-06-12 12:00 | 34536.38 | 5462.8203 | 3889.9487 | 3724.7737 | 10919.291 | 38254.15 | 4939.0674 | 11161.974 | 112888 |  | 14111
2016-06-12 13:00 | 10440.801 | 4017.8347 | 3105.5747 | 3585.2568 | 11329.038 | 35269.266 | 4757.066 | 5145.9844 | 77651 |  | 9706
2016-06-12 14:00 | 29101.598 | 3577.9785 | 2631.833 | 2653.3845 | 7445.954 | 37839.953 | 5543.669 | 7331.3647 | 96126 |  | 12016
2016-06-12 15:00 | 33433.055 | 1981.7441 | 2079.1213 | 2362.6248 | 3791.0437 | 29476.406 | 1944.7466 | 4335.304 | 79404 |  | 9926
2016-06-12 16:00 | 9768.376 | 1633.5759 | 970.8957 | 833.4551 | 2461.169 | 14419.235 | 2256.8728 | 5243.404 | 37587 |  | 4698
2016-06-12 17:00 | 9060.271 | 801.3641 | 616.6581 | 668.655 | 2287.9438 | 12395.534 | 754.7446 | 3590.8997 | 30176 |  | 3772
2016-06-12 18:00 | 4071.202 | 436.4705 | 374.576 | 347.3695 | 1310.7715 | 4627.48 | 400.5996 | 2383.0981 | 13952 |  | 1744
2016-06-12 19:00 | 1867.49 | 169.6724 | 99.0088 | 136.0223 | 380.7218 | 1530.7368 | 151.8626 | 487.4213 | 4823 |  | 603
2016-06-12 20:00 | 79.2658 | 0.78859 | 0 | 0.17703 | 0 | 22.1329 | 0 | 3.3495 | 106 |  | 13
2016-06-12 21:00 | 0 | 0 | 0 | 0 | 0 | 0 | 0 | 0 | 0 |  | 0
2016-06-12 22:00 | 0 | 0 | 0 | 0 | 0 | 0 | 0 | 0 | 0 |  | 0
2016-06-12 23:00 | 0 | 0 | 0 | 0 | 0 | 0 | 0 | 0 | 0 |  | 0
2016-06-13 | 0 | 0 | 0 | 0 | 0 | 0 | 0 | 0 | 0 |  | 0
2016-06-13 01:00 | 0 | 0 | 0 | 0 | 0 | 0 | 0 | 0 | 0 |  | 0
2016-06-13 02:00 | 0 | 0 | 0 | 0 | 0 | 0 | 0 | 0 | 0 |  | 0
2016-06-13 03:00 | 0 | 0 | 0 | 0 | 0 | 0 | 0 | 0 | 0 |  | 0
2016-06-13 04:00 | 0 | 0 | 0 | 0 | 0 | 0 | 0 | 0 | 0 |  | 0
2016-06-13 05:00 | 144.1044 | 32.1218 | 0 | 118.9924 | 7.3244 | 403.8255 | 23.8231 | 285.4072 | 1016 |  | 127
2016-06-13 06:00 | 1030.9309 | 498.0918 | 0 | 929.9573 | 595.7938 | 4251.3647 | 142.5698 | 637.8303 | 8087 |  | 1011
2016-06-13 07:00 | 14698.652 | 1657.8169 | 480.5054 | 1901.0577 | 3556.5288 | 12786.769 | 398.7462 | 3670.4524 | 39151 |  | 4894
2016-06-13 08:00 | 21842.256 | 3768.6365 | 1496.902 | 2610.9995 | 6199.684 | 15190.34 | 849.3145 | 7275.5117 | 59234 |  | 7404
2016-06-13 09:00 | 10261.985 | 4321.806 | 2476.241 | 3197.459 | 6884.554 | 25497.871 | 2435.7112 | 5821.313 | 60897 |  | 7612
2016-06-13 10:00 | 7736.789 | 2760.045 | 3914.0225 | 2873.4866 | 8984.983 | 24844.184 | 1681.6321 | 4010.939 | 56806 |  | 7101
2016-06-13 11:00 | 12205.961 | 2143.9038 | 3027.0256 | 2666.857 | 10082.557 | 30660.02 | 4154.4023 | 8710.149 | 73651 |  | 9206
2016-06-13 12:00 | 23174.324 | 5709.333 | 2569.365 | 1994.0327 | 7243.012 | 29035.344 | 3893.252 | 6319.6704 | 79938 |  | 9992
2016-06-13 13:00 | 35301.09 | 6127.4053 | 2566.0024 | 2872.5784 | 7175.7764 | 26843.973 | 3684.2053 | 7679.185 | 92250 |  | 11531
2016-06-13 14:00 | 42926.26 | 3365.4263 | 3553.175 | 2605.4714 | 8788.672 | 39322.215 | 3958.5596 | 6583.8745 | 111104 |  | 13888
2016-06-13 15:00 | 42124.22 | 2945.6208 | 1879.1143 | 1745.7333 | 4611.519 | 14508.306 | 1050.7006 | 7461.7373 | 76327 |  | 9541
2016-06-13 16:00 | 38140.89 | 1896.8416 | 1314.5576 | 1304.4025 | 4028.708 | 13620.758 | 921.4818 | 5465.1284 | 66693 |  | 8337
2016-06-13 17:00 | 14388.786 | 1229.3854 | 486.8017 | 642.547 | 1807.9637 | 8537.183 | 1030.6538 | 3411.4785 | 31535 |  | 3942
2016-06-13 18:00 | 2253.0527 | 526.33 | 271.2923 | 258.2504 | 796.9061 | 3773.389 | 467.1452 | 1894.5723 | 10241 |  | 1280
2016-06-13 19:00 | 1270.7941 | 134.5397 | 54.5115 | 82.74 | 231.4523 | 1835.5082 | 152.2147 | 788.5736 | 4550 |  | 569
2016-06-13 20:00 | 222.0752 | 14.8063 | 1.6375 | 7.1798 | 32.8473 | 70.1285 | 7.5399 | 41.5581 | 398 |  | 50
2016-06-13 21:00 | 0 | 0 | 0 | 0 | 0 | 0 | 0 | 0 | 0 |  | 0
2016-06-13 22:00 | 0 | 0 | 0 | 0 | 0 | 0 | 0 | 0 | 0 |  | 0
2016-06-13 23:00 | 0 | 0 | 0 | 0 | 0 | 0 | 0 | 0 | 0 |  | 0
2016-06-14 | 0 | 0 | 0 | 0 | 0 | 0 | 0 | 0 | 0 |  | 0
2016-06-14 01:00 | 0 | 0 | 0 | 0 | 0 | 0 | 0 | 0 | 0 |  | 0
2016-06-14 02:00 | 0 | 0 | 0 | 0 | 0 | 0 | 0 | 0 | 0 |  | 0
2016-06-14 03:00 | 0 | 0 | 0 | 0 | 0 | 0 | 0 | 0 | 0 |  | 0
2016-06-14 04:00 | 0 | 0 | 0 | 0 | 0 | 0 | 0 | 0 | 0 |  | 0
2016-06-14 05:00 | 512.6951 | 29.7201 | 0 | 87.657 | 6.2872 | 685.1427 | 31.3665 | 126.8155 | 1480 |  | 185
2016-06-14 06:00 | 6889.6465 | 248.3558 | 0 | 950.0702 | 572.2178 | 4437.968 | 143.7837 | 1968.5458 | 15211 |  | 1901
2016-06-14 07:00 | 18379.926 | 2930.0085 | 145.3082 | 1893.8647 | 2767.6472 | 13248.321 | 252.5879 | 5938.5444 | 45556 |  | 5695
2016-06-14 08:00 | 29127.596 | 5327.2476 | 1602.4952 | 2729.3433 | 7125.847 | 22289.746 | 563.2482 | 10460.506 | 79226 |  | 9903
2016-06-14 09:00 | 40431.95 | 7819.3223 | 3365.6174 | 3386.8752 | 9816.757 | 25654.516 | 3015.0125 | 13752.48 | 107243 |  | 13405
2016-06-14 10:00 | 47291.777 | 8047.4087 | 4747.405 | 3680.22 | 11218.601 | 36208.492 | 4287.2144 | 10912.872 | 126394 |  | 15799
2016-06-14 11:00 | 49349.316 | 7805.694 | 4796.864 | 3776.2183 | 11861.504 | 38199.004 | 4987.6606 | 9803.688 | 130580 |  | 16322
2016-06-14 12:00 | 48575.902 | 6395.366 | 4584.9976 | 3659.0408 | 11945.091 | 40494.234 | 5613.484 | 6421.448 | 127690 |  | 15961
2016-06-14 13:00 | 44971.09 | 5593.2256 | 4120.352 | 3455.1309 | 11334.715 | 40948.176 | 5581.1714 | 9925.805 | 125930 |  | 15741
2016-06-14 14:00 | 44998.52 | 4381.9536 | 3593.008 | 2978.5688 | 10297.698 | 37907.91 | 5502.069 | 12494.811 | 122155 |  | 15269
2016-06-14 15:00 | 38972.55 | 2157.6326 | 2675.5195 | 2311.7324 | 8592.389 | 31867.025 | 4769.0605 | 11679.863 | 103026 |  | 12878
2016-06-14 16:00 | 36359.18 | 996.6738 | 1701.7028 | 1445.112 | 6503.235 | 23851.947 | 2260.7654 | 10351.819 | 83470 |  | 10434
2016-06-14 17:00 | 26729.49 | 688.1084 | 659.0571 | 514.6077 | 3318.3542 | 15437.869 | 341.4973 | 5798.5376 | 53488 |  | 6686
2016-06-14 18:00 | 14545.105 | 568.7974 | 317.6101 | 311.9874 | 1250.3153 | 5904.6763 | 194.3924 | 3008.972 | 26102 |  | 3263
2016-06-14 19:00 | 3269.804 | 166.0875 | 115.7965 | 101.0044 | 408.5801 | 1843.2212 | 55.2217 | 448.3698 | 6408 |  | 801
2016-06-14 20:00 | 91.9052 | 0.0040234 | 1.5651 | 4.5022 | 16.2788 | 80.1549 | 0.016094 | 35.4827 | 230 |  | 29
2016-06-14 21:00 | 0 | 0 | 0 | 0 | 0 | 0 | 0 | 0 | 0 |  | 0
2016-06-14 22:00 | 0 | 0 | 0 | 0 | 0 | 0 | 0 | 0 | 0 |  | 0
2016-06-14 23:00 | 0 | 0 | 0 | 0 | 0 | 0 | 0 | 0 | 0 |  | 0
2016-06-15 | 0 | 0 | 0 | 0 | 0 | 0 | 0 | 0 | 0 |  | 0
2016-06-15 01:00 | 0 | 0 | 0 | 0 | 0 | 0 | 0 | 0 | 0 |  | 0
2016-06-15 02:00 | 0 | 0 | 0 | 0 | 0 | 0 | 0 | 0 | 0 |  | 0
2016-06-15 03:00 | 0 | 0 | 0 | 0 | 0 | 0 | 0 | 0 | 0 |  | 0
2016-06-15 04:00 | 0 | 0 | 0 | 0 | 0 | 0 | 0 | 0 | 0 |  | 0
2016-06-15 05:00 | 491.4717 | 35.4113 | 0 | 108.4721 | 6.3896 | 441.6728 | 24.3813 | 194.2608 | 1302 |  | 163
2016-06-15 06:00 | 6535.835 | 257.803 | 0.17733 | 866.6269 | 535.8551 | 4118.175 | 151.8717 | 2104.4133 | 14571 |  | 1821
2016-06-15 07:00 | 17931.07 | 2570.2214 | 172.7353 | 1787.1663 | 2614.1943 | 12552.298 | 267.6859 | 5953.668 | 43849 |  | 5481
2016-06-15 08:00 | 29130.938 | 4922.5005 | 1618.5433 | 2592.873 | 6549.781 | 21002.783 | 569.3865 | 9988.676 | 76375 |  | 9547
2016-06-15 09:00 | 37867.836 | 7428.5522 | 3246.8447 | 3180.9705 | 9134.6045 | 28575.795 | 2905.0193 | 12896.449 | 105236 |  | 13155
2016-06-15 10:00 | 43442.28 | 7970.6494 | 4499.8228 | 3508.9795 | 10513.231 | 34547.965 | 4151.832 | 14452.947 | 123088 |  | 15386
2016-06-15 11:00 | 46659 | 7604.1216 | 4560.4175 | 3572.6907 | 11328.569 | 37992.312 | 4967.5854 | 11925.316 | 128610 |  | 16076
2016-06-15 12:00 | 34591.973 | 6407.427 | 4339.758 | 3472.4055 | 11608.957 | 40052.996 | 5505.6533 | 7001.7188 | 112981 |  | 14123
2016-06-15 13:00 | 47805.812 | 6020.386 | 3958.7102 | 2819.2969 | 10588.255 | 34527.965 | 5710.314 | 7839.6836 | 119270 |  | 14909
2016-06-15 14:00 | 45011.574 | 4070.1655 | 3461.5845 | 2954.591 | 9907.977 | 30154.47 | 5024.7603 | 8945.92 | 109531 |  | 13691
2016-06-15 15:00 | 40007.266 | 2373.1682 | 2273.9563 | 1991.5793 | 7473.4707 | 25626.234 | 4752.8784 | 6850.526 | 91349 |  | 11419
2016-06-15 16:00 | 32975.652 | 1153.8776 | 1159.3052 | 1649.0782 | 3433.352 | 16405.59 | 2134.8843 | 4850.4087 | 63762 |  | 7970
2016-06-15 17:00 | 25893.264 | 464.4415 | 498.8298 | 523.5357 | 2867.874 | 16374.569 | 303.2867 | 4282.696 | 51208 |  | 6401
2016-06-15 18:00 | 10736.814 | 274.7122 | 182.9296 | 185.7702 | 1173.4677 | 3792.9065 | 165.0776 | 2288.5774 | 18800 |  | 2350
2016-06-15 19:00 | 2603.155 | 111.405 | 77.2741 | 98.7452 | 321.8267 | 1730.2592 | 86.5763 | 429.8781 | 5459 |  | 682
2016-06-15 20:00 | 142.9433 | 0 | 0 | 0.87912 | 0.10461 | 56.6138 | 0 | 9.8031 | 210 |  | 26
2016-06-15 21:00 | 0 | 0 | 0 | 0 | 0 | 0 | 0 | 0 | 0 |  | 0
2016-06-15 22:00 | 0 | 0 | 0 | 0 | 0 | 0 | 0 | 0 | 0 |  | 0
2016-06-15 23:00 | 0 | 0 | 0 | 0 | 0 | 0 | 0 | 0 | 0 |  | 0
2016-06-16 | 0 | 0 | 0 | 0 | 0 | 0 | 0 | 0 | 0 |  | 0
2016-06-16 01:00 | 0 | 0 | 0 | 0 | 0 | 0 | 0 | 0 | 0 |  | 0
2016-06-16 02:00 | 0 | 0 | 0 | 0 | 0 | 0 | 0 | 0 | 0 |  | 0
2016-06-16 03:00 | 0 | 0 | 0 | 0 | 0 | 0 | 0 | 0 | 0 |  | 0
2016-06-16 04:00 | 0 | 0 | 0 | 0 | 0 | 0 | 0 | 0 | 0 |  | 0
2016-06-16 05:00 | 1032.3566 | 92.6694 | 1.9079 | 164.3466 | 171.8695 | 1162.8655 | 67.1573 | 489.7551 | 3183 |  | 398
2016-06-16 06:00 | 9981.628 | 560.489 | 222.5879 | 946.0537 | 928.6672 | 6036.2505 | 247.9025 | 2577.524 | 21501 |  | 2688
2016-06-16 07:00 | 19988.156 | 2637.0657 | 576.0638 | 1536.6599 | 3129.2651 | 13714.785 | 331.7422 | 5828.9565 | 47743 |  | 5968
2016-06-16 08:00 | 21030.781 | 3674.6982 | 1461.7737 | 2174.3809 | 5426.257 | 21677.178 | 718.0722 | 9747.694 | 65911 |  | 8239
2016-06-16 09:00 | 30533.45 | 6450.897 | 2786.7915 | 2458.0657 | 8769.8 | 25544.36 | 3099.681 | 8981.753 | 88625 |  | 11078
2016-06-16 10:00 | 43047.19 | 6930.6855 | 3617.0444 | 2718.9053 | 8566.723 | 31923.8 | 3805.0552 | 13485.936 | 114095 |  | 14262
2016-06-16 11:00 | 46576.594 | 5416.8584 | 4238.999 | 3172.0942 | 10821.389 | 37194.395 | 4284.456 | 9808.157 | 121513 |  | 15189
2016-06-16 12:00 | 42255.68 | 6077.9453 | 4193.4126 | 3208.313 | 11137.43 | 38662.137 | 5284.1655 | 9419.285 | 120238 |  | 15030
2016-06-16 13:00 | 38815.527 | 5133.003 | 3900.8936 | 2684.0984 | 10868.773 | 23785.012 | 5649.59 | 10123.381 | 100960 |  | 12620
2016-06-16 14:00 | 39950.727 | 3768.7617 | 3526.414 | 3040.58 | 9855.374 | 33729.027 | 5064.9443 | 10163.319 | 109099 |  | 13637
2016-06-16 15:00 | 41670.938 | 2507.4907 | 2511.0173 | 1666.9403 | 6695.9976 | 32390.117 | 3022.7039 | 11604.388 | 102070 |  | 12759
2016-06-16 16:00 | 33809.19 | 1143.642 | 1181.5306 | 1236.0463 | 4933.37 | 25311.86 | 1989.3584 | 9527.307 | 79132 |  | 9892
2016-06-16 17:00 | 24887.223 | 477.9683 | 337.7133 | 572.9998 | 3214.0667 | 15970.918 | 276.3397 | 5931.4 | 51669 |  | 6459
2016-06-16 18:00 | 13805.605 | 296.5797 | 189.4395 | 167.9805 | 931.5706 | 6380.765 | 156.7209 | 2211.8464 | 24141 |  | 3018
2016-06-16 19:00 | 3239.6748 | 114.7283 | 79.9095 | 98.3911 | 289.8484 | 1885.7932 | 84.6612 | 420.0086 | 6213 |  | 777
2016-06-16 20:00 | 157.5924 | 0.78055 | 0.78859 | 5.9366 | 9.2298 | 118.9288 | 2.8446 | 30.733 | 327 |  | 41
2016-06-16 21:00 | 0 | 0 | 0 | 0 | 0 | 0 | 0 | 0 | 0 |  | 0
2016-06-16 22:00 | 0 | 0 | 0 | 0 | 0 | 0 | 0 | 0 | 0 |  | 0
2016-06-16 23:00 | 0 | 0 | 0 | 0 | 0 | 0 | 0 | 0 | 0 |  | 0
2016-06-17 | 0 | 0 | 0 | 0 | 0 | 0 | 0 | 0 | 0 |  | 0
2016-06-17 01:00 | 0 | 0 | 0 | 0 | 0 | 0 | 0 | 0 | 0 |  | 0
2016-06-17 02:00 | 0 | 0 | 0 | 0 | 0 | 0 | 0 | 0 | 0 |  | 0
2016-06-17 03:00 | 0 | 0 | 0 | 0 | 0 | 0 | 0 | 0 | 0 |  | 0
2016-06-17 04:00 | 0 | 0 | 0 | 0 | 0 | 0 | 0 | 0 | 0 |  | 0
2016-06-17 05:00 | 551.2028 | 30.6542 | 0 | 47.976 | 4.4273 | 832.3292 | 25.072 | 175.5713 | 1667 |  | 208
2016-06-17 06:00 | 7120.7285 | 267.1363 | 0 | 884.6876 | 523.7783 | 5155.126 | 171.7031 | 2094.3894 | 16218 |  | 2027
2016-06-17 07:00 | 16769.848 | 2623.1274 | 304.1578 | 1771.7451 | 2570.6807 | 12752.924 | 271.2372 | 5965.77 | 43029 |  | 5379
2016-06-17 08:00 | 29458.215 | 4939.4595 | 1671.7786 | 2509.724 | 6328.915 | 21131.469 | 550.5356 | 9831.011 | 76421 |  | 9553
2016-06-17 09:00 | 38063.863 | 7506.1006 | 3231.6511 | 3132.35 | 9177.207 | 28460.844 | 2903.1245 | 12098.206 | 104573 |  | 13072
2016-06-17 10:00 | 44284.785 | 8011.4473 | 4486.3276 | 3422.9082 | 10481.383 | 33821.07 | 4160.1836 | 10802.337 | 119470 |  | 14934
2016-06-17 11:00 | 39645.664 | 7533.5664 | 4524.658 | 3536.537 | 9322.184 | 37258.184 | 4945.3203 | 10262.695 | 117029 |  | 14629
2016-06-17 12:00 | 32365.271 | 6773.475 | 2866.5955 | 3165.4373 | 6718.585 | 38719.61 | 5133.8096 | 9629.703 | 105372 |  | 13172
2016-06-17 13:00 | 34212.76 | 5115.801 | 3101.0784 | 2662.902 | 8984.247 | 38557.473 | 5280.476 | 8956.343 | 106871 |  | 13359
2016-06-17 14:00 | 32087.615 | 3999.2363 | 3176.864 | 1253.1338 | 6787.6675 | 37507.504 | 4609.139 | 5463.687 | 94885 |  | 11861
2016-06-17 15:00 | 39477.02 | 2561.8271 | 2082.7927 | 1857.0055 | 6370.4253 | 32925.434 | 5053.1455 | 9598.548 | 99926 |  | 12491
2016-06-17 16:00 | 19209.27 | 886.2949 | 1277.7593 | 1561.5001 | 5979.053 | 25782.605 | 2048.1006 | 9881.83 | 66626 |  | 8328
2016-06-17 17:00 | 23137.771 | 407.3328 | 529.6996 | 590.8679 | 3376.0664 | 16190.465 | 781.5165 | 6543.7 | 51557 |  | 6445
2016-06-17 18:00 | 13460.861 | 261.0326 | 225.222 | 225.5298 | 1414.4475 | 5835.135 | 195.4023 | 2506.012 | 24124 |  | 3015
2016-06-17 19:00 | 3001.317 | 297.8792 | 96.1602 | 89.3545 | 385.558 | 750.8298 | 71.2752 | 835.9959 | 5528 |  | 691
2016-06-17 20:00 | 99.3975 | 22.6841 | 0 | 12.6779 | 21.8312 | 66.7891 | 0 | 84.9911 | 308 |  | 39
2016-06-17 21:00 | 0 | 0 | 0 | 0 | 0 | 0 | 0 | 0 | 0 |  | 0
2016-06-17 22:00 | 0 | 0 | 0 | 0 | 0 | 0 | 0 | 0 | 0 |  | 0
2016-06-17 23:00 | 0 | 0 | 0 | 0 | 0 | 0 | 0 | 0 | 0 |  | 0
2016-06-18 | 0 | 0 | 0 | 0 | 0 | 0 | 0 | 0 | 0 |  | 0
2016-06-18 01:00 | 0 | 0 | 0 | 0 | 0 | 0 | 0 | 0 | 0 |  | 0
2016-06-18 02:00 | 0 | 0 | 0 | 0 | 0 | 0 | 0 | 0 | 0 |  | 0
2016-06-18 03:00 | 0 | 0 | 0 | 0 | 0 | 0 | 0 | 0 | 0 |  | 0
2016-06-18 04:00 | 0 | 0 | 0 | 0 | 0 | 0 | 0 | 0 | 0 |  | 0
2016-06-18 05:00 | 459.1878 | 38.8573 | 0 | 106.788 | 6.8837 | 480.9849 | 26.3304 | 198.5337 | 1318 |  | 165
2016-06-18 06:00 | 6760.378 | 287.8529 | 10.6643 | 877.5276 | 551.6408 | 4280.373 | 165.9086 | 2160.6245 | 15095 |  | 1887
2016-06-18 07:00 | 18088.664 | 2590.4492 | 212.8509 | 1797.8309 | 2542.8179 | 12488.495 | 290.7754 | 5935.9883 | 43948 |  | 5493
2016-06-18 08:00 | 29184.201 | 4942.299 | 1655.8528 | 2598.2002 | 6418.866 | 21077.688 | 588.5223 | 9702.296 | 76168 |  | 9521
2016-06-18 09:00 | 37523.71 | 7387.224 | 3247.147 | 3163.7466 | 9094.972 | 28342.008 | 2890.0422 | 12393.362 | 104042 |  | 13005
2016-06-18 10:00 | 43478.695 | 7927.788 | 4454.3345 | 3475.234 | 10423.189 | 33782.72 | 4140.7114 | 14030.306 | 121713 |  | 15214
2016-06-18 11:00 | 47093.973 | 7463.1904 | 4513.978 | 3546.291 | 11114.5625 | 37555.26 | 4916.8735 | 12690.518 | 128895 |  | 16112
2016-06-18 12:00 | 45064.2 | 6533.2275 | 4363.937 | 3497.412 | 11159.845 | 39577.92 | 5400.4507 | 15695.274 | 131292 |  | 16412
2016-06-18 13:00 | 45660.086 | 5798.268 | 4002.7288 | 3294.98 | 10742.973 | 39581.56 | 5576.3955 | 15254.359 | 129911 |  | 16239
2016-06-18 14:00 | 42519.63 | 4474.175 | 3459.251 | 2913.691 | 9707.15 | 37495.09 | 5472.8325 | 12981.969 | 119024 |  | 14878
2016-06-18 15:00 | 39726.844 | 2348.6897 | 2579.5806 | 2308.1475 | 8075.1274 | 32910.15 | 5030.616 | 12017.4 | 104997 |  | 13125
2016-06-18 16:00 | 34020.36 | 1024.2867 | 1538.0414 | 1490.2953 | 5844.598 | 26130.455 | 2338.0034 | 9308.982 | 81695 |  | 10212
2016-06-18 17:00 | 24470.664 | 433.9157 | 496.4499 | 607.5813 | 3369.5 | 16576.29 | 307.3303 | 5963.193 | 52225 |  | 6528
2016-06-18 18:00 | 13428.465 | 295.6542 | 200.6529 | 190.9986 | 1249.4141 | 6530.373 | 190.6264 | 2175.4646 | 24262 |  | 3033
2016-06-18 19:00 | 3049.87 | 120.9727 | 91.6378 | 115.9836 | 378.0904 | 2066.1638 | 97.7816 | 459.1828 | 6380 |  | 797
2016-06-18 20:00 | 42.0433 | 2.6032 | 1.2915 | 7.9825 | 22.9095 | 132.3389 | 7.8537 | 12.183 | 229 |  | 29
2016-06-18 21:00 | 0 | 0 | 0 | 0 | 0 | 0 | 0 | 0 | 0 |  | 0
2016-06-18 22:00 | 0 | 0 | 0 | 0 | 0 | 0 | 0 | 0 | 0 |  | 0
2016-06-18 23:00 | 0 | 0 | 0 | 0 | 0 | 0 | 0 | 0 | 0 |  | 0
2016-06-19 | 0 | 0 | 0 | 0 | 0 | 0 | 0 | 0 | 0 |  | 0
2016-06-19 01:00 | 0 | 0 | 0 | 0 | 0 | 0 | 0 | 0 | 0 |  | 0
2016-06-19 02:00 | 0 | 0 | 0 | 0 | 0 | 0 | 0 | 0 | 0 |  | 0
2016-06-19 03:00 | 0 | 0 | 0 | 0 | 0 | 0 | 0 | 0 | 0 |  | 0
2016-06-19 04:00 | 0 | 0 | 0 | 0 | 0 | 0 | 0 | 0 | 0 |  | 0
2016-06-19 05:00 | 373.5567 | 44.3224 | 0 | 102.8735 | 10.158 | 535.2447 | 44.1571 | 382.373 | 1493 |  | 187
2016-06-19 06:00 | 6426.458 | 302.4752 | 24.9263 | 826.3939 | 603.7131 | 4351.4087 | 174.4982 | 2179.75 | 14890 |  | 1861
2016-06-19 07:00 | 17061.99 | 2585.322 | 220.3455 | 1764.5084 | 2508.1848 | 12347.4795 | 304.9362 | 5694.922 | 42488 |  | 5311
2016-06-19 08:00 | 28050.332 | 4894.535 | 1585.2373 | 2534.2883 | 6392.065 | 20741.543 | 620.8818 | 9399.748 | 74219 |  | 9277
2016-06-19 09:00 | 37099.355 | 7248.8022 | 3150.115 | 3132.2883 | 9174.475 | 28247.383 | 2887.6245 | 12141.131 | 103081 |  | 12885
2016-06-19 10:00 | 42111.375 | 7778.251 | 4371.847 | 3450.4663 | 10616.668 | 33964.51 | 4083.5227 | 14094.741 | 120471 |  | 15059
2016-06-19 11:00 | 44214.6 | 7324.9556 | 4403.1636 | 3537.692 | 11353.712 | 37527.49 | 4825.425 | 12108.026 | 125295 |  | 15662
2016-06-19 12:00 | 45860.832 | 6414.222 | 4263.4004 | 3442.274 | 11358.518 | 38708.715 | 5262.6553 | 9226.764 | 124537 |  | 15567
2016-06-19 13:00 | 43764.387 | 5595.354 | 3923.8171 | 3242.5989 | 10896.841 | 38276.434 | 5404.4824 | 12659.267 | 123763 |  | 15470
2016-06-19 14:00 | 40949.473 | 4131.656 | 3308.8025 | 2753.5984 | 9544.966 | 35652.395 | 5156.715 | 13185.841 | 114683 |  | 14335
2016-06-19 15:00 | 39454.176 | 2485.1687 | 2484.2957 | 2024.131 | 7874.253 | 29685.586 | 4005.332 | 10060.44 | 98073 |  | 12259
2016-06-19 16:00 | 29810.227 | 1363.4464 | 1514.3837 | 1280.0465 | 5507.8765 | 20425.129 | 1829.6703 | 7666.7563 | 69398 |  | 8675
2016-06-19 17:00 | 23155.379 | 827.2952 | 794.2285 | 845.109 | 3471.5989 | 10985.461 | 840.2587 | 4233.3643 | 45153 |  | 5644
2016-06-19 18:00 | 10885.008 | 570.2378 | 346.9611 | 385.8175 | 1380.1516 | 7648.0557 | 335.6915 | 2413.684 | 23966 |  | 2996
2016-06-19 19:00 | 3544.7778 | 285.1128 | 190.3146 | 189.2464 | 679.7598 | 2420.1257 | 104.4243 | 821.3928 | 8235 |  | 1029
2016-06-19 20:00 | 172.6494 | 10.2437 | 11.167 | 16.6007 | 53.6244 | 215.9862 | 1.2714 | 34.8631 | 516 |  | 65
2016-06-19 21:00 | 0 | 0 | 0 | 0 | 0 | 0 | 0 | 0 | 0 |  | 0
2016-06-19 22:00 | 0 | 0 | 0 | 0 | 0 | 0 | 0 | 0 | 0 |  | 0
2016-06-19 23:00 | 0 | 0 | 0 | 0 | 0 | 0 | 0 | 0 | 0 |  | 0
2016-06-20 | 0 | 0 | 0 | 0 | 0 | 0 | 0 | 0 | 0 |  | 0
2016-06-20 01:00 | 0 | 0 | 0 | 0 | 0 | 0 | 0 | 0 | 0 |  | 0
2016-06-20 02:00 | 0 | 0 | 0 | 0 | 0 | 0 | 0 | 0 | 0 |  | 0
2016-06-20 03:00 | 0 | 0 | 0 | 0 | 0 | 0 | 0 | 0 | 0 |  | 0
2016-06-20 04:00 | 0 | 0 | 0 | 0 | 0 | 0 | 0 | 0 | 0 |  | 0
2016-06-20 05:00 | 306.3194 | 120.3911 | 6.1021 | 137.5511 | 142.6406 | 517.864 | 59.5637 | 226.1384 | 1517 |  | 190
2016-06-20 06:00 | 5758.1265 | 472.9463 | 421.2463 | 920.9698 | 1398.017 | 5020.853 | 336.4424 | 1551.9838 | 15881 |  | 1985
2016-06-20 07:00 | 14467.229 | 2082.058 | 555.6408 | 1724.719 | 1929.2181 | 12889.51 | 557.9144 | 3855.959 | 38062 |  | 4758
2016-06-20 08:00 | 27898.271 | 4492.4844 | 1242.6025 | 1475.6208 | 3603.3965 | 21376.125 | 878.4874 | 9083.668 | 70051 |  | 8756
2016-06-20 09:00 | 34518.53 | 7136.1973 | 2430.132 | 2459.8035 | 8116.0576 | 21034.719 | 2855.745 | 11941.466 | 90493 |  | 11312
2016-06-20 10:00 | 42774.664 | 7481.935 | 4294.757 | 3500.1729 | 10322.622 | 28847.645 | 3970.1694 | 13189.002 | 114381 |  | 14298
2016-06-20 11:00 | 46113.645 | 7229.286 | 4333.3457 | 3502.3167 | 11110.875 | 36826.65 | 4760.7837 | 14010.363 | 127887 |  | 15986
2016-06-20 12:00 | 43837.305 | 6326.7407 | 4242.905 | 3409.0112 | 11252.826 | 38914.21 | 5212.557 | 15041.818 | 128237 |  | 16030
2016-06-20 13:00 | 43792.715 | 5526.9155 | 3873.1602 | 3195.1746 | 10747.35 | 37968.516 | 5370.291 | 10791.374 | 121265 |  | 15158
2016-06-20 14:00 | 41324.66 | 4219.9463 | 3319.541 | 2783.6956 | 9641.813 | 35441.332 | 5245.9507 | 10574.672 | 112552 |  | 14069
2016-06-20 15:00 | 39859.543 | 2176.599 | 2460.69 | 2161.0989 | 7952.686 | 31010.531 | 4658.7603 | 11542.709 | 101823 |  | 12728
2016-06-20 16:00 | 32022.611 | 1099.2273 | 1475.7888 | 1379.8539 | 5705.21 | 24144.281 | 2046.2156 | 9040.861 | 76914 |  | 9614
2016-06-20 17:00 | 23580.596 | 487.6406 | 529.7137 | 602.3448 | 3372.2761 | 14602.619 | 423.0524 | 5206.501 | 48805 |  | 6101
2016-06-20 18:00 | 13410.1455 | 394.2486 | 217.1469 | 208.8687 | 1154.7266 | 6457.621 | 216.0023 | 2794.6917 | 24853 |  | 3107
2016-06-20 19:00 | 2326.1614 | 110.2462 | 84.4902 | 95.5587 | 358.6331 | 1606.0436 | 73.6329 | 510.7472 | 5166 |  | 646
2016-06-20 20:00 | 207.9436 | 0 | 0 | 0 | 0.064375 | 20.3023 | 0 | 25.5247 | 254 |  | 32
2016-06-20 21:00 | 0 | 0 | 0 | 0 | 0 | 0 | 0 | 0 | 0 |  | 0
2016-06-20 22:00 | 0 | 0 | 0 | 0 | 0 | 0 | 0 | 0 | 0 |  | 0
2016-06-20 23:00 | 0 | 0 | 0 | 0 | 0 | 0 | 0 | 0 | 0 |  | 0
2016-06-21 | 0 | 0 | 0 | 0 | 0 | 0 | 0 | 0 | 0 |  | 0
2016-06-21 01:00 | 0 | 0 | 0 | 0 | 0 | 0 | 0 | 0 | 0 |  | 0
2016-06-21 02:00 | 0 | 0 | 0 | 0 | 0 | 0 | 0 | 0 | 0 |  | 0
2016-06-21 03:00 | 0 | 0 | 0 | 0 | 0 | 0 | 0 | 0 | 0 |  | 0
2016-06-21 04:00 | 0 | 0 | 0 | 0 | 0 | 0 | 0 | 0 | 0 |  | 0
2016-06-21 05:00 | 515.0822 | 0 | 0 | 0 | 3.4658 | 285.7691 | 30.9056 | 81.8945 | 917 |  | 115
2016-06-21 06:00 | 4125.0537 | 361.2043 | 146.1228 | 211.831 | 610.8781 | 2030.7837 | 313.1213 | 1427.833 | 9227 |  | 1153
2016-06-21 07:00 | 13904.013 | 2011.0054 | 501.9287 | 968.197 | 2201.7114 | 8578.536 | 561.057 | 4413.9565 | 33140 |  | 4143
2016-06-21 08:00 | 26890.715 | 4802.811 | 1455.6919 | 2422.75 | 5770.925 | 18066.932 | 775.0627 | 7691.8604 | 67877 |  | 8485
2016-06-21 09:00 | 32744.623 | 3692.128 | 2971.194 | 2959.829 | 7849.811 | 25795.781 | 2480.1013 | 11438.654 | 89932 |  | 11242
2016-06-21 10:00 | 43102.383 | 6903.3447 | 3018.0825 | 2794.6106 | 9605.3 | 29989.936 | 3199.4963 | 10466.073 | 109079 |  | 13635
2016-06-21 11:00 | 46019.57 | 7470.833 | 4082.1902 | 3431.5073 | 10425.843 | 37887.01 | 5016.6963 | 10531.046 | 124865 |  | 15608
2016-06-21 12:00 | 45804.11 | 6496.246 | 4059.0588 | 3581.6458 | 11684.638 | 40529.582 | 5251.6367 | 8795.378 | 126202 |  | 15775
2016-06-21 13:00 | 41667.043 | 5872.3335 | 4116.2993 | 3188.7893 | 11304.451 | 39983.727 | 5256.5425 | 9839.807 | 121229 |  | 15154
2016-06-21 14:00 | 41077.02 | 4493.363 | 3533.2378 | 2934.814 | 9932.29 | 37113.086 | 5358.454 | 11367.775 | 115810 |  | 14476
2016-06-21 15:00 | 39213.465 | 2426.9375 | 2656.227 | 2291.8062 | 8187.035 | 32527.166 | 4992.3354 | 11199.4375 | 103494 |  | 12937
2016-06-21 16:00 | 36117.01 | 1025.727 | 1642.0996 | 1482.6467 | 5988.7817 | 25630.262 | 2042.2948 | 9651.49 | 83580 |  | 10448
2016-06-21 17:00 | 24568.568 | 470.3157 | 693.9222 | 655.8042 | 3671.0325 | 17161.969 | 279.3352 | 5442.2886 | 52943 |  | 6618
2016-06-21 18:00 | 15106.966 | 446.0664 | 322.905 | 264.6054 | 1556.153 | 7540.5293 | 204.459 | 2310.996 | 27753 |  | 3469
2016-06-21 19:00 | 3177.835 | 121.7693 | 101.3142 | 118.6049 | 377.2053 | 2213.1924 | 58.8508 | 405.0153 | 6574 |  | 822
2016-06-21 20:00 | 98.9952 | 0.22934 | 2.2893 | 5.8903 | 21.0587 | 93.5409 | 0 | 33.0928 | 255 |  | 32
2016-06-21 21:00 | 0 | 0 | 0 | 0 | 0 | 0 | 0 | 0 | 0 |  | 0
2016-06-21 22:00 | 0 | 0 | 0 | 0 | 0 | 0 | 0 | 0 | 0 |  | 0
2016-06-21 23:00 | 0 | 0 | 0 | 0 | 0 | 0 | 0 | 0 | 0 |  | 0
2016-06-22 | 0 | 0 | 0 | 0 | 0 | 0 | 0 | 0 | 0 |  | 0
2016-06-22 01:00 | 0 | 0 | 0 | 0 | 0 | 0 | 0 | 0 | 0 |  | 0
2016-06-22 02:00 | 0 | 0 | 0 | 0 | 0 | 0 | 0 | 0 | 0 |  | 0
2016-06-22 03:00 | 0 | 0 | 0 | 0 | 0 | 0 | 0 | 0 | 0 |  | 0
2016-06-22 04:00 | 0 | 0 | 0 | 0 | 0 | 0 | 0 | 0 | 0 |  | 0
2016-06-22 05:00 | 477.2057 | 40.7565 | 0 | 122.4279 | 11.4967 | 486.4607 | 26.0425 | 143.1077 | 1307 |  | 163
2016-06-22 06:00 | 7180.8516 | 297.5793 | 15.7527 | 897.0753 | 649.5651 | 4506.0547 | 162.0053 | 1846.9797 | 15556 |  | 1944
2016-06-22 07:00 | 3740.3003 | 2344.4973 | 246.2821 | 1771.349 | 2852.8608 | 12365.237 | 304.3642 | 4583.081 | 28208 |  | 3526
2016-06-22 08:00 | 12382.502 | 909.27 | 1083.8586 | 1319.4406 | 2672.487 | 19779.93 | 1004.7993 | 2849.3826 | 42002 |  | 5250
2016-06-22 09:00 | 17579.87 | 3242.8867 | 1130.5918 | 1205.6995 | 3496.6572 | 9061.509 | 946.1437 | 3881.0723 | 40544 |  | 5068
2016-06-22 10:00 | 6387.002 | 1543.8588 | 2191.7632 | 1713.6523 | 5066.2017 | 22607.045 | 2845.7878 | 5591.238 | 47947 |  | 5993
2016-06-22 11:00 | 3666.4788 | 1158.0137 | 607.7191 | 824.6442 | 1804.1747 | 11669.732 | 847.0844 | 1900.8921 | 22479 |  | 2810
2016-06-22 12:00 | 17979.781 | 534.5227 | 581.9037 | 549.3033 | 1797.2836 | 6056.068 | 430.4706 | 1650.9135 | 29580 |  | 3698
2016-06-22 13:00 | 50657.25 | 3479.4707 | 737.9739 | 1144.081 | 3638.0444 | 4208.141 | 2580.4873 | 11549.454 | 77995 |  | 9749
2016-06-22 14:00 | 45895.83 | 4638.7085 | 3731.6729 | 3113.707 | 10279.474 | 31073.273 | 5338.744 | 9740.813 | 113812 |  | 14227
2016-06-22 15:00 | 43608.188 | 2548.1274 | 2735.7896 | 2358.9575 | 8009.0947 | 32889.41 | 4439.5493 | 6524.2744 | 103113 |  | 12889
2016-06-22 16:00 | 36440.113 | 1410.5487 | 1690.3809 | 1543.9548 | 5205.6885 | 26668.076 | 2202.7454 | 4615.0796 | 79777 |  | 9972
2016-06-22 17:00 | 22790.994 | 826.8727 | 795.3984 | 730.2499 | 3426.154 | 14180.676 | 352.7468 | 5198.416 | 48302 |  | 6038
2016-06-22 18:00 | 8621.8955 | 569.5276 | 335.1544 | 347.2488 | 1393.5537 | 7195.1733 | 147.7446 | 2601.637 | 21212 |  | 2651
2016-06-22 19:00 | 3619.1604 | 187.1683 | 101.9891 | 95.3052 | 397.2018 | 2416.702 | 63.3712 | 747.2328 | 7628 |  | 954
2016-06-22 20:00 | 126.2652 | 6.8781 | 3.1312 | 4.3453 | 7.548 | 113.1069 | 2.0781 | 43.0005 | 306 |  | 38
2016-06-22 21:00 | 0 | 0 | 0 | 0 | 0 | 0 | 0 | 0 | 0 |  | 0
2016-06-22 22:00 | 0 | 0 | 0 | 0 | 0 | 0 | 0 | 0 | 0 |  | 0
2016-06-22 23:00 | 0 | 0 | 0 | 0 | 0 | 0 | 0 | 0 | 0 |  | 0
2016-06-23 | 0 | 0 | 0 | 0 | 0 | 0 | 0 | 0 | 0 |  | 0
2016-06-23 01:00 | 0 | 0 | 0 | 0 | 0 | 0 | 0 | 0 | 0 |  | 0
2016-06-23 02:00 | 0 | 0 | 0 | 0 | 0 | 0 | 0 | 0 | 0 |  | 0
2016-06-23 03:00 | 0 | 0 | 0 | 0 | 0 | 0 | 0 | 0 | 0 |  | 0
2016-06-23 04:00 | 0 | 0 | 0 | 0 | 0 | 0 | 0 | 0 | 0 |  | 0
2016-06-23 05:00 | 461.9623 | 38.0028 | 0 | 123.6775 | 1.0343 | 473.456 | 25.411 | 175.7918 | 1299 |  | 162
2016-06-23 06:00 | 7094.271 | 271.3529 | 0 | 931.5081 | 563.5635 | 4390.5425 | 157.9643 | 1878.3885 | 15288 |  | 1911
2016-06-23 07:00 | 18845.395 | 2752.7554 | 222.5743 | 1869.3236 | 2670.4663 | 12853.028 | 284.2844 | 5779.0044 | 45277 |  | 5660
2016-06-23 08:00 | 29442.396 | 5023.901 | 1661.6459 | 2622.4436 | 6674.285 | 21319.893 | 572.0163 | 9653.758 | 76970 |  | 9621
2016-06-23 09:00 | 37991.64 | 7421.304 | 3256.559 | 3119.6975 | 9176.597 | 28425.895 | 2947.334 | 12450.707 | 104790 |  | 13099
2016-06-23 10:00 | 43421.305 | 7948.416 | 4407.555 | 3420.8823 | 10440.377 | 34261.69 | 3656.5288 | 10141.694 | 117698 |  | 14712
2016-06-23 11:00 | 32467.082 | 7568.281 | 3980.5989 | 3224.8223 | 9607.733 | 40051.3 | 3095.4521 | 8114.601 | 108110 |  | 13514
2016-06-23 12:00 | 39253.062 | 5173.211 | 3099.0576 | 2551.0918 | 9218.311 | 30217.873 | 2060.9656 | 8036.1885 | 99610 |  | 12451
2016-06-23 13:00 | 38516.836 | 4423.725 | 3331.3247 | 2388.5698 | 9179.513 | 27649.717 | 3097.3818 | 7877.7173 | 96465 |  | 12058
2016-06-23 14:00 | 40760.89 | 3228.8647 | 2924.87 | 2085.8948 | 8818.631 | 36895.04 | 1520.5968 | 5813.71 | 102048 |  | 12756
2016-06-23 15:00 | 39844.914 | 2618.5015 | 2185.871 | 1450.9501 | 4951.0527 | 31606.64 | 2019.1761 | 9084.061 | 93761 |  | 11720
2016-06-23 16:00 | 22310.586 | 1211.4329 | 1293.3964 | 825.9634 | 3989.7773 | 23843.092 | 2220.2253 | 9551.815 | 65246 |  | 8156
2016-06-23 17:00 | 24940.658 | 526.2656 | 534.2541 | 524.2479 | 3114.6072 | 16034.315 | 338.5119 | 5686.797 | 51700 |  | 6462
2016-06-23 18:00 | 14136.123 | 675.6478 | 233.3352 | 271.6665 | 1254.556 | 6733.4478 | 402.8266 | 2472.5874 | 26180 |  | 3273
2016-06-23 19:00 | 4063.0476 | 220.5166 | 131.5262 | 156.7451 | 490.9559 | 2592.5461 | 214.1857 | 856.111 | 8726 |  | 1091
2016-06-23 20:00 | 328.5928 | 1.7985 | 8.6846 | 7.8537 | 30.5298 | 229.352 | 5.158 | 45.2375 | 657 |  | 82
2016-06-23 21:00 | 0 | 0 | 0 | 0 | 0 | 0 | 0 | 0 | 0 |  | 0
2016-06-23 22:00 | 0 | 0 | 0 | 0 | 0 | 0 | 0 | 0 | 0 |  | 0
2016-06-23 23:00 | 0 | 0 | 0 | 0 | 0 | 0 | 0 | 0 | 0 |  | 0
2016-06-24 | 0 | 0 | 0 | 0 | 0 | 0 | 0 | 0 | 0 |  | 0
2016-06-24 01:00 | 0 | 0 | 0 | 0 | 0 | 0 | 0 | 0 | 0 |  | 0
2016-06-24 02:00 | 0 | 0 | 0 | 0 | 0 | 0 | 0 | 0 | 0 |  | 0
2016-06-24 03:00 | 0 | 0 | 0 | 0 | 0 | 0 | 0 | 0 | 0 |  | 0
2016-06-24 04:00 | 0 | 0 | 0 | 0 | 0 | 0 | 0 | 0 | 0 |  | 0
2016-06-24 05:00 | 403.3126 | 41.309 | 0 | 97.0066 | 6.9999 | 521.3203 | 25.9429 | 147.2655 | 1243 |  | 155
2016-06-24 06:00 | 6454.8506 | 348.2315 | 39.8784 | 853.0078 | 623.2247 | 4156.867 | 161.1086 | 1788.0774 | 14425 |  | 1803
2016-06-24 07:00 | 16425.229 | 2530.1785 | 260.4619 | 1765.5458 | 2573.0386 | 12277.045 | 323.244 | 5401.047 | 41556 |  | 5194
2016-06-24 08:00 | 28922.156 | 4841.3877 | 1574.6342 | 2495.4626 | 6313.818 | 20502.602 | 653.498 | 9267.065 | 74571 |  | 9321
2016-06-24 09:00 | 37527.81 | 7221.6533 | 3152.0625 | 3082.6914 | 8924.539 | 27696.08 | 2799.8777 | 12185.85 | 102591 |  | 12824
2016-06-24 10:00 | 43581.77 | 7856.884 | 4373.316 | 3389.1047 | 10143.61 | 33638.008 | 4075.5544 | 14117.096 | 121175 |  | 15147
2016-06-24 11:00 | 47424.887 | 7496.054 | 4159.291 | 3409.6863 | 11111.37 | 38127.15 | 4191.2437 | 14788.403 | 130708 |  | 16339
2016-06-24 12:00 | 46123.723 | 6438.5034 | 4228.0596 | 3402.9006 | 10958.962 | 39735.035 | 5126.326 | 10740.965 | 126754 |  | 15844
2016-06-24 13:00 | 45417.246 | 5784.158 | 4001.8193 | 2900.7756 | 10727.478 | 39242.566 | 5564.8325 | 14524.613 | 128163 |  | 16020
2016-06-24 14:00 | 41231.105 | 4455.3535 | 3087.5134 | 2869.26 | 9653.546 | 37270.152 | 5431.57 | 13858.7295 | 117857 |  | 14732
2016-06-24 15:00 | 39586.766 | 2470.1692 | 2340.4133 | 2186.4082 | 8036.937 | 32759.695 | 4987.9497 | 12478.172 | 104847 |  | 13106
2016-06-24 16:00 | 33778.32 | 1082.526 | 1576.9983 | 1469.6611 | 5831.055 | 25663.56 | 2339.7173 | 9696.335 | 81438 |  | 10180
2016-06-24 17:00 | 24452.887 | 492.2515 | 575.9792 | 632.072 | 3384.9258 | 16261.27 | 335.5547 | 6131.5054 | 52266 |  | 6533
2016-06-24 18:00 | 13744.772 | 340.4874 | 237.1535 | 222.0213 | 1331.621 | 6734.0674 | 184.9293 | 2463.615 | 25259 |  | 3157
2016-06-24 19:00 | 2999.2554 | 143.005 | 98.1357 | 114.332 | 404.9187 | 2065.3591 | 72.0839 | 591.0188 | 6488 |  | 811
2016-06-24 20:00 | 177.133 | 3.3555 | 2.2853 | 6.6004 | 27.8502 | 136.7888 | 0.1207 | 55.6924 | 410 |  | 51
2016-06-24 21:00 | 0 | 0 | 0 | 0 | 0 | 0 | 0 | 0 | 0 |  | 0
2016-06-24 22:00 | 0 | 0 | 0 | 0 | 0 | 0 | 0 | 0 | 0 |  | 0
2016-06-24 23:00 | 0 | 0 | 0 | 0 | 0 | 0 | 0 | 0 | 0 |  | 0
2016-06-25 | 0 | 0 | 0 | 0 | 0 | 0 | 0 | 0 | 0 |  | 0
2016-06-25 01:00 | 0 | 0 | 0 | 0 | 0 | 0 | 0 | 0 | 0 |  | 0
2016-06-25 02:00 | 0 | 0 | 0 | 0 | 0 | 0 | 0 | 0 | 0 |  | 0
2016-06-25 03:00 | 0 | 0 | 0 | 0 | 0 | 0 | 0 | 0 | 0 |  | 0
2016-06-25 04:00 | 0 | 0 | 0 | 0 | 0 | 0 | 0 | 0 | 0 |  | 0
2016-06-25 05:00 | 462.0677 | 44.3001 | 0 | 88.5945 | 9.974 | 453.8665 | 21.4139 | 152.2489 | 1232 |  | 154
2016-06-25 06:00 | 6354.36 | 327.7636 | 50.6666 | 793.6525 | 609.3247 | 4102.296 | 179.0107 | 1723.8218 | 14141 |  | 1768
2016-06-25 07:00 | 15095.54 | 2364.7131 | 252.8821 | 1691.6857 | 2367.086 | 11636.301 | 340.7939 | 5150.7173 | 38900 |  | 4862
2016-06-25 08:00 | 27972.928 | 4693.743 | 1550.5437 | 2434.0261 | 6035.4263 | 19915.23 | 655.1171 | 8920.264 | 72177 |  | 9022
2016-06-25 09:00 | 34130.953 | 7043.1777 | 3069.9587 | 3002.702 | 8780.161 | 27392.533 | 2743.8447 | 11919.759 | 98083 |  | 12260
2016-06-25 10:00 | 43060.19 | 7726.6123 | 4283.1074 | 3364.4297 | 10262.218 | 33145.49 | 3996.9404 | 13955.688 | 119795 |  | 14974
2016-06-25 11:00 | 45660.508 | 7369.7627 | 4392.2607 | 3484.1218 | 11083.401 | 37782.36 | 4812.511 | 11524.411 | 126109 |  | 15764
2016-06-25 12:00 | 44857.67 | 6518.194 | 4256.4727 | 3431.7808 | 11238.555 | 39738.18 | 5279.5093 | 9825.8955 | 125146 |  | 15643
2016-06-25 13:00 | 45343.82 | 5710.1147 | 3937.0461 | 3158.6196 | 10687.211 | 39342.61 | 5433.803 | 9231.518 | 122845 |  | 15356
2016-06-25 14:00 | 44033.637 | 4444.965 | 3390.2107 | 2795.79 | 9692.219 | 37149.44 | 5360.4355 | 12717.621 | 119584 |  | 14948
2016-06-25 15:00 | 41188.574 | 2442.8862 | 2567.6592 | 2240.956 | 8105.8667 | 32939 | 4911.9854 | 11973.281 | 106370 |  | 13296
2016-06-25 16:00 | 32477.104 | 1072.3547 | 1562.7172 | 1454.2151 | 5881.984 | 25914.684 | 2301.392 | 9325.258 | 79990 |  | 9999
2016-06-25 17:00 | 24199.982 | 465.0892 | 538.5673 | 601.3289 | 3415.6973 | 16197.043 | 362.2944 | 5984.002 | 51764 |  | 6471
2016-06-25 18:00 | 13253.497 | 314.7616 | 210.0657 | 195.3117 | 1292.827 | 6659.626 | 208.6273 | 2417.8906 | 24553 |  | 3069
2016-06-25 19:00 | 3300.243 | 126.7986 | 91.8128 | 108.3512 | 377.3502 | 1953.749 | 87.208 | 551.9754 | 6597 |  | 825
2016-06-25 20:00 | 114.1547 | 2.0962 | 1.4786 | 7.1999 | 25.0258 | 114.8732 | 1.553 | 43.1795 | 310 |  | 39
2016-06-25 21:00 | 0 | 0 | 0 | 0 | 0 | 0 | 0 | 0 | 0 |  | 0
2016-06-25 22:00 | 0 | 0 | 0 | 0 | 0 | 0 | 0 | 0 | 0 |  | 0
2016-06-25 23:00 | 0 | 0 | 0 | 0 | 0 | 0 | 0 | 0 | 0 |  | 0
2016-06-26 | 0 | 0 | 0 | 0 | 0 | 0 | 0 | 0 | 0 |  | 0
2016-06-26 01:00 | 0 | 0 | 0 | 0 | 0 | 0 | 0 | 0 | 0 |  | 0
2016-06-26 02:00 | 0 | 0 | 0 | 0 | 0 | 0 | 0 | 0 | 0 |  | 0
2016-06-26 03:00 | 0 | 0 | 0 | 0 | 0 | 0 | 0 | 0 | 0 |  | 0
2016-06-26 04:00 | 0 | 0 | 0 | 0 | 0 | 0 | 0 | 0 | 0 |  | 0
2016-06-26 05:00 | 499.6499 | 44.0431 | 0 | 94.6103 | 8.7227 | 539.5218 | 27.4642 | 158.1416 | 1372 |  | 172
2016-06-26 06:00 | 5646.9736 | 404.8274 | 51.7141 | 821.5362 | 673.4427 | 4401.6313 | 190.3151 | 2119.8323 | 14310 |  | 1789
2016-06-26 07:00 | 16007.837 | 2396.4348 | 355.8101 | 1613.534 | 2527.403 | 12413.937 | 364.5699 | 5057.3506 | 40737 |  | 5092
2016-06-26 08:00 | 26557.088 | 4766.224 | 1551.5427 | 2448.349 | 6232.1636 | 20395.1 | 621.0632 | 9022.86 | 71594 |  | 8949
2016-06-26 09:00 | 35240.74 | 7209.8667 | 3094.485 | 3014.8416 | 8902.67 | 27471.44 | 2827.9956 | 11964.916 | 99727 |  | 12466
2016-06-26 10:00 | 41989.285 | 7701.155 | 4308.74 | 3322.5918 | 10265.824 | 33058.59 | 4030.783 | 13758.131 | 118435 |  | 14804
2016-06-26 11:00 | 44165.12 | 7257.0938 | 4366.7935 | 3412.4543 | 10956.94 | 36428.82 | 4762.216 | 10514.167 | 121864 |  | 15233
2016-06-26 12:00 | 42621.11 | 6359.658 | 4194.487 | 3348.0955 | 10983.763 | 38577.203 | 5132.703 | 10950.435 | 122167 |  | 15271
2016-06-26 13:00 | 44051.957 | 5613.017 | 3839.2344 | 3094.1602 | 10451.309 | 38564.33 | 5279.8765 | 14751.879 | 125646 |  | 15706
2016-06-26 14:00 | 42199.547 | 4316.267 | 3320.4182 | 2690.4866 | 8334.205 | 36779.277 | 5227.163 | 13643.225 | 116511 |  | 14564
2016-06-26 15:00 | 31378.4 | 2315.802 | 2398.2202 | 2213.329 | 7804.4146 | 32146.283 | 4811.277 | 11446.372 | 94514 |  | 11814
2016-06-26 16:00 | 29256.326 | 1068.8905 | 1516.854 | 1398.8627 | 5142.0977 | 25035.969 | 2123.1458 | 9242.725 | 74785 |  | 9348
2016-06-26 17:00 | 22147.473 | 515.2575 | 542.1381 | 597.6193 | 3225.4048 | 15822.734 | 321.0582 | 5854.6284 | 49026 |  | 6128
2016-06-26 18:00 | 12025.315 | 320.4064 | 208.2551 | 188.9306 | 1189.7546 | 6403.095 | 181.63 | 2436.1592 | 22954 |  | 2869
2016-06-26 19:00 | 2913.0664 | 106.609 | 83.3133 | 101.7608 | 330.9197 | 1890.8949 | 76.0953 | 575.6815 | 6078 |  | 760
2016-06-26 20:00 | 103.41 | 0.33797 | 0.59145 | 4.812 | 10.4448 | 86.1257 | 1.1386 | 40.5361 | 247 |  | 31
2016-06-26 21:00 | 0 | 0 | 0 | 0 | 0 | 0 | 0 | 0 | 0 |  | 0
2016-06-26 22:00 | 0 | 0 | 0 | 0 | 0 | 0 | 0 | 0 | 0 |  | 0
2016-06-26 23:00 | 0 | 0 | 0 | 0 | 0 | 0 | 0 | 0 | 0 |  | 0
2016-06-27 | 0 | 0 | 0 | 0 | 0 | 0 | 0 | 0 | 0 |  | 0
2016-06-27 01:00 | 0 | 0 | 0 | 0 | 0 | 0 | 0 | 0 | 0 |  | 0
2016-06-27 02:00 | 0 | 0 | 0 | 0 | 0 | 0 | 0 | 0 | 0 |  | 0
2016-06-27 03:00 | 0 | 0 | 0 | 0 | 0 | 0 | 0 | 0 | 0 |  | 0
2016-06-27 04:00 | 0 | 0 | 0 | 0 | 0 | 0 | 0 | 0 | 0 |  | 0
2016-06-27 05:00 | 366.2803 | 56.8863 | 0 | 84.0417 | 38.3451 | 522.234 | 24.7735 | 183.0365 | 1276 |  | 159
2016-06-27 06:00 | 5772.0024 | 369.8873 | 92.6191 | 733.2242 | 746.6929 | 3699.1812 | 186.5042 | 1729.6846 | 13330 |  | 1666
2016-06-27 07:00 | 15954.375 | 2110.6694 | 323.3705 | 1617.731 | 2547.0417 | 10594.81 | 357.2908 | 4946.227 | 38452 |  | 4806
2016-06-27 08:00 | 23844.592 | 4454.1475 | 1594.785 | 2415.819 | 6290.7705 | 19627.137 | 682.7949 | 8701.858 | 67612 |  | 8451
2016-06-27 09:00 | 33333.3 | 6645.2007 | 3133.3406 | 2987.4822 | 8997.332 | 27123.467 | 2613.7542 | 11615.8 | 96450 |  | 12056
2016-06-27 10:00 | 42203.477 | 7551.809 | 4220.883 | 3347.3535 | 10409.495 | 33637.113 | 3794.8984 | 11069.376 | 116234 |  | 14529
2016-06-27 11:00 | 41398.453 | 7191.011 | 4371.0645 | 3546.1663 | 11288.927 | 36051.39 | 4541.037 | 11036.113 | 119424 |  | 14928
2016-06-27 12:00 | 40201.625 | 6467.939 | 4288.7017 | 3512.7405 | 11575.349 | 38133.055 | 5024.834 | 8791.175 | 117995 |  | 14749
2016-06-27 13:00 | 37660.977 | 3931.3047 | 3359.9807 | 2753.9343 | 9395.459 | 37846.543 | 4612.9717 | 8305.113 | 107866 |  | 13483
2016-06-27 14:00 | 24222.621 | 4735.976 | 1939.5865 | 1826.2825 | 8263.315 | 31242.715 | 2354.9844 | 7472.0684 | 82058 |  | 10257
2016-06-27 15:00 | 9010.246 | 2833.4214 | 2046.5597 | 1870.9768 | 7026.9814 | 22958.057 | 2031.6106 | 6540.2944 | 54318 |  | 6790
2016-06-27 16:00 | 8708.592 | 1444.2329 | 1562.691 | 1566.0989 | 5968.279 | 23913.268 | 1835.9105 | 2661.5662 | 47661 |  | 5958
2016-06-27 17:00 | 4622.038 | 962.539 | 791.7059 | 867.6221 | 2597.008 | 9300.831 | 886.7877 | 1235.137 | 21264 |  | 2658
2016-06-27 18:00 | 4766.869 | 595.5492 | 472.2328 | 416.629 | 1308.438 | 4057.4033 | 363.9159 | 1217.301 | 13198 |  | 1650
2016-06-27 19:00 | 2653.0193 | 131.7998 | 101.7366 | 102.9417 | 303.0453 | 1655.2341 | 84.289 | 424.012 | 5456 |  | 682
2016-06-27 20:00 | 819.8328 | 11.0886 | 0 | 0 | 0.024141 | 17.0312 | 0 | 139.3759 | 987 |  | 123
2016-06-27 21:00 | 0 | 0 | 0 | 0 | 0 | 0 | 0 | 0 | 0 |  | 0
2016-06-27 22:00 | 0 | 0 | 0 | 0 | 0 | 0 | 0 | 0 | 0 |  | 0
2016-06-27 23:00 | 0 | 0 | 0 | 0 | 0 | 0 | 0 | 0 | 0 |  | 0
2016-06-28 | 0 | 0 | 0 | 0 | 0 | 0 | 0 | 0 | 0 |  | 0
2016-06-28 01:00 | 0 | 0 | 0 | 0 | 0 | 0 | 0 | 0 | 0 |  | 0
2016-06-28 02:00 | 0 | 0 | 0 | 0 | 0 | 0 | 0 | 0 | 0 |  | 0
2016-06-28 03:00 | 0 | 0 | 0 | 0 | 0 | 0 | 0 | 0 | 0 |  | 0
2016-06-28 04:00 | 0 | 0 | 0 | 0 | 0 | 0 | 0 | 0 | 0 |  | 0
2016-06-28 05:00 | 0 | 2.6 | 0 | 0 | 1.7977 | 2.3217 | 4.3124 | 13.6804 | 25 |  | 3
2016-06-28 06:00 | 740.2779 | 192.489 | 0 | 51.4068 | 170.5183 | 1326.3215 | 99.538 | 328.0978 | 2909 |  | 364
2016-06-28 07:00 | 2936.7375 | 362.7856 | 16.9612 | 94.1318 | 265.9831 | 1905.1035 | 172.558 | 1576.9731 | 7331 |  | 916
2016-06-28 08:00 | 7637.2534 | 495.5649 | 201.2822 | 176.7082 | 407.1061 | 2383.9736 | 182.0393 | 2451.2607 | 13935 |  | 1742
2016-06-28 09:00 | 16038.823 | 727.4931 | 401.5252 | 349.4103 | 325.5763 | 7454.342 | 238.5349 | 3849.6335 | 29385 |  | 3673
2016-06-28 10:00 | 15740.483 | 718.6225 | 648.1114 | 575.7673 | 1260.2803 | 11302.26 | 538.3058 | 6098.78 | 36883 |  | 4610
2016-06-28 11:00 | 15217.566 | 844.0963 | 821.4181 | 569.8953 | 1489.746 | 9616.482 | 707.6381 | 6951.7563 | 36219 |  | 4527
2016-06-28 12:00 | 19355.277 | 2089.9377 | 1063.5842 | 844.6275 | 1934.0674 | 9600.562 | 782.7345 | 7627.031 | 43298 |  | 5412
2016-06-28 13:00 | 31791.576 | 2479.0173 | 1838.7302 | 1030.9807 | 3170.2905 | 17105.191 | 878.2422 | 7223.774 | 65518 |  | 8190
2016-06-28 14:00 | 28563.586 | 2609.1006 | 1851.182 | 1591.2567 | 6060.0435 | 9895.529 | 1945.0536 | 6444.1465 | 58960 |  | 7370
2016-06-28 15:00 | 22217.363 | 2008.3983 | 2148.3396 | 2217.4924 | 7400.9966 | 11974.991 | 1386.3483 | 3325.3267 | 52679 |  | 6585
2016-06-28 16:00 | 7601.6543 | 1658.5665 | 1565.1956 | 1021.7147 | 4135.502 | 20197.379 | 557.0027 | 2485.2903 | 39222 |  | 4903
2016-06-28 17:00 | 5062.207 | 1048.7482 | 656.1864 | 606.6599 | 2850.8105 | 12558.458 | 905.114 | 3450.5803 | 27139 |  | 3392
2016-06-28 18:00 | 4757.9326 | 658.6518 | 247.6164 | 335.2479 | 1340.3499 | 4777.126 | 509.5009 | 1218.3481 | 13845 |  | 1731
2016-06-28 19:00 | 963.2254 | 185.7712 | 61.4168 | 79.2346 | 268.8038 | 345.0339 | 66.5195 | 613.8659 | 2584 |  | 323
2016-06-28 20:00 | 0 | 4.813 | 0.12774 | 2.2199 | 29.5401 | 0 | 1.5742 | 37.0921 | 75 |  | 9
2016-06-28 21:00 | 0 | 0 | 0 | 0 | 0 | 0 | 0 | 0 | 0 |  | 0
2016-06-28 22:00 | 0 | 0 | 0 | 0 | 0 | 0 | 0 | 0 | 0 |  | 0
2016-06-28 23:00 | 0 | 0 | 0 | 0 | 0 | 0 | 0 | 0 | 0 |  | 0
2016-06-29 | 0 | 0 | 0 | 0 | 0 | 0 | 0 | 0 | 0 |  | 0
2016-06-29 01:00 | 0 | 0 | 0 | 0 | 0 | 0 | 0 | 0 | 0 |  | 0
2016-06-29 02:00 | 0 | 0 | 0 | 0 | 0 | 0 | 0 | 0 | 0 |  | 0
2016-06-29 03:00 | 0 | 0 | 0 | 0 | 0 | 0 | 0 | 0 | 0 |  | 0
2016-06-29 04:00 | 0 | 0 | 0 | 0 | 0 | 0 | 0 | 0 | 0 |  | 0
2016-06-29 05:00 | 85.627 | 98.4613 | 0 | 16.0833 | 0.40578 | 112.8708 | 0 | 60.7386 | 374 |  | 47
2016-06-29 06:00 | 1178.8629 | 230.8155 | 132.5315 | 299.1119 | 395.1893 | 2348.6929 | 130.6476 | 261.8239 | 4978 |  | 622
2016-06-29 07:00 | 8386.32 | 622.5068 | 234.224 | 276.9788 | 682.738 | 11145.446 | 143.2728 | 749.4987 | 22241 |  | 2780
2016-06-29 08:00 | 8248.647 | 1302.5438 | 397.6924 | 362.4774 | 1299.3158 | 5082.1426 | 365.4155 | 2910.8423 | 19969 |  | 2496
2016-06-29 09:00 | 11012.464 | 822.8301 | 1042.8094 | 1243.7524 | 3390.5723 | 4910.6035 | 777.6409 | 3593.338 | 26794 |  | 3349
2016-06-29 10:00 | 26782.895 | 7043.803 | 2140.6057 | 1643.1982 | 3910.0217 | 12063.267 | 2431.707 | 7351.216 | 63367 |  | 7921
2016-06-29 11:00 | 37995.28 | 5621.8535 | 2973.9797 | 2601.4023 | 6270.9297 | 33947.97 | 575.8791 | 4239.359 | 94227 |  | 11778
2016-06-29 12:00 | 36083.348 | 3523.5242 | 3109.349 | 1329.5901 | 2351.2415 | 33596.91 | 772.2178 | 9710.237 | 90476 |  | 11310
2016-06-29 13:00 | 42652.04 | 3449.8723 | 1622.4059 | 1131.0702 | 2763.3733 | 38504.43 | 2043.1453 | 7913.173 | 100080 |  | 12510
2016-06-29 14:00 | 37377.1 | 2189.7537 | 2379.2576 | 2839.5098 | 8903.853 | 12582.641 | 3817.9866 | 9816.343 | 79906 |  | 9988
2016-06-29 15:00 | 40081.316 | 2116.2275 | 2447.2256 | 2054.5793 | 7989.412 | 28503.117 | 3764.3752 | 10779.775 | 97736 |  | 12217
2016-06-29 16:00 | 34400.92 | 1485.4652 | 1593.1696 | 1168.355 | 5436.819 | 25199.62 | 2113.7017 | 8591.0625 | 79989 |  | 9999
2016-06-29 17:00 | 21781.867 | 666.2148 | 753.6824 | 632.7298 | 2892.9844 | 17397.73 | 910.8358 | 5532.389 | 50568 |  | 6321
2016-06-29 18:00 | 13119.468 | 508.2426 | 335.1704 | 346.9923 | 1449.898 | 8606.181 | 220.8827 | 2284.5962 | 26871 |  | 3359
2016-06-29 19:00 | 3151.5454 | 158.2579 | 112.443 | 95.2207 | 507.0617 | 2018.1119 | 103.2293 | 397.6524 | 6544 |  | 818
2016-06-29 20:00 | 98.8803 | 19.3145 | 9.3324 | 9.8192 | 24.4826 | 108.2667 | 0.25951 | 26.4098 | 297 |  | 37
2016-06-29 21:00 | 0 | 0 | 0 | 0 | 0 | 0 | 0 | 0 | 0 |  | 0
2016-06-29 22:00 | 0 | 0 | 0 | 0 | 0 | 0 | 0 | 0 | 0 |  | 0
2016-06-29 23:00 | 0 | 0 | 0 | 0 | 0 | 0 | 0 | 0 | 0 |  | 0
2016-06-30 | 0 | 0 | 0 | 0 | 0 | 0 | 0 | 0 | 0 |  | 0
2016-06-30 01:00 | 0 | 0 | 0 | 0 | 0 | 0 | 0 | 0 | 0 |  | 0
2016-06-30 02:00 | 0 | 0 | 0 | 0 | 0 | 0 | 0 | 0 | 0 |  | 0
2016-06-30 03:00 | 0 | 0 | 0 | 0 | 0 | 0 | 0 | 0 | 0 |  | 0
2016-06-30 04:00 | 0 | 0 | 0 | 0 | 0 | 0 | 0 | 0 | 0 |  | 0
2016-06-30 05:00 | 282.2126 | 32.6487 | 0 | 83.4877 | 5.2907 | 340.0885 | 16.7291 | 123.6381 | 884 |  | 111
2016-06-30 06:00 | 5717.4536 | 249.7231 | 0 | 826.1442 | 379.7163 | 3523.2476 | 139.3451 | 1777.4869 | 12613 |  | 1577
2016-06-30 07:00 | 17058.877 | 2602.0012 | 139.032 | 1731.0458 | 2291.3962 | 11577.42 | 252.4414 | 5589.3745 | 41242 |  | 5155
2016-06-30 08:00 | 26354.229 | 4982.7812 | 1501.8076 | 2540.145 | 6137.487 | 20154.727 | 457.4593 | 9506.003 | 71635 |  | 8954
2016-06-30 09:00 | 37033.055 | 7446.0635 | 3102.946 | 3147.4934 | 9004.621 | 27467.135 | 2740.6416 | 12332.293 | 102274 |  | 12784
2016-06-30 10:00 | 42039.46 | 7854.966 | 4442.921 | 3446.2166 | 10361.432 | 32795.51 | 4087.5989 | 14221.486 | 119250 |  | 14906
2016-06-30 11:00 | 46558.133 | 7541.503 | 4500.805 | 3536.171 | 11163.912 | 34574.645 | 4930.962 | 13352.419 | 126159 |  | 15770
2016-06-30 12:00 | 40881.37 | 6699.2124 | 4274.04 | 3533.911 | 11479.9 | 37814.344 | 5350.2573 | 9519.29 | 119552 |  | 14944
2016-06-30 13:00 | 35657.54 | 5880.9536 | 3808.978 | 2942.1445 | 10768.283 | 33859.62 | 4625.6597 | 10255.927 | 107799 |  | 13475
2016-06-30 14:00 | 43027.004 | 4401.383 | 3477.475 | 2743.6504 | 9397.635 | 33320.13 | 5526.698 | 10820.935 | 112715 |  | 14089
2016-06-30 15:00 | 40410.4 | 2454.1357 | 2613.8804 | 2324.6335 | 8323.301 | 33183.4 | 4687.86 | 12223.788 | 106221 |  | 13278
2016-06-30 16:00 | 31593.902 | 1115.7194 | 1489.6033 | 1443.5349 | 5721.859 | 24979.076 | 2159.888 | 9660.537 | 78164 |  | 9771
2016-06-30 17:00 | 24878.455 | 426.8022 | 582.2276 | 599.4278 | 2745.0464 | 16200.93 | 420.0509 | 6744.633 | 52598 |  | 6575
2016-06-30 18:00 | 14490.798 | 353.2337 | 271.1656 | 285.0203 | 1570.6936 | 6723.2603 | 165.2506 | 2360.8525 | 26220 |  | 3278
2016-06-30 19:00 | 3370.6592 | 99.7491 | 96.2587 | 103.7946 | 447.3741 | 1916.2908 | 72.5064 | 418.4697 | 6525 |  | 816
2016-06-30 20:00 | 124.3472 | 0.14887 | 2.0801 | 8.0972 | 23.352 | 128.2994 | 1.0743 | 36.742 | 324 |  | 41
2016-06-30 21:00 | 0 | 0 | 0 | 0 | 0 | 0 | 0 | 0 | 0 |  | 0
2016-06-30 22:00 | 0 | 0 | 0 | 0 | 0 | 0 | 0 | 0 | 0 |  | 0
2016-06-30 23:00 | 0 | 0 | 0 | 0 | 0 | 0 | 0 | 0 | 0 |  | 0
2016-07-01 | 0 | 0 | 0 | 0 | 0 | 0 | 0 | 0 | 0 |  | 0
2016-07-01 01:00 | 0 | 0 | 0 | 0 | 0 | 0 | 0 | 0 | 0 |  | 0
2016-07-01 02:00 | 0 | 0 | 0 | 0 | 0 | 0 | 0 | 0 | 0 |  | 0
2016-07-01 03:00 | 0 | 0 | 0 | 0 | 0 | 0 | 0 | 0 | 0 |  | 0
2016-07-01 04:00 | 0 | 0 | 0 | 0 | 0 | 0 | 0 | 0 | 0 |  | 0
2016-07-01 05:00 | 280.1551 | 27.7052 | 0 | 65.6008 | 11.1372 | 319.4631 | 7.687 | 84.7938 | 797 |  | 100
2016-07-01 06:00 | 5802.4263 | 305.7357 | 0 | 806.6376 | 485.7144 | 4200.063 | 159.7028 | 2053.1628 | 13813 |  | 1727
2016-07-01 07:00 | 16354.218 | 2395.9858 | 189.8566 | 1693.6113 | 2260.574 | 12354.557 | 290.827 | 5535.734 | 41075 |  | 5134
2016-07-01 08:00 | 27703.842 | 4772.963 | 1484.1918 | 2449.112 | 6048.5186 | 20448.896 | 479.1799 | 9314.446 | 72701 |  | 9088
2016-07-01 09:00 | 31273.066 | 6889.752 | 3051.8062 | 2996.5627 | 8787.383 | 26125.281 | 2638.3274 | 12021.591 | 93784 |  | 11723
2016-07-01 10:00 | 41191.63 | 6820.32 | 4149.493 | 3182.7275 | 9898.505 | 32214.47 | 3933.824 | 13284.558 | 114676 |  | 14334
2016-07-01 11:00 | 37687.508 | 4810.9106 | 3476.5808 | 2825.9758 | 9159.6875 | 34062.145 | 3119.283 | 11503.931 | 106646 |  | 13331
2016-07-01 12:00 | 38522.92 | 4299.3325 | 3347.9688 | 2470.4548 | 8953.722 | 26967.633 | 2896.579 | 10361.439 | 97820 |  | 12228
2016-07-01 13:00 | 39514.516 | 4065.8242 | 3214.5635 | 2233.248 | 8069.736 | 23779.648 | 3402.6875 | 9712.343 | 93993 |  | 11749
2016-07-01 14:00 | 25246.684 | 3060.6047 | 2625.303 | 2053.2366 | 5779.5635 | 32201.959 | 3752.145 | 10634.118 | 85354 |  | 10669
2016-07-01 15:00 | 21210.46 | 2460.4246 | 1506.8699 | 1529.3629 | 4747.9097 | 22775.025 | 2205.1072 | 8425.249 | 64860 |  | 8108
2016-07-01 16:00 | 18519.436 | 1376.8766 | 784.5542 | 978.6126 | 3183.6453 | 9831.75 | 1615.0842 | 6870.635 | 43161 |  | 5395
2016-07-01 17:00 | 14328.547 | 951.2291 | 696.105 | 720.4086 | 2305.2888 | 9123.995 | 1017.2095 | 3505.2227 | 32648 |  | 4081
2016-07-01 18:00 | 5295.023 | 552.6071 | 389.4748 | 411.7787 | 1157.5671 | 5704.355 | 464.9585 | 1248.0784 | 15224 |  | 1903
2016-07-01 19:00 | 454.237 | 195.3701 | 82.6414 | 147.2779 | 340.4472 | 1315.7284 | 208.8265 | 230.0722 | 2975 |  | 372
2016-07-01 20:00 | 9.8516 | 0.23738 | 0 | 1.9815 | 3.2831 | 9.7005 | 1.4545 | 4.977 | 31 |  | 4
2016-07-01 21:00 | 0 | 0 | 0 | 0 | 0 | 0 | 0 | 0 | 0 |  | 0
2016-07-01 22:00 | 0 | 0 | 0 | 0 | 0 | 0 | 0 | 0 | 0 |  | 0
2016-07-01 23:00 | 0 | 0 | 0 | 0 | 0 | 0 | 0 | 0 | 0 |  | 0
2016-07-02 | 0 | 0 | 0 | 0 | 0 | 0 | 0 | 0 | 0 |  | 0
2016-07-02 01:00 | 0 | 0 | 0 | 0 | 0 | 0 | 0 | 0 | 0 |  | 0
2016-07-02 02:00 | 0 | 0 | 0 | 0 | 0 | 0 | 0 | 0 | 0 |  | 0
2016-07-02 03:00 | 0 | 0 | 0 | 0 | 0 | 0 | 0 | 0 | 0 |  | 0
2016-07-02 04:00 | 0 | 0 | 0 | 0 | 0 | 0 | 0 | 0 | 0 |  | 0
2016-07-02 05:00 | 222.5867 | 50.0774 | 0 | 69.1755 | 0.32499 | 462.5709 | 13.8726 | 112.0558 | 931 |  | 116
2016-07-02 06:00 | 5848.068 | 229.56 | 0 | 818.8293 | 337.4687 | 3530.1707 | 139.4947 | 1684.0231 | 12588 |  | 1573
2016-07-02 07:00 | 14788.491 | 2546.3428 | 115.4122 | 1771.1777 | 2244.004 | 12074.725 | 249.969 | 5618.6416 | 39409 |  | 4926
2016-07-02 08:00 | 17132.627 | 5069.9277 | 1505.464 | 2642.1675 | 6344.3643 | 21033.129 | 450.2686 | 9744.48 | 63922 |  | 7990
2016-07-02 09:00 | 39335.99 | 7306.905 | 3164.6304 | 3235.982 | 9220.148 | 28998.814 | 2786.848 | 11294.32 | 105344 |  | 13168
2016-07-02 10:00 | 38071.305 | 5101.2246 | 3473.918 | 3351.2498 | 9833.297 | 34635.875 | 3944.965 | 10899.343 | 109311 |  | 13664
2016-07-02 11:00 | 40184.355 | 7335.2754 | 3565.0256 | 2487.809 | 8870.621 | 35187.605 | 3412.7087 | 9034.8125 | 110078 |  | 13760
2016-07-02 12:00 | 48584.31 | 4663.673 | 2653.1663 | 3117.9033 | 9188.787 | 39197.043 | 3295.333 | 9471.887 | 120172 |  | 15022
2016-07-02 13:00 | 47779.754 | 5053.037 | 3814.5334 | 2767.5193 | 8123.199 | 36019.94 | 3000.3748 | 7775.2095 | 114334 |  | 14292
2016-07-02 14:00 | 44747.438 | 3669.202 | 3336.709 | 3066.6719 | 9757.93 | 38186.203 | 5658.7817 | 7344.922 | 115768 |  | 14471
2016-07-02 15:00 | 27962.076 | 2360.7236 | 2763.8982 | 2159.4111 | 8075.1235 | 34408.867 | 4506.5195 | 9449.646 | 91686 |  | 11461
2016-07-02 16:00 | 33661.48 | 1163.916 | 1673.2168 | 1676.148 | 4889.5225 | 24792.252 | 2485.1204 | 10307.734 | 80649 |  | 10081
2016-07-02 17:00 | 23408.895 | 549.5613 | 600.5604 | 622.1099 | 3591.2075 | 13830.035 | 428.5625 | 6560.9893 | 49592 |  | 6199
2016-07-02 18:00 | 16519.502 | 362.6485 | 195.7543 | 246.7293 | 1317.4263 | 6627.672 | 327.8639 | 1470.0272 | 27068 |  | 3383
2016-07-02 19:00 | 3294.6365 | 96.474 | 91.4889 | 113.9437 | 364.0808 | 1614.1266 | 89.1674 | 513.5777 | 6177 |  | 772
2016-07-02 20:00 | 105.647 | 0.032188 | 3.4239 | 7.2683 | 22.4508 | 123.5396 | 1.2412 | 40.0372 | 304 |  | 38
2016-07-02 21:00 | 0 | 0 | 0 | 0 | 0 | 0 | 0 | 0 | 0 |  | 0
2016-07-02 22:00 | 0 | 0 | 0 | 0 | 0 | 0 | 0 | 0 | 0 |  | 0
2016-07-02 23:00 | 0 | 0 | 0 | 0 | 0 | 0 | 0 | 0 | 0 |  | 0
2016-07-03 | 0 | 0 | 0 | 0 | 0 | 0 | 0 | 0 | 0 |  | 0
2016-07-03 01:00 | 0 | 0 | 0 | 0 | 0 | 0 | 0 | 0 | 0 |  | 0
2016-07-03 02:00 | 0 | 0 | 0 | 0 | 0 | 0 | 0 | 0 | 0 |  | 0
2016-07-03 03:00 | 0 | 0 | 0 | 0 | 0 | 0 | 0 | 0 | 0 |  | 0
2016-07-03 04:00 | 0 | 0 | 0 | 0 | 0 | 0 | 0 | 0 | 0 |  | 0
2016-07-03 05:00 | 347.3612 | 28.4735 | 0 | 74.8557 | 5.8182 | 359.1702 | 17.0728 | 126.37 | 959 |  | 120
2016-07-03 06:00 | 6006.2153 | 263.3935 | 11.1424 | 795.579 | 481.7712 | 3682.359 | 144.6112 | 1741.0564 | 13126 |  | 1641
2016-07-03 07:00 | 16549.896 | 2229.2305 | 182.4237 | 1760.7389 | 2299.6836 | 11790.871 | 262.6 | 5615.3833 | 40691 |  | 5086
2016-07-03 08:00 | 28680.232 | 4877.8247 | 1556.7653 | 2595.597 | 6485.6196 | 20723.242 | 473.2053 | 9541.745 | 74934 |  | 9367
2016-07-03 09:00 | 37441.496 | 7334.8765 | 3185.3113 | 3172.33 | 9397.361 | 28393.053 | 2830.4 | 12477.314 | 104232 |  | 13029
2016-07-03 10:00 | 44421.906 | 7980.9136 | 4511.0767 | 3533.6956 | 10752.375 | 34286.426 | 4185.1616 | 13157.743 | 122829 |  | 15354
2016-07-03 11:00 | 45824.324 | 7604.749 | 4584.1616 | 3628.8457 | 11156.019 | 38282.17 | 4993.244 | 8625.76 | 124699 |  | 15587
2016-07-03 12:00 | 47320.465 | 6732.478 | 4209.622 | 3380.3774 | 11544.099 | 39664.34 | 5402.9043 | 7328.9355 | 125583 |  | 15698
2016-07-03 13:00 | 45956.33 | 5515.0464 | 3569.9375 | 3109.3406 | 9959.979 | 39574.7 | 5082.4746 | 9405.398 | 122173 |  | 15272
2016-07-03 14:00 | 38153.035 | 4255.5293 | 3352.499 | 2954.6536 | 7242.5894 | 33770.934 | 4632.632 | 9889.953 | 104252 |  | 13031
2016-07-03 15:00 | 40798.117 | 2049.0964 | 2604.9062 | 2409.5542 | 6005.085 | 31932.541 | 4012.9263 | 9717.564 | 99530 |  | 12441
2016-07-03 16:00 | 33371.684 | 1214.6355 | 1465.016 | 1434.456 | 5667.325 | 25943.848 | 1527.661 | 9913.83 | 80538 |  | 10067
2016-07-03 17:00 | 26225.385 | 498.343 | 503.3582 | 698.179 | 3282.9077 | 16103.728 | 352.7609 | 6670.1973 | 54335 |  | 6792
2016-07-03 18:00 | 14691.182 | 354.9718 | 217.676 | 255.6371 | 1322.3348 | 6792.033 | 170.8794 | 2325.545 | 26130 |  | 3266
2016-07-03 19:00 | 3612.6323 | 115.5129 | 88.8234 | 125.7324 | 340.3828 | 1870.2587 | 86.4315 | 429.4517 | 6669 |  | 834
2016-07-03 20:00 | 136.2331 | 1.3318 | 2.0057 | 8.4331 | 21.3403 | 118.3615 | 0.68398 | 22.0645 | 310 |  | 39
2016-07-03 21:00 | 0 | 0 | 0 | 0 | 0 | 0 | 0 | 0 | 0 |  | 0
2016-07-03 22:00 | 0 | 0 | 0 | 0 | 0 | 0 | 0 | 0 | 0 |  | 0
2016-07-03 23:00 | 0 | 0 | 0 | 0 | 0 | 0 | 0 | 0 | 0 |  | 0
2016-07-04 | 0 | 0 | 0 | 0 | 0 | 0 | 0 | 0 | 0 |  | 0
2016-07-04 01:00 | 0 | 0 | 0 | 0 | 0 | 0 | 0 | 0 | 0 |  | 0
2016-07-04 02:00 | 0 | 0 | 0 | 0 | 0 | 0 | 0 | 0 | 0 |  | 0
2016-07-04 03:00 | 0 | 0 | 0 | 0 | 0 | 0 | 0 | 0 | 0 |  | 0
2016-07-04 04:00 | 0 | 0 | 0 | 0 | 0 | 0 | 0 | 0 | 0 |  | 0
2016-07-04 05:00 | 273.6945 | 27.6943 | 0 | 95.7026 | 4.6625 | 375.993 | 14.5611 | 109.1035 | 901 |  | 113
2016-07-04 06:00 | 4901.856 | 247.122 | 0 | 847.1061 | 414.1642 | 3825.703 | 139.5152 | 1662.6965 | 12038 |  | 1505
2016-07-04 07:00 | 16819.312 | 2325.0886 | 152.8527 | 1744.7981 | 2216.6055 | 12144.856 | 262.7766 | 5419.306 | 41086 |  | 5136
2016-07-04 08:00 | 28364.883 | 4827.8804 | 1495.5906 | 2540.1428 | 6301.54 | 20647.09 | 449.8282 | 9236.841 | 73864 |  | 9233
2016-07-04 09:00 | 36837.434 | 7235.9834 | 3105.694 | 3099.8628 | 9030.108 | 27895.965 | 2635.4324 | 12084.856 | 101925 |  | 12741
2016-07-04 10:00 | 43308.117 | 7864.0386 | 4359.305 | 3364.2058 | 10305.768 | 33434.316 | 4001.2314 | 14025.325 | 120662 |  | 15083
2016-07-04 11:00 | 44996.605 | 7399.894 | 4449.62 | 3510.8696 | 11072.717 | 36815.184 | 4806.915 | 12588.144 | 125640 |  | 15705
2016-07-04 12:00 | 45643.598 | 6483.019 | 4325.7876 | 3471.7546 | 11338.28 | 38509.305 | 5305.5723 | 12234.355 | 127312 |  | 15914
2016-07-04 13:00 | 45688 | 5694.1655 | 4015.2578 | 3189.6787 | 10970.324 | 38048.34 | 5479.8955 | 13709.203 | 126795 |  | 15849
2016-07-04 14:00 | 43715.344 | 4394.1045 | 3461.4458 | 2839.412 | 9853.974 | 35580.133 | 5360.299 | 14230.269 | 119435 |  | 14929
2016-07-04 15:00 | 38480.062 | 2403.6177 | 2614.351 | 2222.4724 | 8073.727 | 31561.594 | 4882.1616 | 12220.057 | 102458 |  | 12807
2016-07-04 16:00 | 34687.727 | 1337.286 | 1528.4314 | 1367.0433 | 5317.1655 | 24386.709 | 2068.3547 | 8710.025 | 79403 |  | 9925
2016-07-04 17:00 | 25691.916 | 607.2695 | 718.4692 | 633.5405 | 3240.927 | 15462.336 | 436.2412 | 5025.6636 | 51816 |  | 6477
2016-07-04 18:00 | 11967.166 | 327.2744 | 277.2873 | 205.4065 | 1316.3962 | 7387.723 | 210.5626 | 2372.1423 | 24064 |  | 3008
2016-07-04 19:00 | 3804.609 | 118.6632 | 97.7112 | 107.7235 | 444.0587 | 1836.333 | 75.8096 | 485.2587 | 6970 |  | 871
2016-07-04 20:00 | 276.6753 | 4.1763 | 3.3012 | 9.435 | 23.1026 | 123.258 | 1.5732 | 69.2595 | 511 |  | 64
2016-07-04 21:00 | 0 | 0 | 0 | 0 | 0 | 0 | 0 | 0 | 0 |  | 0
2016-07-04 22:00 | 0 | 0 | 0 | 0 | 0 | 0 | 0 | 0 | 0 |  | 0
2016-07-04 23:00 | 0 | 0 | 0 | 0 | 0 | 0 | 0 | 0 | 0 |  | 0
2016-07-05 | 0 | 0 | 0 | 0 | 0 | 0 | 0 | 0 | 0 |  | 0
2016-07-05 01:00 | 0 | 0 | 0 | 0 | 0 | 0 | 0 | 0 | 0 |  | 0
2016-07-05 02:00 | 0 | 0 | 0 | 0 | 0 | 0 | 0 | 0 | 0 |  | 0
2016-07-05 03:00 | 0 | 0 | 0 | 0 | 0 | 0 | 0 | 0 | 0 |  | 0
2016-07-05 04:00 | 0 | 0 | 0 | 0 | 0 | 0 | 0 | 0 | 0 |  | 0
2016-07-05 05:00 | 79.9003 | 64.6626 | 0.0044347 | 31.133 | 69.2392 | 493.2028 | 49.321 | 122.6668 | 910 |  | 114
2016-07-05 06:00 | 2550.9792 | 377.2304 | 170.1611 | 462.5203 | 656.4481 | 3280.5276 | 199.9563 | 1717.961 | 9416 |  | 1177
2016-07-05 07:00 | 7981.105 | 845.7405 | 676.4428 | 814.2595 | 1948.4652 | 11074.764 | 301.8646 | 4363.325 | 28006 |  | 3501
2016-07-05 08:00 | 21693.258 | 1642.413 | 815.5751 | 1001.6952 | 2612.8147 | 16197.859 | 629.0905 | 8205.141 | 52798 |  | 6600
2016-07-05 09:00 | 23033.055 | 3587.3545 | 675.8189 | 1498.7365 | 2987.3555 | 15065.024 | 2487.2874 | 9122.603 | 58457 |  | 7307
2016-07-05 10:00 | 34389.703 | 7234.7383 | 1586.0446 | 1723.7603 | 5536.4653 | 12526.343 | 3716.2659 | 11392.644 | 78106 |  | 9763
2016-07-05 11:00 | 27460.57 | 5323.955 | 3695.4297 | 3012.0015 | 8451.583 | 22620.08 | 4323.9644 | 11083.99 | 85972 |  | 10746
2016-07-05 12:00 | 48478.145 | 3551.7014 | 2469.7422 | 1619.5402 | 5148.2056 | 22036.064 | 3105.1953 | 12741.8125 | 99150 |  | 12394
2016-07-05 13:00 | 42654.258 | 4991.1465 | 2832.0693 | 2093.7747 | 6676.516 | 31646.537 | 2914.7139 | 13092 | 106901 |  | 13363
2016-07-05 14:00 | 40338.19 | 3289.9707 | 1376.3304 | 2323.4133 | 7694.4697 | 36053.938 | 5321.682 | 14082.846 | 110481 |  | 13810
2016-07-05 15:00 | 39772.785 | 2466.381 | 2133.116 | 1721.7103 | 7328.9688 | 30950.373 | 4718.4136 | 11829.294 | 100921 |  | 12615
2016-07-05 16:00 | 28030.582 | 1038.3083 | 1570.2369 | 1092.0846 | 5966.3516 | 24425.668 | 2104.0283 | 8614.672 | 72842 |  | 9105
2016-07-05 17:00 | 22734.445 | 480.7485 | 521.5723 | 608.1204 | 3224.8013 | 15393.494 | 324.0617 | 5949.5215 | 49237 |  | 6155
2016-07-05 18:00 | 13679.039 | 277.4442 | 204.7628 | 173.724 | 1178.7866 | 6173.317 | 173.8024 | 2253.3865 | 24114 |  | 3014
2016-07-05 19:00 | 3194.2773 | 103.3219 | 86.1338 | 95.953 | 323.7459 | 1723.8779 | 67.2296 | 442.9442 | 6037 |  | 755
2016-07-05 20:00 | 80.5511 | 0.27762 | 1.3177 | 5.492 | 15.0959 | 82.5811 | 0.64777 | 30.1677 | 216 |  | 27
2016-07-05 21:00 | 0 | 0 | 0 | 0 | 0 | 0 | 0 | 0 | 0 |  | 0
2016-07-05 22:00 | 0 | 0 | 0 | 0 | 0 | 0 | 0 | 0 | 0 |  | 0
2016-07-05 23:00 | 0 | 0 | 0 | 0 | 0 | 0 | 0 | 0 | 0 |  | 0
2016-07-06 | 0 | 0 | 0 | 0 | 0 | 0 | 0 | 0 | 0 |  | 0
2016-07-06 01:00 | 0 | 0 | 0 | 0 | 0 | 0 | 0 | 0 | 0 |  | 0
2016-07-06 02:00 | 0 | 0 | 0 | 0 | 0 | 0 | 0 | 0 | 0 |  | 0
2016-07-06 03:00 | 0 | 0 | 0 | 0 | 0 | 0 | 0 | 0 | 0 |  | 0
2016-07-06 04:00 | 0 | 0 | 0 | 0 | 0 | 0 | 0 | 0 | 0 |  | 0
2016-07-06 05:00 | 236.0066 | 4.0487 | 0 | 9.1803 | 2.1418 | 204.0966 | 10.7461 | 75.9552 | 542 |  | 68
2016-07-06 06:00 | 5114.787 | 245.7041 | 5.856 | 681.3066 | 454.9141 | 3574.5427 | 122.0399 | 1575.3243 | 11774 |  | 1472
2016-07-06 07:00 | 16006.077 | 1939.0463 | 207.9361 | 1598.7277 | 2081.5159 | 11394.051 | 271.3648 | 5212.325 | 38711 |  | 4839
2016-07-06 08:00 | 25496.812 | 4499.389 | 1486.5898 | 2362.7947 | 5898.386 | 19474.637 | 516.2405 | 8867.422 | 68602 |  | 8575
2016-07-06 09:00 | 33128.85 | 6767.3906 | 3029.908 | 2934.906 | 8558.866 | 26576.75 | 2703.3975 | 11667.602 | 95368 |  | 11921
2016-07-06 10:00 | 41111.273 | 7444.656 | 4199.0303 | 3255.0583 | 9878.482 | 31809.896 | 3918.8083 | 13539.696 | 115157 |  | 14395
2016-07-06 11:00 | 38836.52 | 5595.7305 | 4153.1973 | 3299.3706 | 10319.435 | 35407.17 | 4642.8223 | 14608.314 | 116863 |  | 14608
2016-07-06 12:00 | 44340.13 | 5563.2993 | 3928.3745 | 3227.1912 | 9877.82 | 35717.72 | 5162.1035 | 12633.658 | 120450 |  | 15056
2016-07-06 13:00 | 42378.984 | 5464.9624 | 3742.4084 | 3049.1338 | 10107.068 | 32238.033 | 5122.4897 | 8059.571 | 110163 |  | 13770
2016-07-06 14:00 | 41002.54 | 4275.2803 | 2858.27 | 2210.0217 | 8960.014 | 20401.14 | 3860.285 | 9695.267 | 93263 |  | 11658
2016-07-06 15:00 | 39276.586 | 1927.3472 | 2049.559 | 2012.6381 | 6137.846 | 23397.543 | 4245.4385 | 12392.207 | 91439 |  | 11430
2016-07-06 16:00 | 32259.88 | 1231.2322 | 1500.3278 | 1531.8373 | 4742.2 | 19589.027 | 1565.2057 | 9382.383 | 71802 |  | 8975
2016-07-06 17:00 | 23516.3 | 658.0452 | 555.5723 | 666.6896 | 2708.5781 | 12713.934 | 516.3237 | 5841.126 | 47177 |  | 5897
2016-07-06 18:00 | 13236.036 | 396.2844 | 307.7507 | 314.2305 | 1397.0582 | 6549.3633 | 243.0518 | 2239.6665 | 24683 |  | 3085
2016-07-06 19:00 | 2997.8918 | 109.699 | 153.5706 | 114.6076 | 498.6407 | 1767.7858 | 64.884 | 432.8333 | 6140 |  | 767
2016-07-06 20:00 | 186.5397 | 0 | 0.60754 | 4.9629 | 15.3856 | 79.9216 | 0.0020117 | 35.2493 | 323 |  | 40
2016-07-06 21:00 | 0 | 0 | 0 | 0 | 0 | 0 | 0 | 0 | 0 |  | 0
2016-07-06 22:00 | 0 | 0 | 0 | 0 | 0 | 0 | 0 | 0 | 0 |  | 0
2016-07-06 23:00 | 0 | 0 | 0 | 0 | 0 | 0 | 0 | 0 | 0 |  | 0
2016-07-07 | 0 | 0 | 0 | 0 | 0 | 0 | 0 | 0 | 0 |  | 0
2016-07-07 01:00 | 0 | 0 | 0 | 0 | 0 | 0 | 0 | 0 | 0 |  | 0
2016-07-07 02:00 | 0 | 0 | 0 | 0 | 0 | 0 | 0 | 0 | 0 |  | 0
2016-07-07 03:00 | 0 | 0 | 0 | 0 | 0 | 0 | 0 | 0 | 0 |  | 0
2016-07-07 04:00 | 0 | 0 | 0 | 0 | 0 | 0 | 0 | 0 | 0 |  | 0
2016-07-07 05:00 | 153.4166 | 13.0662 | 0 | 11.2941 | 5.4533 | 116.9212 | 16.1041 | 129.5419 | 446 |  | 56
2016-07-07 06:00 | 3575.9434 | 274.6453 | 89.9384 | 149.4263 | 420.9727 | 1513.5765 | 300.8226 | 1287.8217 | 7613 |  | 952
2016-07-07 07:00 | 8964.786 | 756.246 | 305.834 | 278.3234 | 765.3768 | 4567.697 | 670.081 | 3180.2305 | 19489 |  | 2436
2016-07-07 08:00 | 12746.686 | 1683.7125 | 683.4357 | 839.1029 | 1707.6227 | 13991.11 | 1024.23 | 5419.7524 | 38096 |  | 4762
2016-07-07 09:00 | 17620.719 | 3252.051 | 1298.3019 | 1917.7311 | 3939.546 | 22135 | 1289.2977 | 5311.4277 | 56764 |  | 7096
2016-07-07 10:00 | 20466.559 | 4594.7344 | 2898.2117 | 2506.9521 | 7521.4067 | 24124.75 | 1219.1211 | 8362.175 | 71694 |  | 8962
2016-07-07 11:00 | 23669.621 | 3302.197 | 2765.8506 | 1993.8365 | 6847.5444 | 20627.352 | 1650.675 | 11428.051 | 72285 |  | 9036
2016-07-07 12:00 | 36070.85 | 5161.2817 | 3131.4429 | 2801.6538 | 8314.305 | 28497.053 | 3267.0745 | 10625.53 | 97869 |  | 12234
2016-07-07 13:00 | 40313.598 | 5505.5127 | 3726.6233 | 2878.3682 | 10218.076 | 35676.812 | 4265.046 | 13237.364 | 115821 |  | 14478
2016-07-07 14:00 | 37038.18 | 4427.865 | 3241.5398 | 2848.9326 | 9318.583 | 33529.96 | 5013.503 | 10611.027 | 106030 |  | 13254
2016-07-07 15:00 | 29717.5 | 2441.2288 | 2430.452 | 2116.1943 | 7504.62 | 30928.234 | 4689.441 | 7601.1284 | 87429 |  | 10929
2016-07-07 16:00 | 25441.016 | 1288.0934 | 1526.0033 | 1010.4481 | 3710.1082 | 22880.17 | 2327.5786 | 4261.5786 | 62445 |  | 7806
2016-07-07 17:00 | 20300.938 | 948.0868 | 688.8024 | 649.8314 | 2562.9778 | 13211.58 | 589.5603 | 2445.5256 | 41397 |  | 5175
2016-07-07 18:00 | 8184.303 | 669.0232 | 281.2041 | 277.2169 | 895.3033 | 6911.9717 | 397.413 | 2230.2578 | 19847 |  | 2481
2016-07-07 19:00 | 1839.9967 | 130.299 | 67.8331 | 76.3005 | 318.6401 | 1069.4216 | 106.5145 | 483.9431 | 4093 |  | 512
2016-07-07 20:00 | 5.1727 | 0 | 0.65381 | 3.7277 | 19.224 | 15.1804 | 5.3351 | 7.2402 | 57 |  | 7
2016-07-07 21:00 | 0 | 0 | 0 | 0 | 0 | 0 | 0 | 0 | 0 |  | 0
2016-07-07 22:00 | 0 | 0 | 0 | 0 | 0 | 0 | 0 | 0 | 0 |  | 0
2016-07-07 23:00 | 0 | 0 | 0 | 0 | 0 | 0 | 0 | 0 | 0 |  | 0
2016-07-08 | 0 | 0 | 0 | 0 | 0 | 0 | 0 | 0 | 0 |  | 0
2016-07-08 01:00 | 0 | 0 | 0 | 0 | 0 | 0 | 0 | 0 | 0 |  | 0
2016-07-08 02:00 | 0 | 0 | 0 | 0 | 0 | 0 | 0 | 0 | 0 |  | 0
2016-07-08 03:00 | 0 | 0 | 0 | 0 | 0 | 0 | 0 | 0 | 0 |  | 0
2016-07-08 04:00 | 0 | 0 | 0 | 0 | 0 | 0 | 0 | 0 | 0 |  | 0
2016-07-08 05:00 | 89.3881 | 0 | 0 | 0 | 0 | 9.8922 | 0.81701 | 13.4247 | 114 |  | 14
2016-07-08 06:00 | 2513.4077 | 105.1375 | 38.7507 | 65.6604 | 169.2608 | 867.2017 | 144.8467 | 236.4041 | 4141 |  | 518
2016-07-08 07:00 | 8633.65 | 475.3462 | 290.486 | 299.0107 | 849.5349 | 4039.2488 | 329.7715 | 787.6622 | 15705 |  | 1963
2016-07-08 08:00 | 11037.646 | 1104.968 | 438.0853 | 916.5188 | 2219.8816 | 7736.422 | 972.7299 | 2641.5269 | 27068 |  | 3383
2016-07-08 09:00 | 18115.701 | 1500.3516 | 795.4481 | 1093.9865 | 2896.6318 | 19859.885 | 1594.0522 | 3459.824 | 49316 |  | 6164
2016-07-08 10:00 | 32800.34 | 1462.044 | 1324.9215 | 1489.7053 | 3764.3506 | 31445.059 | 1615.4843 | 6298.7266 | 80201 |  | 10025
2016-07-08 11:00 | 35720.324 | 2376.3105 | 1659.4066 | 1407.5352 | 4359.706 | 29284.969 | 1677.103 | 8127.7466 | 84613 |  | 10577
2016-07-08 12:00 | 42084.2 | 2467.7678 | 1591.5934 | 1190.1816 | 4450.2153 | 16747.39 | 1776.2817 | 6459.223 | 76767 |  | 9596
2016-07-08 13:00 | 34580.246 | 2411.8435 | 1346.483 | 937.5957 | 3235.2358 | 16470.354 | 942.9272 | 6938.8687 | 66864 |  | 8358
2016-07-08 14:00 | 40700.71 | 1705.6699 | 1305.3239 | 895.5719 | 2895.3984 | 13841.301 | 705.8738 | 4864.9204 | 66915 |  | 8364
2016-07-08 15:00 | 35852.484 | 1447.678 | 1494.5018 | 935.0936 | 3792.627 | 10951.978 | 642.6274 | 6558.4404 | 61675 |  | 7709
2016-07-08 16:00 | 25922.438 | 1558.1505 | 1008.9584 | 821.6221 | 3113.503 | 9856.583 | 879.9409 | 4431.7236 | 47593 |  | 5949
2016-07-08 17:00 | 12426.259 | 515.3741 | 664.6155 | 488.0913 | 1734.1337 | 6139.705 | 394.7234 | 998.3275 | 23361 |  | 2920
2016-07-08 18:00 | 11415.648 | 265.7501 | 240.3793 | 242.4322 | 951.3096 | 3310.5527 | 186.1172 | 638.771 | 17251 |  | 2156
2016-07-08 19:00 | 1908.499 | 47.9855 | 65.1445 | 58.9403 | 183.3078 | 881.3863 | 55.9529 | 260.3788 | 3462 |  | 433
2016-07-08 20:00 | 55.3052 | 0 | 0 | 0 | 0 | 25.6655 | 0 | 1.2976 | 82 |  | 10
2016-07-08 21:00 | 0 | 0 | 0 | 0 | 0 | 0 | 0 | 0 | 0 |  | 0
2016-07-08 22:00 | 0 | 0 | 0 | 0 | 0 | 0 | 0 | 0 | 0 |  | 0
2016-07-08 23:00 | 0 | 0 | 0 | 0 | 0 | 0 | 0 | 0 | 0 |  | 0
2016-07-09 | 0 | 0 | 0 | 0 | 0 | 0 | 0 | 0 | 0 |  | 0
2016-07-09 01:00 | 0 | 0 | 0 | 0 | 0 | 0 | 0 | 0 | 0 |  | 0
2016-07-09 02:00 | 0 | 0 | 0 | 0 | 0 | 0 | 0 | 0 | 0 |  | 0
2016-07-09 03:00 | 0 | 0 | 0 | 0 | 0 | 0 | 0 | 0 | 0 |  | 0
2016-07-09 04:00 | 0 | 0 | 0 | 0 | 0 | 0 | 0 | 0 | 0 |  | 0
2016-07-09 05:00 | 12.926 | 0 | 0 | 0 | 0 | 67.8396 | 0 | 0 | 81 |  | 10
2016-07-09 06:00 | 315.5433 | 43.9891 | 0 | 5.429 | 74.5047 | 472.3154 | 27.6426 | 151.2144 | 1091 |  | 136
2016-07-09 07:00 | 1437.4255 | 162.651 | 254.444 | 151.1639 | 569.5119 | 1085.5443 | 120.0077 | 1022.8662 | 4804 |  | 600
2016-07-09 08:00 | 4814.334 | 448.2733 | 298.6529 | 429.9169 | 668.2503 | 4209.536 | 306.3559 | 1132.4404 | 12308 |  | 1538
2016-07-09 09:00 | 6190.988 | 837.8225 | 419.28 | 517.9683 | 1618.0487 | 6020.983 | 570.2372 | 2497.415 | 18673 |  | 2334
2016-07-09 10:00 | 4525.795 | 1087.8683 | 572.399 | 627.3519 | 1615.637 | 7756.109 | 835.2982 | 2466.6487 | 19487 |  | 2436
2016-07-09 11:00 | 9623.116 | 1112.3331 | 609.2159 | 598.9939 | 1866.6401 | 15769.109 | 1184.7445 | 3435.067 | 34199 |  | 4275
2016-07-09 12:00 | 9308.239 | 953.6866 | 530.6944 | 533.3607 | 1719.1409 | 10906.006 | 814.9556 | 2620.7324 | 27387 |  | 3423
2016-07-09 13:00 | 8981.204 | 1020.8486 | 524.0391 | 556.419 | 1340.1562 | 6776.836 | 903.4968 | 3158.2476 | 23261 |  | 2908
2016-07-09 14:00 | 5511.613 | 979.5315 | 685.9539 | 968.0805 | 1960.8866 | 8083.982 | 636.0089 | 2021.2346 | 20847 |  | 2606
2016-07-09 15:00 | 5017.1777 | 615.6976 | 441.8639 | 613.111 | 1458.3401 | 6830.5806 | 431.3688 | 1532.2799 | 16940 |  | 2118
2016-07-09 16:00 | 3419.6484 | 553.5244 | 652.9501 | 638.0714 | 1805.3627 | 4995.707 | 320.4844 | 984.9123 | 13371 |  | 1671
2016-07-09 17:00 | 3642.6697 | 66.9591 | 259.2703 | 207.8477 | 587.1825 | 2422.359 | 106.7358 | 1919.0865 | 9212 |  | 1152
2016-07-09 18:00 | 1039.7106 | 13.4218 | 18.2488 | 9.282 | 90.2276 | 280.2314 | 15.0577 | 551.6263 | 2018 |  | 252
2016-07-09 19:00 | 397.4442 | 1.2889 | 9.5379 | 7.661 | 25.0197 | 34.1399 | 0 | 8.9079 | 484 |  | 60
2016-07-09 20:00 | 9.169 | 0 | 0 | 0 | 0 | 0 | 0 | 0 | 9 |  | 1
2016-07-09 21:00 | 0 | 0 | 0 | 0 | 0 | 0 | 0 | 0 | 0 |  | 0
2016-07-09 22:00 | 0 | 0 | 0 | 0 | 0 | 0 | 0 | 0 | 0 |  | 0
2016-07-09 23:00 | 0 | 0 | 0 | 0 | 0 | 0 | 0 | 0 | 0 |  | 0
2016-07-10 | 0 | 0 | 0 | 0 | 0 | 0 | 0 | 0 | 0 |  | 0
2016-07-10 01:00 | 0 | 0 | 0 | 0 | 0 | 0 | 0 | 0 | 0 |  | 0
2016-07-10 02:00 | 0 | 0 | 0 | 0 | 0 | 0 | 0 | 0 | 0 |  | 0
2016-07-10 03:00 | 0 | 0 | 0 | 0 | 0 | 0 | 0 | 0 | 0 |  | 0
2016-07-10 04:00 | 0 | 0 | 0 | 0 | 0 | 0 | 0 | 0 | 0 |  | 0
2016-07-10 05:00 | 62.978 | 0 | 0 | 0 | 0 | 17.6339 | 0 | 10.3221 | 91 |  | 11
2016-07-10 06:00 | 892.0528 | 197.3424 | 88.1924 | 148.0157 | 366.9212 | 575.3204 | 75.1367 | 699.5984 | 3043 |  | 380
2016-07-10 07:00 | 5779.6743 | 759.8245 | 611.006 | 446.5583 | 1691.045 | 6436.2783 | 612.2986 | 2693.2551 | 19030 |  | 2379
2016-07-10 08:00 | 9521.441 | 1010.993 | 734.8507 | 704.7426 | 1914.295 | 8097.087 | 798.1583 | 3617.7937 | 26399 |  | 3300
2016-07-10 09:00 | 13964.003 | 1189.9167 | 859.1286 | 872.3831 | 2848.629 | 10901.047 | 1114.5563 | 4497.6904 | 36247 |  | 4531
2016-07-10 10:00 | 13994.865 | 1270.5037 | 1089.4883 | 1223.1843 | 3151.8472 | 14831.172 | 1097.654 | 4615.334 | 41274 |  | 5159
2016-07-10 11:00 | 9161.1455 | 1042.8171 | 838.4197 | 1040.474 | 2558.7744 | 19041.623 | 1985.158 | 3095.7107 | 38764 |  | 4846
2016-07-10 12:00 | 11961.863 | 1140.3755 | 1136.1302 | 797.3437 | 2333.0496 | 16001.2 | 1083.6027 | 2934.8762 | 37388 |  | 4674
2016-07-10 13:00 | 9940.092 | 727.1549 | 796.273 | 682.9855 | 2285.4814 | 12200.767 | 922.9539 | 5217.5938 | 32773 |  | 4097
2016-07-10 14:00 | 10359.202 | 1144.4628 | 733.8685 | 820.5655 | 2320.0347 | 18831.72 | 903.9683 | 4714.816 | 39829 |  | 4979
2016-07-10 15:00 | 6826.004 | 1169.1224 | 1125.8413 | 820.7007 | 2656.2935 | 11625.607 | 663.5423 | 6277.1133 | 31164 |  | 3896
2016-07-10 16:00 | 6996.784 | 949.0987 | 545.6757 | 646.9451 | 1751.1749 | 12464.875 | 1021.4854 | 3775.8943 | 28152 |  | 3519
2016-07-10 17:00 | 6081.3755 | 716.5128 | 464.0391 | 620.1626 | 1712.7351 | 6377.4097 | 494.6052 | 2597.9004 | 19065 |  | 2383
2016-07-10 18:00 | 4335.0073 | 362.6053 | 164.3111 | 229.9344 | 600.0655 | 3626.803 | 248.1535 | 1226.6033 | 10793 |  | 1349
2016-07-10 19:00 | 2514.8105 | 107.9146 | 65.7148 | 70.9091 | 248.8476 | 1918.1617 | 122.2159 | 619.5591 | 5668 |  | 709
2016-07-10 20:00 | 63.6429 | 0 | 0 | 0.31483 | 8.4009 | 81.2815 | 1.1386 | 12.2634 | 167 |  | 21
2016-07-10 21:00 | 0 | 0 | 0 | 0 | 0 | 0 | 0 | 0 | 0 |  | 0
2016-07-10 22:00 | 0 | 0 | 0 | 0 | 0 | 0 | 0 | 0 | 0 |  | 0
2016-07-10 23:00 | 0 | 0 | 0 | 0 | 0 | 0 | 0 | 0 | 0 |  | 0
2016-07-11 | 0 | 0 | 0 | 0 | 0 | 0 | 0 | 0 | 0 |  | 0
2016-07-11 01:00 | 0 | 0 | 0 | 0 | 0 | 0 | 0 | 0 | 0 |  | 0
2016-07-11 02:00 | 0 | 0 | 0 | 0 | 0 | 0 | 0 | 0 | 0 |  | 0
2016-07-11 03:00 | 0 | 0 | 0 | 0 | 0 | 0 | 0 | 0 | 0 |  | 0
2016-07-11 04:00 | 0 | 0 | 0 | 0 | 0 | 0 | 0 | 0 | 0 |  | 0
2016-07-11 05:00 | 203.4433 | 20.944 | 0 | 0 | 7.4829 | 85.4283 | 22.1147 | 85.6468 | 425 |  | 53
2016-07-11 06:00 | 4537.032 | 279.0022 | 59.3543 | 141.0386 | 339.7285 | 1632.1843 | 255.112 | 1505.7316 | 8749 |  | 1094
2016-07-11 07:00 | 9953.664 | 1383.9927 | 334.927 | 394.4399 | 677.153 | 5716.7627 | 512.9775 | 5310.2417 | 24284 |  | 3036
2016-07-11 08:00 | 13703.334 | 2002.4196 | 774.553 | 879.4561 | 1396.2817 | 9297.949 | 909.5705 | 9314.654 | 38278 |  | 4785
2016-07-11 09:00 | 27631.885 | 4131.116 | 1412.0222 | 1253.9541 | 3805.8647 | 22305.154 | 2317.9534 | 12224.712 | 75083 |  | 9385
2016-07-11 10:00 | 37798.434 | 7038.835 | 1858.7561 | 2500.1987 | 9390.371 | 31235.064 | 3672.5474 | 13067.869 | 106562 |  | 13320
2016-07-11 11:00 | 45889.45 | 6916.2646 | 3165.4338 | 3177.4543 | 11179.951 | 36537.793 | 4923.273 | 12881.095 | 124671 |  | 15584
2016-07-11 12:00 | 47034.074 | 6452.833 | 4370.222 | 3377.9116 | 10710.769 | 38915.984 | 5354.288 | 12689.945 | 128906 |  | 16113
2016-07-11 13:00 | 42845.812 | 5817.7095 | 4033.4868 | 3178.8464 | 10999.627 | 37339.35 | 5616.1675 | 11689.9 | 121521 |  | 15190
2016-07-11 14:00 | 41022.816 | 4361.744 | 3514.8638 | 2858.0598 | 9699.5625 | 34761.17 | 5067.7124 | 12098.822 | 113385 |  | 14173
2016-07-11 15:00 | 35667.613 | 2527.8452 | 2380.028 | 2096.9312 | 7201.8403 | 29676.016 | 3420.988 | 9886.988 | 92858 |  | 11607
2016-07-11 16:00 | 27417.645 | 1644.6364 | 1387.4642 | 1333.1338 | 4585.1294 | 20485.025 | 1926.8624 | 8687.446 | 67467 |  | 8433
2016-07-11 17:00 | 25984.32 | 859.0159 | 740.4593 | 731.3483 | 2934.5264 | 15771.682 | 429.3571 | 6052.3926 | 53503 |  | 6688
2016-07-11 18:00 | 13291.723 | 400.9033 | 305.1174 | 271.9341 | 1212.7767 | 6638.209 | 400.2194 | 2373.4338 | 24894 |  | 3112
2016-07-11 19:00 | 3773.7761 | 212.6226 | 123.2117 | 144.6848 | 460.3939 | 2088.2485 | 153.985 | 853.2182 | 7810 |  | 976
2016-07-11 20:00 | 297.8444 | 9.6723 | 8.6081 | 11.8933 | 35.3821 | 133.5218 | 5.3713 | 59.5348 | 562 |  | 70
2016-07-11 21:00 | 0 | 0 | 0 | 0 | 0 | 0 | 0 | 0 | 0 |  | 0
2016-07-11 22:00 | 0 | 0 | 0 | 0 | 0 | 0 | 0 | 0 | 0 |  | 0
2016-07-11 23:00 | 0 | 0 | 0 | 0 | 0 | 0 | 0 | 0 | 0 |  | 0
2016-07-12 | 0 | 0 | 0 | 0 | 0 | 0 | 0 | 0 | 0 |  | 0
2016-07-12 01:00 | 0 | 0 | 0 | 0 | 0 | 0 | 0 | 0 | 0 |  | 0
2016-07-12 02:00 | 0 | 0 | 0 | 0 | 0 | 0 | 0 | 0 | 0 |  | 0
2016-07-12 03:00 | 0 | 0 | 0 | 0 | 0 | 0 | 0 | 0 | 0 |  | 0
2016-07-12 04:00 | 0 | 0 | 0 | 0 | 0 | 0 | 0 | 0 | 0 |  | 0
2016-07-12 05:00 | 49.2603 | 4.2814 | 0 | 43.228 | 0.40134 | 317.1374 | 18.7865 | 39.5411 | 473 |  | 59
2016-07-12 06:00 | 2578.9133 | 242.6043 | 27.1766 | 596.6796 | 258.0709 | 1790.1824 | 78.207 | 1374.6287 | 6946 |  | 868
2016-07-12 07:00 | 7212.615 | 2098.094 | 242.1004 | 1546.1667 | 1811.2467 | 8083.6787 | 283.8238 | 4649.7114 | 25927 |  | 3241
2016-07-12 08:00 | 17856.035 | 4109.2485 | 1453.758 | 2306.8765 | 5241.4385 | 18978.455 | 484.1591 | 8660.227 | 59090 |  | 7386
2016-07-12 09:00 | 36406.336 | 7147.033 | 3111.5352 | 2962.0999 | 8623.099 | 26654.904 | 2645.3213 | 10913.492 | 98464 |  | 12308
2016-07-12 10:00 | 42650.68 | 7752.447 | 4324.1924 | 3390.2373 | 10194.362 | 32770.62 | 3976.3584 | 13478.17 | 118537 |  | 14817
2016-07-12 11:00 | 46949.676 | 7214.8643 | 4386.6665 | 3447.8665 | 10942.162 | 36049.617 | 4779.533 | 10059.688 | 123830 |  | 15479
2016-07-12 12:00 | 44545.72 | 6266.8276 | 4267.2153 | 3404.6006 | 11200.73 | 37997.97 | 5164.6875 | 12359.265 | 125207 |  | 15651
2016-07-12 13:00 | 45003.656 | 5564.124 | 3830.1375 | 3170.0884 | 10507.074 | 37765.785 | 5438.048 | 13048.426 | 124327 |  | 15541
2016-07-12 14:00 | 37808.004 | 4350.6553 | 3127.3335 | 2752.882 | 9028.533 | 36184.945 | 5154.9385 | 13707.349 | 112115 |  | 14014
2016-07-12 15:00 | 37350.598 | 2282.9346 | 2538.3687 | 2086.8604 | 8408.493 | 28094.355 | 4828.5273 | 12243.877 | 97834 |  | 12229
2016-07-12 16:00 | 32246.535 | 961.6538 | 1511.024 | 1401.3431 | 5132.876 | 25050.867 | 1891.939 | 9503.464 | 77700 |  | 9712
2016-07-12 17:00 | 21534.158 | 411.8672 | 491.7606 | 570.2035 | 3021.0222 | 15731.717 | 307.4429 | 6126.5 | 48195 |  | 6024
2016-07-12 18:00 | 12765.214 | 299.7863 | 198.0678 | 186.8706 | 1272.573 | 6294.1284 | 170.8834 | 2445.3206 | 23633 |  | 2954
2016-07-12 19:00 | 2988.4675 | 114.9496 | 87.8417 | 106.267 | 366.1811 | 1903.3917 | 89.0145 | 636.548 | 6293 |  | 787
2016-07-12 20:00 | 154.6816 | 0 | 0.018105 | 4.0194 | 11.0001 | 133.0551 | 1.9554 | 40.0171 | 345 |  | 43
2016-07-12 21:00 | 0 | 0 | 0 | 0 | 0 | 0 | 0 | 0 | 0 |  | 0
2016-07-12 22:00 | 0 | 0 | 0 | 0 | 0 | 0 | 0 | 0 | 0 |  | 0
2016-07-12 23:00 | 0 | 0 | 0 | 0 | 0 | 0 | 0 | 0 | 0 |  | 0
2016-07-13 | 0 | 0 | 0 | 0 | 0 | 0 | 0 | 0 | 0 |  | 0
2016-07-13 01:00 | 0 | 0 | 0 | 0 | 0 | 0 | 0 | 0 | 0 |  | 0
2016-07-13 02:00 | 0 | 0 | 0 | 0 | 0 | 0 | 0 | 0 | 0 |  | 0
2016-07-13 03:00 | 0 | 0 | 0 | 0 | 0 | 0 | 0 | 0 | 0 |  | 0
2016-07-13 04:00 | 0 | 0 | 0 | 0 | 0 | 0 | 0 | 0 | 0 |  | 0
2016-07-13 05:00 | 200.5218 | 17.489 | 0 | 35.6834 | 4.9367 | 245.4393 | 9.1536 | 117.8411 | 631 |  | 79
2016-07-13 06:00 | 3894.8545 | 270.0014 | 22.7245 | 606.9857 | 343.0272 | 3186.035 | 130.476 | 1440.3602 | 9894 |  | 1237
2016-07-13 07:00 | 12852.165 | 1759.8737 | 235.1963 | 1486.0001 | 1741.3293 | 10447.824 | 272.7022 | 4853.896 | 33649 |  | 4206
2016-07-13 08:00 | 25237.244 | 4295.4194 | 1413.8943 | 2272.8374 | 5416.413 | 18624.87 | 448.0208 | 8392.787 | 66101 |  | 8263
2016-07-13 09:00 | 30952.033 | 6594.909 | 2949.7969 | 2853.8628 | 8237.8545 | 25502.215 | 2399.7405 | 11368.662 | 90859 |  | 11357
2016-07-13 10:00 | 40707.875 | 6987.715 | 4078.6099 | 3163.1665 | 9725.375 | 30952.258 | 3736.024 | 13337.74 | 112689 |  | 14086
2016-07-13 11:00 | 44210.277 | 6964.4956 | 4174.5767 | 3316.9539 | 10566.111 | 34864.746 | 4547.9697 | 12895.255 | 121540 |  | 15193
2016-07-13 12:00 | 44407.51 | 4078.7317 | 3995.061 | 3302.17 | 10571.1875 | 37273.695 | 5006.8096 | 14665.105 | 123300 |  | 15413
2016-07-13 13:00 | 42892.656 | 4131.2173 | 3676.6785 | 3084.8298 | 9913.11 | 36340.46 | 4012.3066 | 7047.513 | 111099 |  | 13887
2016-07-13 14:00 | 42704.426 | 3710.044 | 2602.0596 | 1670.2334 | 7503.5215 | 33062.793 | 3647.3103 | 8084.91 | 102985 |  | 12873
2016-07-13 15:00 | 40051.598 | 2162.4407 | 2342.043 | 2037.344 | 6113.4844 | 19404.135 | 3294.634 | 10970.066 | 86376 |  | 10797
2016-07-13 16:00 | 32378.176 | 1333.8661 | 1424.5906 | 1316.6437 | 3632.2708 | 23393.277 | 1488.36 | 8331.484 | 73299 |  | 9162
2016-07-13 17:00 | 23410.068 | 645.3634 | 525.821 | 532.1639 | 2924.186 | 13192.171 | 521.1538 | 5732.302 | 47483 |  | 5935
2016-07-13 18:00 | 12121.2 | 332.3359 | 223.5804 | 213.3347 | 1295.1526 | 6246.427 | 338.3791 | 2174.1167 | 22945 |  | 2868
2016-07-13 19:00 | 1693.1454 | 107.2045 | 77.4793 | 89.099 | 284.964 | 1749.3342 | 72.5386 | 330.0546 | 4404 |  | 550
2016-07-13 20:00 | 18.9334 | 0 | 0 | 0.36613 | 0 | 14.4844 | 0 | 0 | 34 |  | 4
2016-07-13 21:00 | 0 | 0 | 0 | 0 | 0 | 0 | 0 | 0 | 0 |  | 0
2016-07-13 22:00 | 0 | 0 | 0 | 0 | 0 | 0 | 0 | 0 | 0 |  | 0
2016-07-13 23:00 | 0 | 0 | 0 | 0 | 0 | 0 | 0 | 0 | 0 |  | 0
2016-07-14 | 0 | 0 | 0 | 0 | 0 | 0 | 0 | 0 | 0 |  | 0
2016-07-14 01:00 | 0 | 0 | 0 | 0 | 0 | 0 | 0 | 0 | 0 |  | 0
2016-07-14 02:00 | 0 | 0 | 0 | 0 | 0 | 0 | 0 | 0 | 0 |  | 0
2016-07-14 03:00 | 0 | 0 | 0 | 0 | 0 | 0 | 0 | 0 | 0 |  | 0
2016-07-14 04:00 | 0 | 0 | 0 | 0 | 0 | 0 | 0 | 0 | 0 |  | 0
2016-07-14 05:00 | 0 | 28.9309 | 0 | 46.0179 | 24.6449 | 269.881 | 10.2036 | 124.6054 | 504 |  | 63
2016-07-14 06:00 | 1001.1869 | 461.9941 | 64.5016 | 640.1478 | 476.5467 | 3342.5647 | 285.5686 | 1202.2899 | 7475 |  | 934
2016-07-14 07:00 | 2800.5798 | 1243.5148 | 528.7466 | 1277.2379 | 2006.8049 | 10804.666 | 504.5536 | 2698.283 | 21864 |  | 2733
2016-07-14 08:00 | 4876.1953 | 1929.2423 | 975.9872 | 1228.8102 | 2516.4539 | 16812.434 | 970.9115 | 3776.54 | 33087 |  | 4136
2016-07-14 09:00 | 19517.244 | 1729.9823 | 818.5895 | 1453.7826 | 2175.533 | 17730.822 | 1780.2089 | 2709.0579 | 47915 |  | 5989
2016-07-14 10:00 | 17217.846 | 1427.6473 | 723.5327 | 1005.98 | 2409.179 | 14622.118 | 1301.2644 | 3542.7031 | 42250 |  | 5281
2016-07-14 11:00 | 14382.522 | 1390.6473 | 829.2294 | 1271.8911 | 3047.1462 | 14810.89 | 1178.657 | 2540.483 | 39451 |  | 4931
2016-07-14 12:00 | 27827.637 | 4271.152 | 2087.8535 | 2226.7266 | 7110.4688 | 22768.354 | 1949.285 | 2886.7705 | 71128 |  | 8891
2016-07-14 13:00 | 21309.559 | 3484.991 | 2959.293 | 2139.3591 | 5027.6514 | 16917.738 | 1351.445 | 6833.937 | 60024 |  | 7503
2016-07-14 14:00 | 38094.97 | 3338.8657 | 1622.4984 | 1936.7198 | 6740.0923 | 23699.871 | 3448.971 | 4539.8564 | 83422 |  | 10428
2016-07-14 15:00 | 19126.143 | 1898.5233 | 1894.9988 | 2311.2395 | 7222.048 | 26772.69 | 2442.2246 | 5317.136 | 66985 |  | 8373
2016-07-14 16:00 | 27041.314 | 1267.6302 | 1382.8624 | 1352.5137 | 4123.07 | 12818.257 | 1506.8276 | 7158.9194 | 56651 |  | 7081
2016-07-14 17:00 | 7130.78 | 626.5981 | 634.0002 | 624.017 | 2832.6125 | 14128.711 | 634.7133 | 3204.2927 | 29816 |  | 3727
2016-07-14 18:00 | 3941.5713 | 304.019 | 203.7046 | 237.1696 | 837.1526 | 5077.361 | 259.8879 | 953.7156 | 11815 |  | 1477
2016-07-14 19:00 | 3940.2107 | 242.8567 | 49.1976 | 106.8786 | 325.6047 | 766.326 | 65.8335 | 410.9308 | 5908 |  | 738
2016-07-14 20:00 | 317.7829 | 70.0581 | 59.9542 | 81.8106 | 225.4211 | 113.9276 | 1.889 | 50.8864 | 922 |  | 115
2016-07-14 21:00 | 0 | 0 | 0 | 0 | 0 | 0 | 0 | 0 | 0 |  | 0
2016-07-14 22:00 | 0 | 0 | 0 | 0 | 0 | 0 | 0 | 0 | 0 |  | 0
2016-07-14 23:00 | 0 | 0 | 0 | 0 | 0 | 0 | 0 | 0 | 0 |  | 0
2016-07-15 | 0 | 0 | 0 | 0 | 0 | 0 | 0 | 0 | 0 |  | 0
2016-07-15 01:00 | 0 | 0 | 0 | 0 | 0 | 0 | 0 | 0 | 0 |  | 0
2016-07-15 02:00 | 0 | 0 | 0 | 0 | 0 | 0 | 0 | 0 | 0 |  | 0
2016-07-15 03:00 | 0 | 0 | 0 | 0 | 0 | 0 | 0 | 0 | 0 |  | 0
2016-07-15 04:00 | 0 | 0 | 0 | 0 | 0 | 0 | 0 | 0 | 0 |  | 0
2016-07-15 05:00 | 36.3377 | 30.8582 | 0.011904 | 37.6619 | 27.7009 | 236.4318 | 13.3776 | 115.4767 | 498 |  | 62
2016-07-15 06:00 | 2465.535 | 312.7821 | 43.3951 | 502.7939 | 494.1927 | 2905.4963 | 131.7208 | 1330.8563 | 8187 |  | 1023
2016-07-15 07:00 | 9344.548 | 1697.7448 | 389.0601 | 1407.1786 | 1831.893 | 10394.786 | 251.7993 | 4653.439 | 29970 |  | 3746
2016-07-15 08:00 | 18898.145 | 2962.3826 | 1431.1978 | 2138.6492 | 4007.2268 | 16694.379 | 793.8396 | 7406.6772 | 54332 |  | 6792
2016-07-15 09:00 | 29693.975 | 5166.88 | 2582.2786 | 2141.8303 | 6300.764 | 20168.021 | 2449.6565 | 10635.059 | 79138 |  | 9892
2016-07-15 10:00 | 38258.31 | 7062.061 | 3253.0945 | 2830.967 | 8617.662 | 26459.26 | 3880.0444 | 10962.52 | 101324 |  | 12665
2016-07-15 11:00 | 44860.02 | 6916.7153 | 4205.0366 | 3082.6099 | 10624.225 | 35850.188 | 4531.0796 | 12943.469 | 123013 |  | 15377
2016-07-15 12:00 | 30900.104 | 4949.9688 | 3737.9905 | 3085.0571 | 7833.2563 | 34936.223 | 5123.8584 | 10581.062 | 101148 |  | 12643
2016-07-15 13:00 | 35268.58 | 3583.4705 | 3010.1035 | 3065.496 | 8937.45 | 34178.113 | 4324.642 | 13978.202 | 106346 |  | 13293
2016-07-15 14:00 | 30787.658 | 3207.3777 | 2715.9329 | 2728.796 | 8987.57 | 32711.617 | 5000.6094 | 13420.29 | 99560 |  | 12445
2016-07-15 15:00 | 20942.83 | 2209.7966 | 2392.5713 | 1978.4247 | 7905.5557 | 30050.338 | 4226.138 | 12125.102 | 81831 |  | 10229
2016-07-15 16:00 | 14130.893 | 1274.8181 | 1166.8572 | 1279.8252 | 5485.7476 | 19922.203 | 1883.5702 | 9673.955 | 54818 |  | 6852
2016-07-15 17:00 | 4154.504 | 497.9084 | 698.6558 | 881.5995 | 2874.0056 | 13542.162 | 424.2755 | 5089.1694 | 28162 |  | 3520
2016-07-15 18:00 | 4934.2485 | 238.4973 | 178.6969 | 248.2159 | 968.4011 | 3987.0938 | 244.6974 | 1654.196 | 12454 |  | 1557
2016-07-15 19:00 | 1080.0925 | 64.1618 | 75.4254 | 57.34 | 255.3837 | 710.696 | 89.4471 | 929.8968 | 3262 |  | 408
2016-07-15 20:00 | 12.1829 | 0.064375 | 0 | 0.45062 | 0.0080469 | 11.7122 | 5.9104 | 17.3531 | 48 |  | 6
2016-07-15 21:00 | 0 | 0 | 0 | 0 | 0 | 0 | 0 | 0 | 0 |  | 0
2016-07-15 22:00 | 0 | 0 | 0 | 0 | 0 | 0 | 0 | 0 | 0 |  | 0
2016-07-15 23:00 | 0 | 0 | 0 | 0 | 0 | 0 | 0 | 0 | 0 |  | 0
2016-07-16 | 0 | 0 | 0 | 0 | 0 | 0 | 0 | 0 | 0 |  | 0
2016-07-16 01:00 | 0 | 0 | 0 | 0 | 0 | 0 | 0 | 0 | 0 |  | 0
2016-07-16 02:00 | 0 | 0 | 0 | 0 | 0 | 0 | 0 | 0 | 0 |  | 0
2016-07-16 03:00 | 0 | 0 | 0 | 0 | 0 | 0 | 0 | 0 | 0 |  | 0
2016-07-16 04:00 | 0 | 0 | 0 | 0 | 0 | 0 | 0 | 0 | 0 |  | 0
2016-07-16 05:00 | 45.5548 | 14.9158 | 0 | 55.517 | 11.0019 | 400.8343 | 9.45 | 87.228 | 625 |  | 78
2016-07-16 06:00 | 2054.312 | 246.2715 | 32.3461 | 633.3798 | 335.2342 | 3431.4456 | 129.1989 | 1349.899 | 8212 |  | 1027
2016-07-16 07:00 | 7681.572 | 1839.9202 | 176.8481 | 1594.8624 | 1576.3901 | 11135.011 | 258.4202 | 4876.773 | 29140 |  | 3642
2016-07-16 08:00 | 29052.754 | 4554.621 | 1457.9832 | 2335.4226 | 5499.5757 | 19769.908 | 458.758 | 8965.408 | 72094 |  | 9012
2016-07-16 09:00 | 33280.97 | 6456.111 | 3207.4937 | 2983.1067 | 8577.324 | 26768.496 | 2419.758 | 11383.966 | 95077 |  | 11885
2016-07-16 10:00 | 31402.48 | 7221.3843 | 4150.1685 | 3161.0955 | 9407.055 | 31431.514 | 3937.933 | 10400.07 | 101112 |  | 12639
2016-07-16 11:00 | 43535.336 | 6847.369 | 4370.5815 | 3461.693 | 10942.589 | 36539.28 | 4394.207 | 10519.221 | 120610 |  | 15076
2016-07-16 12:00 | 46875.137 | 6167.5635 | 4206.5522 | 3320.566 | 10352.904 | 31935.74 | 5195.0103 | 9734.062 | 117788 |  | 14723
2016-07-16 13:00 | 44014.18 | 4919.7866 | 3679.697 | 3271.4832 | 11114.971 | 32768.96 | 5264.819 | 11985.939 | 117020 |  | 14627
2016-07-16 14:00 | 37715.273 | 4213.8506 | 3344.623 | 2412.9158 | 7290.4404 | 29929.254 | 5336.3213 | 11995.103 | 102238 |  | 12780
2016-07-16 15:00 | 29758.875 | 2336.1768 | 2388.3206 | 1859.1821 | 7758.7847 | 27988.47 | 4582.351 | 10713.145 | 87385 |  | 10923
2016-07-16 16:00 | 21668.908 | 1353.8746 | 1412.7013 | 1492.132 | 4831.7783 | 20322.432 | 1691.8071 | 6675.9106 | 59450 |  | 7431
2016-07-16 17:00 | 17964.965 | 702.2186 | 660.749 | 693.0995 | 3178.3948 | 14094.89 | 716.7512 | 4247.6514 | 42259 |  | 5282
2016-07-16 18:00 | 8769.89 | 468.4689 | 310.3318 | 313.4378 | 1055.6936 | 6746.7495 | 273.2477 | 2136.3044 | 20074 |  | 2509
2016-07-16 19:00 | 2213.5256 | 136.5474 | 149.7845 | 134.924 | 421.1895 | 1912.1426 | 77.584 | 563.6132 | 5609 |  | 701
2016-07-16 20:00 | 20.6189 | 0 | 0 | 0.86705 | 0.064375 | 31.4955 | 0 | 6.1559 | 59 |  | 7
2016-07-16 21:00 | 0 | 0 | 0 | 0 | 0 | 0 | 0 | 0 | 0 |  | 0
2016-07-16 22:00 | 0 | 0 | 0 | 0 | 0 | 0 | 0 | 0 | 0 |  | 0
2016-07-16 23:00 | 0 | 0 | 0 | 0 | 0 | 0 | 0 | 0 | 0 |  | 0
2016-07-17 | 0 | 0 | 0 | 0 | 0 | 0 | 0 | 0 | 0 |  | 0
2016-07-17 01:00 | 0 | 0 | 0 | 0 | 0 | 0 | 0 | 0 | 0 |  | 0
2016-07-17 02:00 | 0 | 0 | 0 | 0 | 0 | 0 | 0 | 0 | 0 |  | 0
2016-07-17 03:00 | 0 | 0 | 0 | 0 | 0 | 0 | 0 | 0 | 0 |  | 0
2016-07-17 04:00 | 0 | 0 | 0 | 0 | 0 | 0 | 0 | 0 | 0 |  | 0
2016-07-17 05:00 | 0 | 6.7903 | 0 | 2.3839 | 8.0561 | 258.3936 | 4.6481 | 0 | 280 |  | 35
2016-07-17 06:00 | 1174.9808 | 211.7788 | 134.3352 | 147.0034 | 392.3996 | 2401.846 | 141.2148 | 44.7547 | 4648 |  | 581
2016-07-17 07:00 | 7368.8325 | 446.6057 | 370.1862 | 440.8405 | 1048.0024 | 5979.0366 | 120.1184 | 917.3071 | 16691 |  | 2086
2016-07-17 08:00 | 13479.992 | 2904.2043 | 1074.6993 | 1309.2289 | 3495.1692 | 9441.032 | 376.0964 | 4742.152 | 36823 |  | 4603
2016-07-17 09:00 | 34969.332 | 4075.577 | 2293.6985 | 1718.4436 | 5272.9014 | 19593.646 | 1407.8455 | 7458.112 | 76790 |  | 9599
2016-07-17 10:00 | 37418.156 | 4029.7466 | 2316.4927 | 1984.3395 | 5464.8076 | 25656.176 | 2043.4343 | 9732.467 | 88646 |  | 11081
2016-07-17 11:00 | 46444.836 | 6419.868 | 3133.5818 | 1985.9159 | 6602.6064 | 28326.541 | 4627.589 | 14306.965 | 111848 |  | 13981
2016-07-17 12:00 | 29169.34 | 4020.8865 | 2266.67 | 2763.9556 | 9945.391 | 31865 | 4530.5986 | 10380.948 | 94943 |  | 11868
2016-07-17 13:00 | 36301.215 | 5005.3613 | 2260.337 | 1887.5051 | 5456.982 | 37616.13 | 4489.3774 | 8546.693 | 101564 |  | 12695
2016-07-17 14:00 | 35697.08 | 3275.3296 | 2825.971 | 2220.4185 | 8567.979 | 35094.906 | 3706.5093 | 5482.337 | 96871 |  | 12109
2016-07-17 15:00 | 32893.562 | 2178.0576 | 2011.767 | 2082.0435 | 4833.7617 | 30828.383 | 4388.719 | 10308.095 | 89524 |  | 11191
2016-07-17 16:00 | 25134.695 | 1132.8652 | 1122.2292 | 1005.108 | 2940.9397 | 24047.389 | 1025.6808 | 7826.314 | 64235 |  | 8029
2016-07-17 17:00 | 23970.428 | 835.0966 | 494.1284 | 652.2394 | 2596.4368 | 13934.717 | 556.4877 | 5810.081 | 48850 |  | 6106
2016-07-17 18:00 | 11827.504 | 457.1148 | 208.7963 | 243.9551 | 1252.146 | 6977.381 | 244.6009 | 2367.63 | 23579 |  | 2947
2016-07-17 19:00 | 1888.9397 | 150.2633 | 116.8105 | 174.237 | 450.5324 | 1558.7843 | 85.84 | 428.1682 | 4854 |  | 607
2016-07-17 20:00 | 25.0681 | 0 | 0 | 0.040234 | 0 | 5.7455 | 0 | 1.1929 | 32 |  | 4
2016-07-17 21:00 | 0 | 0 | 0 | 0 | 0 | 0 | 0 | 0 | 0 |  | 0
2016-07-17 22:00 | 0 | 0 | 0 | 0 | 0 | 0 | 0 | 0 | 0 |  | 0
2016-07-17 23:00 | 0 | 0 | 0 | 0 | 0 | 0 | 0 | 0 | 0 |  | 0
2016-07-18 | 0 | 0 | 0 | 0 | 0 | 0 | 0 | 0 | 0 |  | 0
2016-07-18 01:00 | 0 | 0 | 0 | 0 | 0 | 0 | 0 | 0 | 0 |  | 0
2016-07-18 02:00 | 0 | 0 | 0 | 0 | 0 | 0 | 0 | 0 | 0 |  | 0
2016-07-18 03:00 | 0 | 0 | 0 | 0 | 0 | 0 | 0 | 0 | 0 |  | 0
2016-07-18 04:00 | 0 | 0 | 0 | 0 | 0 | 0 | 0 | 0 | 0 |  | 0
2016-07-18 05:00 | 43.6951 | 25.3991 | 0.0043486 | 7.0904 | 13.0845 | 126.0858 | 9.846 | 58.3233 | 284 |  | 35
2016-07-18 06:00 | 3915.7747 | 288.7246 | 175.1438 | 319.3536 | 601.1165 | 3168.8728 | 164.9313 | 879.6706 | 9514 |  | 1189
2016-07-18 07:00 | 12518.787 | 1462.8373 | 274.7812 | 1413.6316 | 1590.3721 | 10156.3125 | 339.3849 | 3874.8044 | 31631 |  | 3954
2016-07-18 08:00 | 22998.055 | 4433.2646 | 1346.4159 | 2384.067 | 5434.041 | 18871.994 | 446.0021 | 8432.28 | 64346 |  | 8043
2016-07-18 09:00 | 34427.03 | 6727.574 | 2972.494 | 2984.9263 | 8669.427 | 26643.184 | 2497.5217 | 11372.736 | 96295 |  | 12037
2016-07-18 10:00 | 35923.082 | 7229.8174 | 4096.9854 | 3216.179 | 9827.344 | 31690.727 | 3708.8918 | 13058.129 | 108751 |  | 13594
2016-07-18 11:00 | 36906.414 | 6048.22 | 3610.8086 | 3102.1487 | 8384.288 | 32605.1 | 3720.563 | 8458.595 | 102836 |  | 12855
2016-07-18 12:00 | 29063.416 | 4826.1733 | 3224.8152 | 2164.3115 | 7113.3125 | 30739.56 | 2987.8508 | 8884.705 | 89004 |  | 11126
2016-07-18 13:00 | 17655.352 | 4509.67 | 3199.7976 | 2803.0735 | 8909.1455 | 29966.398 | 3059.6802 | 9832.229 | 79935 |  | 9992
2016-07-18 14:00 | 3013.9368 | 1305.006 | 924.0548 | 1374.547 | 3341.2034 | 19804.988 | 1288.1498 | 3903.2412 | 34955 |  | 4369
2016-07-18 15:00 | 14854.582 | 244.9489 | 107.228 | 35.2916 | 421.1734 | 2058.2256 | 293.9624 | 1391.7654 | 19407 |  | 2426
2016-07-18 16:00 | 20628.094 | 1404.4059 | 987.4383 | 784.0613 | 2630.3945 | 5543.5366 | 1057.4418 | 8608.907 | 41644 |  | 5206
2016-07-18 17:00 | 13947.38 | 990.5489 | 563.7856 | 617.5916 | 1786.0723 | 6132.0527 | 984.517 | 5814.74 | 30837 |  | 3855
2016-07-18 18:00 | 10988.105 | 732.0393 | 365.7273 | 401.9776 | 1173.7413 | 4280.196 | 522.5158 | 2382.5347 | 20847 |  | 2606
2016-07-18 19:00 | 3107.9136 | 159.2054 | 103.3504 | 122.1958 | 314.9064 | 1604.8109 | 135.2398 | 839.273 | 6387 |  | 798
2016-07-18 20:00 | 85.2563 | 20.3478 | 1.8367 | 9.4008 | 28.0232 | 27.2037 | 2.2773 | 17.2585 | 192 |  | 24
2016-07-18 21:00 | 0 | 0 | 0 | 0 | 0 | 0 | 0 | 0 | 0 |  | 0
2016-07-18 22:00 | 0 | 0 | 0 | 0 | 0 | 0 | 0 | 0 | 0 |  | 0
2016-07-18 23:00 | 0 | 0 | 0 | 0 | 0 | 0 | 0 | 0 | 0 |  | 0
2016-07-19 | 0 | 0 | 0 | 0 | 0 | 0 | 0 | 0 | 0 |  | 0
2016-07-19 01:00 | 0 | 0 | 0 | 0 | 0 | 0 | 0 | 0 | 0 |  | 0
2016-07-19 02:00 | 0 | 0 | 0 | 0 | 0 | 0 | 0 | 0 | 0 |  | 0
2016-07-19 03:00 | 0 | 0 | 0 | 0 | 0 | 0 | 0 | 0 | 0 |  | 0
2016-07-19 04:00 | 0 | 0 | 0 | 0 | 0 | 0 | 0 | 0 | 0 |  | 0
2016-07-19 05:00 | 48.6486 | 12.6593 | 0 | 26.8857 | 7.4973 | 276.2943 | 6.6516 | 58.9463 | 438 |  | 55
2016-07-19 06:00 | 3988.2068 | 197.4782 | 0.14004 | 642.4581 | 192.3911 | 3268.2498 | 121.6725 | 1371.9393 | 9783 |  | 1223
2016-07-19 07:00 | 14154.851 | 1617.2993 | 225.097 | 1629.05 | 1282.1123 | 11144.157 | 257.1107 | 5026.937 | 35337 |  | 4417
2016-07-19 08:00 | 22583.66 | 4365.929 | 1507.25 | 2478.1736 | 5228.5747 | 19248.422 | 615.437 | 8131.7905 | 64159 |  | 8020
2016-07-19 09:00 | 32611.113 | 6705.672 | 3089.2244 | 3096.552 | 8791.507 | 17474.432 | 2472.573 | 12221.134 | 86462 |  | 10808
2016-07-19 10:00 | 34798.79 | 7948.337 | 4211.6357 | 3362.7537 | 10144.596 | 22424.025 | 3849.4834 | 8600.932 | 95341 |  | 11918
2016-07-19 11:00 | 21828.395 | 4543.654 | 4403.979 | 3113.9685 | 9911.002 | 19572.592 | 2814.5166 | 8119.836 | 74308 |  | 9288
2016-07-19 12:00 | 30043.617 | 1484.2863 | 3653.2278 | 2670.2156 | 7391.199 | 18594.54 | 4546.1885 | 9112.902 | 77496 |  | 9687
2016-07-19 13:00 | 43332.363 | 5426.3457 | 2715.9006 | 2115.7527 | 7572.1455 | 38792.21 | 3844.119 | 9422.155 | 113221 |  | 14153
2016-07-19 14:00 | 46705.227 | 3471.977 | 3585.43 | 3021.3098 | 9926.323 | 28567.715 | 3389.251 | 8713.533 | 107381 |  | 13423
2016-07-19 15:00 | 22845.428 | 2192.2825 | 2706.5925 | 2088.4175 | 8434.818 | 32924.59 | 5167.54 | 7795.8423 | 84156 |  | 10519
2016-07-19 16:00 | 18779.752 | 1072.6041 | 1497.8292 | 1266.5278 | 5677.078 | 25205.08 | 1507.8616 | 9088.275 | 64095 |  | 8012
2016-07-19 17:00 | 9721.544 | 967.4959 | 522.0953 | 660.0872 | 2909.2913 | 16068.426 | 327.0813 | 3551.5405 | 34728 |  | 4341
2016-07-19 18:00 | 6081.8965 | 450.0698 | 387.2438 | 341.1573 | 1160.5605 | 5807.9443 | 252.4445 | 2496.7803 | 16978 |  | 2122
2016-07-19 19:00 | 2357.381 | 170.6581 | 81.3398 | 110.4212 | 296.1169 | 1360.0063 | 69.0945 | 356.6053 | 4802 |  | 600
2016-07-19 20:00 | 57.8188 | 0.10059 | 0.042246 | 1.6094 | 8.7309 | 21.292 | 0 | 12.0281 | 102 |  | 13
2016-07-19 21:00 | 0 | 0 | 0 | 0 | 0 | 0 | 0 | 0 | 0 |  | 0
2016-07-19 22:00 | 0 | 0 | 0 | 0 | 0 | 0 | 0 | 0 | 0 |  | 0
2016-07-19 23:00 | 0 | 0 | 0 | 0 | 0 | 0 | 0 | 0 | 0 |  | 0
2016-07-20 | 0 | 0 | 0 | 0 | 0 | 0 | 0 | 0 | 0 |  | 0
2016-07-20 01:00 | 0 | 0 | 0 | 0 | 0 | 0 | 0 | 0 | 0 |  | 0
2016-07-20 02:00 | 0 | 0 | 0 | 0 | 0 | 0 | 0 | 0 | 0 |  | 0
2016-07-20 03:00 | 0 | 0 | 0 | 0 | 0 | 0 | 0 | 0 | 0 |  | 0
2016-07-20 04:00 | 0 | 0 | 0 | 0 | 0 | 0 | 0 | 0 | 0 |  | 0
2016-07-20 05:00 | 64.845 | 21.853 | 0 | 26.7523 | 1.8587 | 284.4124 | 8.7051 | 83.7451 | 492 |  | 62
2016-07-20 06:00 | 4317.4287 | 254.1901 | 11.3554 | 677.9911 | 252.1592 | 3147.9297 | 137.9295 | 1451.4208 | 10250 |  | 1281
2016-07-20 07:00 | 14364.423 | 1722.6283 | 171.2451 | 1586.1311 | 1275.3964 | 10913.511 | 294.4686 | 5303.5825 | 35631 |  | 4454
2016-07-20 08:00 | 23204.781 | 4256.726 | 1341.3739 | 2398.5806 | 5216.4487 | 19694.133 | 506.07 | 8962.328 | 65580 |  | 8198
2016-07-20 09:00 | 35263.508 | 6978.2974 | 3128.5793 | 3028.392 | 8453.523 | 26861.215 | 2482.6934 | 12253.222 | 98449 |  | 12306
2016-07-20 10:00 | 41114.973 | 7853.0312 | 4354.979 | 3388.8086 | 10255.592 | 33281.004 | 3866.0928 | 13697.461 | 117812 |  | 14726
2016-07-20 11:00 | 43012.37 | 7322.5615 | 4414.9863 | 3521.7388 | 9855.452 | 35985.74 | 4874.4004 | 10969.69 | 119957 |  | 14995
2016-07-20 12:00 | 36623.832 | 6162.681 | 4180.0195 | 3447.2559 | 10971.322 | 39681.605 | 4698.916 | 6944.2095 | 112710 |  | 14089
2016-07-20 13:00 | 34858.094 | 4108.4443 | 3885.9404 | 2518.9272 | 9858.142 | 35123.58 | 4687.342 | 6674.235 | 101715 |  | 12714
2016-07-20 14:00 | 40278.68 | 3773.5376 | 3335.832 | 2782.3418 | 9419.12 | 32863.08 | 4643.236 | 7298.065 | 104394 |  | 13049
2016-07-20 15:00 | 37949.465 | 2386.53 | 2490.3167 | 2175.698 | 7332.1997 | 28180.32 | 4589.008 | 9157.042 | 94261 |  | 11783
2016-07-20 16:00 | 29990.564 | 1253.5221 | 1492.981 | 1434.796 | 5560.608 | 24023.719 | 1693.1812 | 9337.702 | 74787 |  | 9348
2016-07-20 17:00 | 21151.516 | 685.5857 | 608.1647 | 663.1892 | 3190.578 | 14954.831 | 576.2106 | 5662.572 | 47493 |  | 5937
2016-07-20 18:00 | 10338.251 | 403.7801 | 276.1164 | 258.2504 | 1272.565 | 6176.29 | 280.6508 | 2149.288 | 21155 |  | 2644
2016-07-20 19:00 | 2909.4546 | 130.81 | 100.1454 | 109.0452 | 387.5214 | 1519.1051 | 98.3992 | 557.7812 | 5812 |  | 727
2016-07-20 20:00 | 120.7692 | 0.16094 | 0.16094 | 1.0441 | 5.0937 | 21.622 | 0.20922 | 21.3604 | 170 |  | 21
2016-07-20 21:00 | 0 | 0 | 0 | 0 | 0 | 0 | 0 | 0 | 0 |  | 0
2016-07-20 22:00 | 0 | 0 | 0 | 0 | 0 | 0 | 0 | 0 | 0 |  | 0
2016-07-20 23:00 | 0 | 0 | 0 | 0 | 0 | 0 | 0 | 0 | 0 |  | 0
2016-07-21 | 0 | 0 | 0 | 0 | 0 | 0 | 0 | 0 | 0 |  | 0
2016-07-21 01:00 | 0 | 0 | 0 | 0 | 0 | 0 | 0 | 0 | 0 |  | 0
2016-07-21 02:00 | 0 | 0 | 0 | 0 | 0 | 0 | 0 | 0 | 0 |  | 0
2016-07-21 03:00 | 0 | 0 | 0 | 0 | 0 | 0 | 0 | 0 | 0 |  | 0
2016-07-21 04:00 | 0 | 0 | 0 | 0 | 0 | 0 | 0 | 0 | 0 |  | 0
2016-07-21 05:00 | 103.9909 | 18.9767 | 0 | 9.3354 | 1.1265 | 217.0333 | 5.7313 | 69.103 | 425 |  | 53
2016-07-21 06:00 | 4198.8936 | 291.8194 | 32.6029 | 567.4631 | 313.785 | 3047.7747 | 129.7054 | 1376.5719 | 9959 |  | 1245
2016-07-21 07:00 | 14751.011 | 1682.9407 | 229.0037 | 1561.1626 | 1218.5408 | 10418.552 | 282.8642 | 4900.446 | 35045 |  | 4381
2016-07-21 08:00 | 26621.781 | 4602.892 | 1351.0392 | 2415.995 | 5162.5674 | 18935.752 | 431.4086 | 8926.815 | 68448 |  | 8556
2016-07-21 09:00 | 35517.695 | 7174.4087 | 3094.1975 | 3039.437 | 8701.547 | 26387.656 | 2441.3716 | 11763.85 | 98120 |  | 12265
2016-07-21 10:00 | 40573.863 | 7780.036 | 4329.6167 | 3399.1064 | 10255.9 | 32357.61 | 3857.186 | 12871.524 | 115425 |  | 14428
2016-07-21 11:00 | 46137.797 | 7160.878 | 4416.1562 | 3508.4375 | 11072.933 | 36168.727 | 4689.4097 | 10464.166 | 123619 |  | 15452
2016-07-21 12:00 | 44934.49 | 6001.3413 | 4174.0586 | 3373.5757 | 10864.963 | 37689.14 | 5115.034 | 13324.576 | 125477 |  | 15685
2016-07-21 13:00 | 42515.36 | 5359.3594 | 3951.6675 | 3201.6323 | 10753.32 | 37745.477 | 5416.2026 | 14627.731 | 123571 |  | 15446
2016-07-21 14:00 | 42369.523 | 4105.628 | 3405.367 | 2801.7468 | 9569.951 | 35458.94 | 5245.253 | 14005.911 | 116962 |  | 14620
2016-07-21 15:00 | 37365.316 | 2286.2056 | 2410.1536 | 2044.9382 | 7568.649 | 29359.576 | 4214.0356 | 11004.493 | 96253 |  | 12032
2016-07-21 16:00 | 29851.205 | 1284.253 | 1397.374 | 1366.5062 | 5150.917 | 20477.092 | 1894.343 | 9012.813 | 70435 |  | 8804
2016-07-21 17:00 | 22326.453 | 700.1063 | 652.499 | 693.532 | 3339.7266 | 13604.69 | 687.4968 | 6009.6514 | 48014 |  | 6002
2016-07-21 18:00 | 12446.889 | 292.5361 | 235.2101 | 212.6266 | 1289.7611 | 6478.6675 | 211.146 | 1948.5186 | 23115 |  | 2889
2016-07-21 19:00 | 2266.422 | 62.838 | 45.2496 | 55.4933 | 200.4557 | 1240.297 | 44.7165 | 388.0645 | 4304 |  | 538
2016-07-21 20:00 | 58.6366 | 0 | 0 | 0 | 0 | 7.3589 | 0 | 11.6237 | 78 |  | 10
2016-07-21 21:00 | 0 | 0 | 0 | 0 | 0 | 0 | 0 | 0 | 0 |  | 0
2016-07-21 22:00 | 0 | 0 | 0 | 0 | 0 | 0 | 0 | 0 | 0 |  | 0
2016-07-21 23:00 | 0 | 0 | 0 | 0 | 0 | 0 | 0 | 0 | 0 |  | 0
2016-07-22 | 0 | 0 | 0 | 0 | 0 | 0 | 0 | 0 | 0 |  | 0
2016-07-22 01:00 | 0 | 0 | 0 | 0 | 0 | 0 | 0 | 0 | 0 |  | 0
2016-07-22 02:00 | 0 | 0 | 0 | 0 | 0 | 0 | 0 | 0 | 0 |  | 0
2016-07-22 03:00 | 0 | 0 | 0 | 0 | 0 | 0 | 0 | 0 | 0 |  | 0
2016-07-22 04:00 | 0 | 0 | 0 | 0 | 0 | 0 | 0 | 0 | 0 |  | 0
2016-07-22 05:00 | 166.0594 | 22.741 | 0.0062395 | 10.0786 | 20.9258 | 164.4403 | 3.455 | 9.9414 | 398 |  | 50
2016-07-22 06:00 | 6579.9424 | 231.4247 | 260.3479 | 581.2811 | 770.5681 | 3174.4854 | 162.2893 | 1110.3645 | 12871 |  | 1609
2016-07-22 07:00 | 9617.938 | 1577.8188 | 278.6127 | 1488.9987 | 1299.0686 | 10247.795 | 337.08 | 2298.9006 | 27146 |  | 3393
2016-07-22 08:00 | 21470.922 | 1847.6343 | 1213.676 | 1408.8976 | 3138.111 | 17031.088 | 875.6479 | 3808.62 | 50795 |  | 6349
2016-07-22 09:00 | 30637.447 | 1406.939 | 966.8943 | 757.7573 | 2394.2253 | 12354.308 | 1031.6742 | 7103.9956 | 56653 |  | 7082
2016-07-22 10:00 | 38461.12 | 7208.8486 | 3110.7012 | 2475.436 | 7313.523 | 27276.479 | 3216.5342 | 12926.496 | 101989 |  | 12749
2016-07-22 11:00 | 46891.203 | 5954.312 | 4181.6724 | 3474.5918 | 10655.002 | 35950.98 | 4584.3105 | 10509.701 | 122202 |  | 15275
2016-07-22 12:00 | 42602.816 | 5631.716 | 3696.5884 | 3431.7256 | 10603.326 | 36757.418 | 5082.689 | 14843.25 | 122650 |  | 15331
2016-07-22 13:00 | 37911.688 | 5091.7725 | 3845.2656 | 3197.8862 | 10361.39 | 35704.16 | 5351.4604 | 15030.011 | 116494 |  | 14562
2016-07-22 14:00 | 39501.855 | 3919.7454 | 3244.2866 | 2487.0515 | 9740.742 | 35235.473 | 5285.7363 | 14155.996 | 113571 |  | 14196
2016-07-22 15:00 | 35993.383 | 2204.4092 | 2476.9045 | 2115.829 | 7921.718 | 29477.672 | 3692.4653 | 12124.124 | 96007 |  | 12001
2016-07-22 16:00 | 28268.041 | 1052.6359 | 1433.1765 | 1323.7773 | 4916.319 | 20537.178 | 1562.2384 | 8572.702 | 67666 |  | 8458
2016-07-22 17:00 | 23221.707 | 402.9151 | 498.2544 | 493.9051 | 3331.5107 | 15407.589 | 378.1126 | 3803.987 | 47538 |  | 5942
2016-07-22 18:00 | 12059.557 | 258.5662 | 173.7642 | 159.821 | 1160.126 | 6018.2134 | 283.9058 | 2198.9333 | 22313 |  | 2789
2016-07-22 19:00 | 1976.4888 | 80.3762 | 63.4556 | 74.1942 | 278.7357 | 1358.735 | 69.8388 | 392.4219 | 4294 |  | 537
2016-07-22 20:00 | 35.6153 | 0 | 0 | 0.54719 | 4.7235 | 14.8948 | 0 | 5.5322 | 61 |  | 8
2016-07-22 21:00 | 0 | 0 | 0 | 0 | 0 | 0 | 0 | 0 | 0 |  | 0
2016-07-22 22:00 | 0 | 0 | 0 | 0 | 0 | 0 | 0 | 0 | 0 |  | 0
2016-07-22 23:00 | 0 | 0 | 0 | 0 | 0 | 0 | 0 | 0 | 0 |  | 0
2016-07-23 | 0 | 0 | 0 | 0 | 0 | 0 | 0 | 0 | 0 |  | 0
2016-07-23 01:00 | 0 | 0 | 0 | 0 | 0 | 0 | 0 | 0 | 0 |  | 0
2016-07-23 02:00 | 0 | 0 | 0 | 0 | 0 | 0 | 0 | 0 | 0 |  | 0
2016-07-23 03:00 | 0 | 0 | 0 | 0 | 0 | 0 | 0 | 0 | 0 |  | 0
2016-07-23 04:00 | 0 | 0 | 0 | 0 | 0 | 0 | 0 | 0 | 0 |  | 0
2016-07-23 05:00 | 53.4384 | 10.1826 | 0 | 12.5394 | 3.3046 | 123.6225 | 2.8985 | 41.8989 | 248 |  | 31
2016-07-23 06:00 | 3402.6667 | 212.3918 | 0 | 641.0317 | 172.0067 | 2782.0808 | 105.1283 | 968.4743 | 8284 |  | 1035
2016-07-23 07:00 | 12944.009 | 1512.6805 | 142.2583 | 1530.7172 | 949.3199 | 10174.244 | 439.2267 | 4441.7837 | 32134 |  | 4017
2016-07-23 08:00 | 24265.082 | 4667.677 | 1160.0149 | 2165.474 | 4446.266 | 18520.443 | 954.8014 | 7475.22 | 63655 |  | 7957
2016-07-23 09:00 | 33628.23 | 7114.9536 | 3058.095 | 2973.107 | 7992.884 | 25760.84 | 2122.695 | 11646.77 | 94298 |  | 11787
2016-07-23 10:00 | 41223.168 | 7511.7383 | 4165.055 | 3269.6584 | 9340.035 | 31374.81 | 3145.0552 | 13630.249 | 113660 |  | 14207
2016-07-23 11:00 | 45611.383 | 6777.3496 | 4189.1245 | 3414.5605 | 10563.42 | 35114.645 | 4581.1787 | 14956.323 | 125208 |  | 15651
2016-07-23 12:00 | 44775.19 | 5311.7764 | 3794.3015 | 3214.968 | 10551.193 | 34701.76 | 4514.51 | 15177.49 | 122041 |  | 15255
2016-07-23 13:00 | 36677.164 | 4181.5083 | 2508.6897 | 2584.964 | 7557.6973 | 28740.86 | 4305.5747 | 8724.105 | 95281 |  | 11910
2016-07-23 14:00 | 35790.562 | 3828.5703 | 2637.2686 | 2449.5713 | 6306.8306 | 24071.402 | 4330.5464 | 9630.244 | 89045 |  | 11131
2016-07-23 15:00 | 18898.045 | 2058.7969 | 2477.85 | 1914.1403 | 7631.4106 | 16438.473 | 2456.045 | 11458.247 | 63333 |  | 7917
2016-07-23 16:00 | 26370.781 | 1436.7815 | 1412.8099 | 991.4675 | 4146.5186 | 12818.772 | 1299.4073 | 4947.7817 | 53424 |  | 6678
2016-07-23 17:00 | 9580.255 | 656.8503 | 460.8345 | 532.0533 | 2604.3066 | 7469.361 | 331.3683 | 1677.7614 | 23313 |  | 2914
2016-07-23 18:00 | 751.3939 | 34.0423 | 114.1107 | 57.0242 | 266.8344 | 629.8711 | 28.4055 | 0 | 1882 |  | 235
2016-07-23 19:00 | 368.3816 | 17.9608 | 0 | 16.711 | 12.0301 | 169.3492 | 0 | 0 | 584 |  | 73
2016-07-23 20:00 | 74.8875 | 0 | 0 | 0.4807 | 0 | 92.0432 | 0 | 0 | 167 |  | 21
2016-07-23 21:00 | 0 | 0 | 0 | 0 | 0 | 0 | 0 | 0 | 0 |  | 0
2016-07-23 22:00 | 0 | 0 | 0 | 0 | 0 | 0 | 0 | 0 | 0 |  | 0
2016-07-23 23:00 | 0 | 0 | 0 | 0 | 0 | 0 | 0 | 0 | 0 |  | 0
2016-07-24 | 0 | 0 | 0 | 0 | 0 | 0 | 0 | 0 | 0 |  | 0
2016-07-24 01:00 | 0 | 0 | 0 | 0 | 0 | 0 | 0 | 0 | 0 |  | 0
2016-07-24 02:00 | 0 | 0 | 0 | 0 | 0 | 0 | 0 | 0 | 0 |  | 0
2016-07-24 03:00 | 0 | 0 | 0 | 0 | 0 | 0 | 0 | 0 | 0 |  | 0
2016-07-24 04:00 | 0 | 0 | 0 | 0 | 0 | 0 | 0 | 0 | 0 |  | 0
2016-07-24 05:00 | 3.8363 | 7.0847 | 0 | 6.3394 | 0.34332 | 114.0932 | 1.9967 | 38.4076 | 172 |  | 22
2016-07-24 06:00 | 1878.3549 | 181.0457 | 0 | 630.3994 | 98.3276 | 2643.871 | 98.4758 | 1290.1743 | 6821 |  | 853
2016-07-24 07:00 | 8381.107 | 1510.8347 | 86.8967 | 1600.94 | 872.2034 | 10439.269 | 222.8139 | 4900.3584 | 28014 |  | 3502
2016-07-24 08:00 | 22768.908 | 4699.6 | 1258.6812 | 2462.0488 | 5043.907 | 19145.371 | 341.815 | 9071.807 | 64792 |  | 8099
2016-07-24 09:00 | 33303.9 | 6772.0146 | 3130.1567 | 3079.1804 | 8765.475 | 26839.342 | 2493.1104 | 12343.952 | 96727 |  | 12091
2016-07-24 10:00 | 34979.07 | 7591.6914 | 4383.9116 | 3448.8965 | 10397.882 | 32675.662 | 3974.4932 | 14674.489 | 112126 |  | 14016
2016-07-24 11:00 | 37937.31 | 6778.0635 | 4431.3677 | 3570.2979 | 11275.38 | 36689.035 | 4826.0522 | 13970.919 | 119478 |  | 14935
2016-07-24 12:00 | 45476.8 | 5505.0664 | 3676.3022 | 3279.218 | 9586.745 | 37567.44 | 5335.906 | 10915.167 | 121343 |  | 15168
2016-07-24 13:00 | 45625.984 | 5202.031 | 3601.731 | 2846.9883 | 9979.932 | 34958.348 | 4074.6577 | 10219.978 | 116510 |  | 14564
2016-07-24 14:00 | 43291.848 | 4022.8582 | 3563.0637 | 2841.8162 | 9954.024 | 34388.99 | 5073.4316 | 11729.231 | 114865 |  | 14358
2016-07-24 15:00 | 37501.465 | 2422.5237 | 2308.2903 | 1899.4689 | 7361.418 | 31860.299 | 4922.754 | 10717.783 | 98994 |  | 12374
2016-07-24 16:00 | 29857.57 | 1330.7961 | 1392.6444 | 1398.416 | 4620.998 | 22652.463 | 2173.497 | 7630.089 | 71056 |  | 8882
2016-07-24 17:00 | 24955.09 | 627.789 | 709.7243 | 553.967 | 3359.2805 | 16873.463 | 854.7994 | 4364.9526 | 52299 |  | 6537
2016-07-24 18:00 | 13423.114 | 320.7726 | 249.9661 | 221.5325 | 1305.3318 | 6200.495 | 383.4497 | 2192.029 | 24297 |  | 3037
2016-07-24 19:00 | 1668.5558 | 155.7553 | 133.9764 | 153.818 | 551.0258 | 1711.1599 | 204.1009 | 470.3398 | 5049 |  | 631
2016-07-24 20:00 | 14.8852 | 0 | 0 | 0.4808 | 0.24945 | 13.6153 | 0 | 6.4697 | 36 |  | 4
2016-07-24 21:00 | 0 | 0 | 0 | 0 | 0 | 0 | 0 | 0 | 0 |  | 0
2016-07-24 22:00 | 0 | 0 | 0 | 0 | 0 | 0 | 0 | 0 | 0 |  | 0
2016-07-24 23:00 | 0 | 0 | 0 | 0 | 0 | 0 | 0 | 0 | 0 |  | 0
2016-07-25 | 0 | 0 | 0 | 0 | 0 | 0 | 0 | 0 | 0 |  | 0
2016-07-25 01:00 | 0 | 0 | 0 | 0 | 0 | 0 | 0 | 0 | 0 |  | 0
2016-07-25 02:00 | 0 | 0 | 0 | 0 | 0 | 0 | 0 | 0 | 0 |  | 0
2016-07-25 03:00 | 0 | 0 | 0 | 0 | 0 | 0 | 0 | 0 | 0 |  | 0
2016-07-25 04:00 | 0 | 0 | 0 | 0 | 0 | 0 | 0 | 0 | 0 |  | 0
2016-07-25 05:00 | 11.8727 | 13.2464 | 0 | 2.4072 | 0.57663 | 138.2234 | 14.316 | 48.2725 | 229 |  | 29
2016-07-25 06:00 | 1688.3916 | 271.3282 | 117.8517 | 131.9161 | 424.981 | 1611.3868 | 144.7024 | 606.3865 | 4997 |  | 625
2016-07-25 07:00 | 7097.3804 | 1035.283 | 461.0094 | 526.3248 | 1447.8712 | 4486.0605 | 450.4006 | 1696.1855 | 17201 |  | 2150
2016-07-25 08:00 | 23268.043 | 2519.9836 | 1353.3534 | 1297.4731 | 4097.3496 | 12373.459 | 1011.9324 | 7598.044 | 53520 |  | 6690
2016-07-25 09:00 | 33668.105 | 5321.936 | 2491.3694 | 2761.0437 | 6615.5947 | 24109.633 | 2482.9004 | 11567.854 | 89018 |  | 11127
2016-07-25 10:00 | 31483.057 | 7478.1973 | 4086.9146 | 3068.9026 | 9371.052 | 31201.012 | 3422.8855 | 12045.331 | 102157 |  | 12770
2016-07-25 11:00 | 42235.773 | 5812.965 | 3860.623 | 3142.979 | 9322.445 | 35576.14 | 4411.0635 | 11933.427 | 116295 |  | 14537
2016-07-25 12:00 | 37724.523 | 4819.2993 | 3364.6912 | 2645.2825 | 8247.212 | 32269.912 | 4447.212 | 10970.792 | 104489 |  | 13061
2016-07-25 13:00 | 33401.004 | 3526.8828 | 3065.1814 | 2512.873 | 7159.059 | 29804.998 | 4734.117 | 10887.937 | 95092 |  | 11887
2016-07-25 14:00 | 23540.277 | 3280.222 | 2077.003 | 2297.7397 | 6917.8135 | 35651.395 | 3490.6177 | 8174.3013 | 85429 |  | 10679
2016-07-25 15:00 | 17614.342 | 2232.6738 | 1173.2906 | 1350.1891 | 3234.3367 | 21810.107 | 2865.1099 | 8170.4365 | 58450 |  | 7306
2016-07-25 16:00 | 27982.994 | 1639.6594 | 1182.7578 | 1076.8911 | 3457.6736 | 14114.096 | 1263.1722 | 3636.1794 | 54353 |  | 6794
2016-07-25 17:00 | 10104.98 | 1164.1051 | 473.9408 | 627.4872 | 1834.1846 | 5942.806 | 804.1303 | 3739.0005 | 24691 |  | 3086
2016-07-25 18:00 | 5701.3413 | 88.4432 | 248.4291 | 162.0842 | 498.6769 | 3186.5503 | 353.4308 | 914.7848 | 11154 |  | 1394
2016-07-25 19:00 | 863.4569 | 71.1543 | 67.8372 | 5.9647 | 131.9929 | 58.7221 | 48.781 | 273.5475 | 1521 |  | 190
2016-07-25 20:00 | 108.8912 | 0 | 0 | 0 | 0 | 0 | 0 | 2.4121 | 111 |  | 14
2016-07-25 21:00 | 0 | 0 | 0 | 0 | 0 | 0 | 0 | 0 | 0 |  | 0
2016-07-25 22:00 | 0 | 0 | 0 | 0 | 0 | 0 | 0 | 0 | 0 |  | 0
2016-07-25 23:00 | 0 | 0 | 0 | 0 | 0 | 0 | 0 | 0 | 0 |  | 0
2016-07-26 | 0 | 0 | 0 | 0 | 0 | 0 | 0 | 0 | 0 |  | 0
2016-07-26 01:00 | 0 | 0 | 0 | 0 | 0 | 0 | 0 | 0 | 0 |  | 0
2016-07-26 02:00 | 0 | 0 | 0 | 0 | 0 | 0 | 0 | 0 | 0 |  | 0
2016-07-26 03:00 | 0 | 0 | 0 | 0 | 0 | 0 | 0 | 0 | 0 |  | 0
2016-07-26 04:00 | 0 | 0 | 0 | 0 | 0 | 0 | 0 | 0 | 0 |  | 0
2016-07-26 05:00 | 32.932 | 1.7098 | 0 | 4.867 | 1.5216 | 94.0402 | 1.3582 | 32.3688 | 169 |  | 21
2016-07-26 06:00 | 3142.4976 | 148.3809 | 3.9953 | 617.8162 | 123.0393 | 2460.8167 | 95.3672 | 1217.7217 | 7810 |  | 976
2016-07-26 07:00 | 13038.982 | 1144.6482 | 87.2472 | 1601.4531 | 721.2208 | 10175.535 | 220.1742 | 4688.8438 | 31678 |  | 3960
2016-07-26 08:00 | 24705.33 | 4472.2197 | 1288.344 | 2429.488 | 4920.932 | 18863.723 | 341.1705 | 8595.609 | 65617 |  | 8202
2016-07-26 09:00 | 33983.062 | 6414.2173 | 3201.1145 | 3009.8801 | 8680.032 | 26577.17 | 2472.3855 | 11846.056 | 96184 |  | 12023
2016-07-26 10:00 | 43441.55 | 7707.6123 | 4303.272 | 3347.871 | 10017.607 | 32609.695 | 3893.7761 | 13713.857 | 119035 |  | 14879
2016-07-26 11:00 | 41202.504 | 7035.7607 | 4403.5615 | 3480.4001 | 10909.735 | 36249.195 | 4725.592 | 11601.739 | 119608 |  | 14951
2016-07-26 12:00 | 33466.734 | 5848.9536 | 4153.4385 | 3432.0725 | 11085.692 | 38152.293 | 4974.2573 | 14123.359 | 115237 |  | 14405
2016-07-26 13:00 | 45978.43 | 4617.2905 | 3775.7908 | 2974.7305 | 10561.467 | 38132.465 | 5322.22 | 13821.278 | 125184 |  | 15648
2016-07-26 14:00 | 39743.19 | 3507.0654 | 3061.1438 | 2847.0586 | 7743.958 | 32237.717 | 4453.4805 | 8220.209 | 101814 |  | 12727
2016-07-26 15:00 | 39235.867 | 2122.6248 | 1878.6616 | 1874.9841 | 6529.7734 | 27021.377 | 3287.104 | 11844.778 | 93795 |  | 11724
2016-07-26 16:00 | 28023.984 | 994.5294 | 1424.4478 | 1456.6091 | 5290.756 | 19819.064 | 1023.6088 | 8252.689 | 66286 |  | 8286
2016-07-26 17:00 | 22306.09 | 496.6732 | 523.3587 | 540.0278 | 2601.8684 | 10241.611 | 383.0634 | 4672.305 | 41765 |  | 5221
2016-07-26 18:00 | 13910.879 | 275.9756 | 308.2557 | 182.0485 | 1183.7274 | 6298.478 | 142.7154 | 2518.2856 | 24820 |  | 3103
2016-07-26 19:00 | 1387.2987 | 190.6305 | 84.0234 | 90.6802 | 248.9462 | 1182.9469 | 37.1464 | 294.2581 | 3516 |  | 439
2016-07-26 20:00 | 10.9225 | 0 | 0 | 4.1824 | 9.616 | 12.8428 | 0 | 2.3658 | 40 |  | 5
2016-07-26 21:00 | 0 | 0 | 0 | 0 | 0 | 0 | 0 | 0 | 0 |  | 0
2016-07-26 22:00 | 0 | 0 | 0 | 0 | 0 | 0 | 0 | 0 | 0 |  | 0
2016-07-26 23:00 | 0 | 0 | 0 | 0 | 0 | 0 | 0 | 0 | 0 |  | 0
2016-07-27 | 0 | 0 | 0 | 0 | 0 | 0 | 0 | 0 | 0 |  | 0
2016-07-27 01:00 | 0 | 0 | 0 | 0 | 0 | 0 | 0 | 0 | 0 |  | 0
2016-07-27 02:00 | 0 | 0 | 0 | 0 | 0 | 0 | 0 | 0 | 0 |  | 0
2016-07-27 03:00 | 0 | 0 | 0 | 0 | 0 | 0 | 0 | 0 | 0 |  | 0
2016-07-27 04:00 | 0 | 0 | 0 | 0 | 0 | 0 | 0 | 0 | 0 |  | 0
2016-07-27 05:00 | 38.5487 | 2.0505 | 0 | 2.333 | 0.46994 | 91.3616 | 1.6027 | 15.68 | 152 |  | 19
2016-07-27 06:00 | 3401.7476 | 147.0093 | 0 | 638.3006 | 74.3275 | 2629.675 | 90.5944 | 1064.689 | 8046 |  | 1006
2016-07-27 07:00 | 11714.866 | 1102.0256 | 47.5617 | 1610.857 | 600.316 | 10245.072 | 207.3588 | 4526.851 | 30055 |  | 3757
2016-07-27 08:00 | 25123.273 | 4476.1733 | 1309.0702 | 2417.9534 | 4796.8525 | 18699.312 | 325.4085 | 8474.035 | 65622 |  | 8203
2016-07-27 09:00 | 34222.844 | 6873.273 | 3226.3892 | 2971.3325 | 8614.661 | 25866.988 | 2426.0269 | 11425.392 | 95627 |  | 11953
2016-07-27 10:00 | 39724.527 | 7419.849 | 4265.6763 | 3349.0193 | 9942.162 | 31280.492 | 3699.2297 | 10970.781 | 110652 |  | 13831
2016-07-27 11:00 | 41786.86 | 6524.9814 | 4224.5107 | 3412.921 | 10225.768 | 31483.58 | 3550.184 | 10832.491 | 112041 |  | 14005
2016-07-27 12:00 | 36042.203 | 6105.6143 | 4174.7427 | 3352.5715 | 10853.392 | 31500.453 | 4685.2324 | 13884.582 | 110599 |  | 13825
2016-07-27 13:00 | 38910.277 | 5255.9067 | 3915.04 | 3229.7097 | 10588.42 | 37241.594 | 5255.745 | 15204.639 | 119601 |  | 14950
2016-07-27 14:00 | 38661.79 | 3367.3435 | 3180.2256 | 2771.7864 | 9531.877 | 34582.797 | 5108.609 | 13968.956 | 111173 |  | 13897
2016-07-27 15:00 | 41081.855 | 2066.856 | 2490.713 | 2094.3862 | 7806.253 | 31615.873 | 4464.9795 | 11984.177 | 103605 |  | 12951
2016-07-27 16:00 | 33714.04 | 847.4928 | 1436.8037 | 1439.5195 | 5770.325 | 24821.715 | 1130.5798 | 8065.499 | 77226 |  | 9653
2016-07-27 17:00 | 23166.926 | 417.5 | 478.2921 | 538.4083 | 3183.553 | 15359.062 | 268.7777 | 3985.086 | 47398 |  | 5925
2016-07-27 18:00 | 11744.672 | 293.9 | 150.3458 | 151.2812 | 1124.8726 | 5671.337 | 131.9124 | 2082.491 | 21351 |  | 2669
2016-07-27 19:00 | 1699.9152 | 149.4586 | 69.0623 | 58.4465 | 182.3824 | 1081.7133 | 35.0099 | 363.2037 | 3639 |  | 455
2016-07-27 20:00 | 17.0425 | 0 | 0 | 0 | 0.016094 | 2.8043 | 0 | 10.5615 | 30 |  | 4
2016-07-27 21:00 | 0 | 0 | 0 | 0 | 0 | 0 | 0 | 0 | 0 |  | 0
2016-07-27 22:00 | 0 | 0 | 0 | 0 | 0 | 0 | 0 | 0 | 0 |  | 0
2016-07-27 23:00 | 0 | 0 | 0 | 0 | 0 | 0 | 0 | 0 | 0 |  | 0
2016-07-28 | 0 | 0 | 0 | 0 | 0 | 0 | 0 | 0 | 0 |  | 0
2016-07-28 01:00 | 0 | 0 | 0 | 0 | 0 | 0 | 0 | 0 | 0 |  | 0
2016-07-28 02:00 | 0 | 0 | 0 | 0 | 0 | 0 | 0 | 0 | 0 |  | 0
2016-07-28 03:00 | 0 | 0 | 0 | 0 | 0 | 0 | 0 | 0 | 0 |  | 0
2016-07-28 04:00 | 0 | 0 | 0 | 0 | 0 | 0 | 0 | 0 | 0 |  | 0
2016-07-28 05:00 | 1.8562 | 0.51379 | 0 | 0.81541 | 0.032989 | 38.8789 | 0.45041 | 9.5029 | 52 |  | 7
2016-07-28 06:00 | 3022.1638 | 174.9473 | 0.022122 | 438.7881 | 160.6608 | 2132.8816 | 97.083 | 1081.8303 | 7108 |  | 889
2016-07-28 07:00 | 11477.423 | 1251.3481 | 162.8823 | 1468.4442 | 768.8902 | 9471.577 | 238.757 | 4491.1353 | 29330 |  | 3666
2016-07-28 08:00 | 23872.355 | 4356.451 | 1315.0634 | 2286.1208 | 4789.7446 | 17924.525 | 511.5594 | 7967.2534 | 63023 |  | 7878
2016-07-28 09:00 | 31929.492 | 6478.7407 | 3180.964 | 2774.906 | 8352.003 | 24958.924 | 2409.3994 | 9702.497 | 89787 |  | 11223
2016-07-28 10:00 | 30020.494 | 5791.4727 | 3590.6685 | 2956.3916 | 8625.885 | 30201.322 | 2703.1118 | 10498.27 | 94388 |  | 11798
2016-07-28 11:00 | 38195.965 | 5017.502 | 3204.444 | 2688.4187 | 8161.0215 | 31296.303 | 3815.1074 | 11984.757 | 104364 |  | 13045
2016-07-28 12:00 | 37470.68 | 5236.504 | 3521.583 | 3155.0076 | 9773.382 | 35084.85 | 3739.1846 | 13005.937 | 110987 |  | 13873
2016-07-28 13:00 | 27679.053 | 3651.05 | 3012.103 | 2534.4868 | 8418.994 | 32849.176 | 4312.2227 | 10585.63 | 93043 |  | 11630
2016-07-28 14:00 | 20292.338 | 3163.0334 | 2079.8638 | 2207.7043 | 6897.845 | 21007.305 | 2215.2725 | 8203.886 | 66067 |  | 8258
2016-07-28 15:00 | 24253.014 | 1282.4546 | 1764.3578 | 1629.134 | 5603.264 | 24178.955 | 1480.1724 | 7378.363 | 67570 |  | 8446
2016-07-28 16:00 | 12626.263 | 957.4252 | 861.4904 | 689.1866 | 2903.1797 | 16141.735 | 1182.965 | 5477.524 | 40840 |  | 5105
2016-07-28 17:00 | 10231.547 | 1033.0015 | 216.2215 | 450.4178 | 1810.1324 | 1435.659 | 719.9921 | 3588.4053 | 19485 |  | 2436
2016-07-28 18:00 | 6643.8447 | 515.4064 | 205.491 | 348.665 | 1066.5448 | 1492.4097 | 319.133 | 2142.203 | 12734 |  | 1592
2016-07-28 19:00 | 1236.8536 | 89.5858 | 49.2187 | 76.0148 | 203.2721 | 677.6132 | 91.2516 | 394.1963 | 2818 |  | 352
2016-07-28 20:00 | 0 | 0 | 0 | 0 | 0 | 0 | 0 | 0 | 0 |  | 0
2016-07-28 21:00 | 0 | 0 | 0 | 0 | 0 | 0 | 0 | 0 | 0 |  | 0
2016-07-28 22:00 | 0 | 0 | 0 | 0 | 0 | 0 | 0 | 0 | 0 |  | 0
2016-07-28 23:00 | 0 | 0 | 0 | 0 | 0 | 0 | 0 | 0 | 0 |  | 0
2016-07-29 | 0 | 0 | 0 | 0 | 0 | 0 | 0 | 0 | 0 |  | 0
2016-07-29 01:00 | 0 | 0 | 0 | 0 | 0 | 0 | 0 | 0 | 0 |  | 0
2016-07-29 02:00 | 0 | 0 | 0 | 0 | 0 | 0 | 0 | 0 | 0 |  | 0
2016-07-29 03:00 | 0 | 0 | 0 | 0 | 0 | 0 | 0 | 0 | 0 |  | 0
2016-07-29 04:00 | 0 | 0 | 0 | 0 | 0 | 0 | 0 | 0 | 0 |  | 0
2016-07-29 05:00 | 0 | 0 | 0 | 0 | 0 | 48.6005 | 0.56803 | 6.1216 | 55 |  | 7
2016-07-29 06:00 | 1103.8114 | 22.0407 | 21.9259 | 14.6625 | 42.0323 | 1082.8328 | 95.1971 | 124.7374 | 2507 |  | 313
2016-07-29 07:00 | 3116.8674 | 144.5173 | 163.0037 | 76.1364 | 316.5079 | 2665.6519 | 152.8676 | 871.9283 | 7507 |  | 938
2016-07-29 08:00 | 7282.4487 | 483.8562 | 240.113 | 277.7796 | 908.2499 | 2515.89 | 195.2756 | 2049.027 | 13953 |  | 1744
2016-07-29 09:00 | 15073.172 | 890.5266 | 675.3068 | 576.8481 | 1862.8931 | 7131.8496 | 388.6208 | 4273.9272 | 30873 |  | 3859
2016-07-29 10:00 | 24536.771 | 828.6498 | 907.0718 | 687.0963 | 1888.961 | 9084.295 | 511.522 | 5626.9756 | 44071 |  | 5509
2016-07-29 11:00 | 29935.691 | 2290.5652 | 1910.856 | 1680.6165 | 5459.8604 | 13606.036 | 1225.3042 | 6507.512 | 62616 |  | 7827
2016-07-29 12:00 | 43945.355 | 4612.5063 | 3106.6409 | 2179.5786 | 7692.5596 | 19054.148 | 2091.9177 | 6993.066 | 89676 |  | 11209
2016-07-29 13:00 | 43078.125 | 5406.9033 | 3862.8403 | 2799.2688 | 8869.283 | 26974.61 | 2388.336 | 10615.889 | 103995 |  | 12999
2016-07-29 14:00 | 14669.423 | 3968.457 | 2772.611 | 2788.079 | 8214.415 | 25854.379 | 4511.0234 | 13626.948 | 76405 |  | 9551
2016-07-29 15:00 | 38511.69 | 2192.7874 | 2430.7134 | 2043.8207 | 7072.881 | 28612.494 | 3803.638 | 4555.3457 | 89223 |  | 11153
2016-07-29 16:00 | 18663.18 | 1389.808 | 1484.6896 | 1368.4124 | 4741.7295 | 23073.486 | 1324.1927 | 1508.0708 | 53554 |  | 6694
2016-07-29 17:00 | 10320.984 | 721.4023 | 505.0903 | 458.7664 | 2586.676 | 11410.199 | 553.7125 | 5096.0015 | 31653 |  | 3957
2016-07-29 18:00 | 7734.254 | 446.9033 | 237.3788 | 265.06 | 807.0734 | 3993.5654 | 214.0207 | 1870.2365 | 15568 |  | 1946
2016-07-29 19:00 | 1599.1426 | 83.4099 | 82.2954 | 88.4613 | 284.1673 | 1294.6879 | 50.5585 | 290.7396 | 3773 |  | 472
2016-07-29 20:00 | 30.2393 | 0 | 0 | 0 | 0.088516 | 0.87711 | 0 | 0.26354 | 31 |  | 4
2016-07-29 21:00 | 0 | 0 | 0 | 0 | 0 | 0 | 0 | 0 | 0 |  | 0
2016-07-29 22:00 | 0 | 0 | 0 | 0 | 0 | 0 | 0 | 0 | 0 |  | 0
2016-07-29 23:00 | 0 | 0 | 0 | 0 | 0 | 0 | 0 | 0 | 0 |  | 0
2016-07-30 | 0 | 0 | 0 | 0 | 0 | 0 | 0 | 0 | 0 |  | 0
2016-07-30 01:00 | 0 | 0 | 0 | 0 | 0 | 0 | 0 | 0 | 0 |  | 0
2016-07-30 02:00 | 0 | 0 | 0 | 0 | 0 | 0 | 0 | 0 | 0 |  | 0
2016-07-30 03:00 | 0 | 0 | 0 | 0 | 0 | 0 | 0 | 0 | 0 |  | 0
2016-07-30 04:00 | 0 | 0 | 0 | 0 | 0 | 0 | 0 | 0 | 0 |  | 0
2016-07-30 05:00 | 68.1384 | 12.6344 | 0 | 2.6646 | 2.3797 | 105.9164 | 0.21578 | 21.8994 | 214 |  | 27
2016-07-30 06:00 | 3874.5342 | 354.4085 | 77.8055 | 527.9164 | 435.5895 | 3019.9272 | 96.7456 | 1190.0204 | 9577 |  | 1197
2016-07-30 07:00 | 12989.753 | 1288.8691 | 254.0658 | 1392.3887 | 1053.1259 | 10645.39 | 272.1397 | 4722.328 | 32618 |  | 4077
2016-07-30 08:00 | 21528.398 | 4189.406 | 1402.7756 | 1955.3918 | 4605.5654 | 19303.674 | 746.9898 | 7232.1494 | 60964 |  | 7621
2016-07-30 09:00 | 31600.508 | 5842.8984 | 3074.3484 | 2671.6055 | 7718.036 | 24210.79 | 2087.5515 | 10237.811 | 87444 |  | 10930
2016-07-30 10:00 | 37522.14 | 7333.051 | 3923.298 | 2964.9565 | 9439.771 | 29724.39 | 3288.515 | 11414.947 | 105611 |  | 13201
2016-07-30 11:00 | 32439.016 | 6508.8955 | 4043.7407 | 3146.0413 | 10018.796 | 32309.748 | 2887.7227 | 10970.652 | 102325 |  | 12791
2016-07-30 12:00 | 37298.21 | 5121.329 | 3800.0098 | 2669.3213 | 9691.918 | 31503.13 | 2716.4448 | 11001.683 | 103802 |  | 12975
2016-07-30 13:00 | 29345.129 | 5076.713 | 3477.9749 | 3014.0051 | 10360.524 | 28904.467 | 3594.216 | 9089.086 | 92862 |  | 11608
2016-07-30 14:00 | 34388.81 | 3140.6187 | 3111.276 | 2655.3057 | 8940.686 | 20950.973 | 3290.8237 | 10797.305 | 87276 |  | 10909
2016-07-30 15:00 | 33582.95 | 2111.6487 | 2176.3335 | 2307.5178 | 7361.1724 | 16915.9 | 4547.7476 | 12087.526 | 81091 |  | 10136
2016-07-30 16:00 | 35762.367 | 824.6075 | 1398.3759 | 1460.888 | 5162.3115 | 8671.17 | 1104.6488 | 9276.102 | 63660 |  | 7958
2016-07-30 17:00 | 19393.873 | 407.7673 | 547.0185 | 660.3809 | 2956.3413 | 6866.386 | 237.8656 | 5687.797 | 36757 |  | 4595
2016-07-30 18:00 | 4787.8506 | 472.3274 | 367.7201 | 346.7378 | 1352.3014 | 3965.007 | 326.506 | 1968.4426 | 13587 |  | 1698
2016-07-30 19:00 | 651.3287 | 128.7178 | 64.0873 | 90.0244 | 261.4188 | 930.092 | 111.5156 | 313.0194 | 2550 |  | 319
2016-07-30 20:00 | 0 | 0 | 0 | 0 | 0 | 0 | 0 | 0 | 0 |  | 0
2016-07-30 21:00 | 0 | 0 | 0 | 0 | 0 | 0 | 0 | 0 | 0 |  | 0
2016-07-30 22:00 | 0 | 0 | 0 | 0 | 0 | 0 | 0 | 0 | 0 |  | 0
2016-07-30 23:00 | 0 | 0 | 0 | 0 | 0 | 0 | 0 | 0 | 0 |  | 0
2016-07-31 | 0 | 0 | 0 | 0 | 0 | 0 | 0 | 0 | 0 |  | 0
2016-07-31 01:00 | 0 | 0 | 0 | 0 | 0 | 0 | 0 | 0 | 0 |  | 0
2016-07-31 02:00 | 0 | 0 | 0 | 0 | 0 | 0 | 0 | 0 | 0 |  | 0
2016-07-31 03:00 | 0 | 0 | 0 | 0 | 0 | 0 | 0 | 0 | 0 |  | 0
2016-07-31 04:00 | 0 | 0 | 0 | 0 | 0 | 0 | 0 | 0 | 0 |  | 0
2016-07-31 05:00 | 0 | 0 | 0 | 0 | 0 | 0 | 0 | 0 | 0 |  | 0
2016-07-31 06:00 | 249.3674 | 45.0083 | 0 | 16.9637 | 41.4763 | 208.1502 | 17.7968 | 44.3834 | 623 |  | 78
2016-07-31 07:00 | 1779.5304 | 143.251 | 124.0994 | 117.808 | 416.5576 | 1157.9663 | 133.2944 | 309.7462 | 4182 |  | 523
2016-07-31 08:00 | 4758.107 | 471.443 | 114.5151 | 190.0546 | 551.5727 | 1499.0038 | 223.1636 | 802.4079 | 8610 |  | 1076
2016-07-31 09:00 | 11203.892 | 687.3769 | 304.0747 | 500.3931 | 983.1793 | 3010.922 | 439.308 | 1318.985 | 18448 |  | 2306
2016-07-31 10:00 | 10007.8125 | 983.5324 | 994.1734 | 778.0935 | 2533.8467 | 11186.606 | 402.1223 | 2511.9924 | 29398 |  | 3675
2016-07-31 11:00 | 9188.799 | 1116.3694 | 630.1588 | 662.9255 | 2444.8774 | 5031.9263 | 265.0027 | 2219.8071 | 21560 |  | 2695
2016-07-31 12:00 | 10434.277 | 2414.0151 | 903.1636 | 1045.3715 | 3585.535 | 7916.633 | 279.4262 | 2980.121 | 29559 |  | 3695
2016-07-31 13:00 | 7809.918 | 1760.9736 | 817.0731 | 817.5994 | 2260.9675 | 14295.4795 | 569.2007 | 4355.4287 | 32687 |  | 4086
2016-07-31 14:00 | 12971.58 | 1282.6125 | 670.8252 | 834.4702 | 1935.9584 | 8622.638 | 885.6481 | 5342.4243 | 32546 |  | 4068
2016-07-31 15:00 | 15516.131 | 795.9415 | 608.3593 | 535.8263 | 1969.5239 | 7871.406 | 1364.0293 | 4289.498 | 32951 |  | 4119
2016-07-31 16:00 | 17348.84 | 846.7324 | 337.8199 | 261.7754 | 1072.8365 | 5603.4546 | 707.5023 | 1923.5602 | 28103 |  | 3513
2016-07-31 17:00 | 7757.407 | 176.2758 | 175.6205 | 231.6992 | 533.8216 | 5433.5327 | 567.4123 | 1922.4104 | 16798 |  | 2100
2016-07-31 18:00 | 1668.6849 | 198.0336 | 80.1112 | 136.3704 | 306.2842 | 2280.8645 | 163.8294 | 515.6317 | 5350 |  | 669
2016-07-31 19:00 | 159.2869 | 41.5028 | 18.1708 | 12.9323 | 52.1518 | 485.8401 | 23.8409 | 21.0607 | 815 |  | 102
2016-07-31 20:00 | 0 | 0 | 0 | 0 | 0 | 0 | 0 | 0 | 0 |  | 0
2016-07-31 21:00 | 0 | 0 | 0 | 0 | 0 | 0 | 0 | 0 | 0 |  | 0
2016-07-31 22:00 | 0 | 0 | 0 | 0 | 0 | 0 | 0 | 0 | 0 |  | 0
2016-07-31 23:00 | 0 | 0 | 0 | 0 | 0 | 0 | 0 | 0 | 0 |  | 0
2016-08-01 | 0 | 0 | 0 | 0 | 0 | 0 | 0 | 0 | 0 |  | 0
2016-08-01 01:00 | 0 | 0 | 0 | 0 | 0 | 0 | 0 | 0 | 0 |  | 0
2016-08-01 02:00 | 0 | 0 | 0 | 0 | 0 | 0 | 0 | 0 | 0 |  | 0
2016-08-01 03:00 | 0 | 0 | 0 | 0 | 0 | 0 | 0 | 0 | 0 |  | 0
2016-08-01 04:00 | 0 | 0 | 0 | 0 | 0 | 0 | 0 | 0 | 0 |  | 0
2016-08-01 05:00 | 0 | 0 | 0 | 0 | 0 | 36.024 | 0 | 0 | 36 |  | 5
2016-08-01 06:00 | 1096.5042 | 165.0462 | 0 | 70.4081 | 122.3574 | 856.0226 | 80.0916 | 426.4807 | 2817 |  | 352
2016-08-01 07:00 | 3906.8018 | 1035.7598 | 422.5476 | 391.7075 | 1566.4058 | 3303.3806 | 237.8876 | 2113.1472 | 12978 |  | 1622
2016-08-01 08:00 | 3272.6187 | 2202.9333 | 969.3096 | 1087.7648 | 2938.029 | 6405.1694 | 509.3261 | 1436.6621 | 18822 |  | 2353
2016-08-01 09:00 | 4623.3003 | 1608.4996 | 1464.4937 | 1058.6451 | 3325.1282 | 9862.235 | 996.1586 | 2143.543 | 25082 |  | 3135
2016-08-01 10:00 | 2550.3994 | 1154.1904 | 1287.7753 | 1422.1624 | 3334.384 | 14389.89 | 816.1851 | 1892.7733 | 26848 |  | 3356
2016-08-01 11:00 | 5101.751 | 447.6964 | 839.5709 | 900.696 | 2375.3872 | 11443.391 | 562.2357 | 1635.9055 | 23307 |  | 2913
2016-08-01 12:00 | 5432.48 | 914.0359 | 401.1101 | 727.2076 | 1280.4379 | 6847.4824 | 924.1219 | 5904.884 | 22432 |  | 2804
2016-08-01 13:00 | 7379.0884 | 400.5991 | 618.3495 | 527.627 | 842.9172 | 7315.807 | 1197.2932 | 869.1344 | 19151 |  | 2394
2016-08-01 14:00 | 12224.557 | 564.5617 | 297.3446 | 284.9202 | 1054.1013 | 10353.379 | 504.9007 | 1437.9664 | 26722 |  | 3340
2016-08-01 15:00 | 6890.9883 | 450.5344 | 516.4852 | 327.6511 | 1376.762 | 3647.092 | 187.5576 | 1907.2848 | 15304 |  | 1913
2016-08-01 16:00 | 4415.5273 | 421.8735 | 257.6282 | 224.5511 | 666.6916 | 3186.0806 | 204.5505 | 1296.9314 | 10674 |  | 1334
2016-08-01 17:00 | 2642.9448 | 329.7609 | 158.1462 | 239.0319 | 487.8518 | 3519.0242 | 197.1087 | 500.588 | 8074 |  | 1009
2016-08-01 18:00 | 1659.9457 | 137.5382 | 101.1256 | 108.3522 | 285.0062 | 492.4577 | 68.1113 | 257.6232 | 3110 |  | 389
2016-08-01 19:00 | 34.105 | 14.4049 | 14.941 | 12.0261 | 46.2052 | 130.807 | 12.8463 | 52.6235 | 318 |  | 40
2016-08-01 20:00 | 0 | 0 | 0 | 0 | 0 | 0 | 0 | 0 | 0 |  | 0
2016-08-01 21:00 | 0 | 0 | 0 | 0 | 0 | 0 | 0 | 0 | 0 |  | 0
2016-08-01 22:00 | 0 | 0 | 0 | 0 | 0 | 0 | 0 | 0 | 0 |  | 0
2016-08-01 23:00 | 0 | 0 | 0 | 0 | 0 | 0 | 0 | 0 | 0 |  | 0
2016-08-02 | 0 | 0 | 0 | 0 | 0 | 0 | 0 | 0 | 0 |  | 0
2016-08-02 01:00 | 0 | 0 | 0 | 0 | 0 | 0 | 0 | 0 | 0 |  | 0
2016-08-02 02:00 | 0 | 0 | 0 | 0 | 0 | 0 | 0 | 0 | 0 |  | 0
2016-08-02 03:00 | 0 | 0 | 0 | 0 | 0 | 0 | 0 | 0 | 0 |  | 0
2016-08-02 04:00 | 0 | 0 | 0 | 0 | 0 | 0 | 0 | 0 | 0 |  | 0
2016-08-02 05:00 | 0 | 0 | 0 | 6.2277 | 0.018512 | 308.4387 | 5.7629 | 29.7925 | 350 |  | 44
2016-08-02 06:00 | 0 | 212.7858 | 129.2916 | 66.3531 | 392.773 | 1479.6017 | 162.9546 | 199.8007 | 2644 |  | 330
2016-08-02 07:00 | 477.1936 | 346.3344 | 290.2863 | 420.1676 | 1014.893 | 6854.49 | 427.8071 | 872.1843 | 10703 |  | 1338
2016-08-02 08:00 | 3694.351 | 1451.4781 | 670.2308 | 934.722 | 2559.8655 | 10332.6875 | 617.9252 | 3635.9856 | 23897 |  | 2987
2016-08-02 09:00 | 4939.922 | 2376.9927 | 1708.0583 | 2568.5208 | 5671.5254 | 17864.666 | 1430.7769 | 7036.15 | 43597 |  | 5450
2016-08-02 10:00 | 16303.6875 | 3215.1836 | 2005.6028 | 1978.0295 | 5318.8354 | 22450.72 | 3009.485 | 10341.705 | 64623 |  | 8078
2016-08-02 11:00 | 28372.037 | 2804.1458 | 2032.4847 | 2570.6733 | 5437.6694 | 21761.361 | 2899.115 | 9343.671 | 75221 |  | 9403
2016-08-02 12:00 | 33571.484 | 3403.2576 | 2703.1782 | 2244.367 | 6906.594 | 32490.664 | 3118.4023 | 8824.188 | 93262 |  | 11658
2016-08-02 13:00 | 26323.754 | 3023.38 | 1794.0447 | 2390.098 | 7843.9507 | 36975.54 | 2512.6226 | 3492.8145 | 84356 |  | 10545
2016-08-02 14:00 | 40991.484 | 1750.7213 | 1369.386 | 2025.2505 | 5717.377 | 34418.117 | 1803.3368 | 4985.34 | 93061 |  | 11633
2016-08-02 15:00 | 38992.305 | 1977.3405 | 1430.6749 | 2079.6746 | 5479.62 | 32399.248 | 1838.4292 | 7546.999 | 91744 |  | 11468
2016-08-02 16:00 | 19895.49 | 1026.3427 | 973.9445 | 1355.991 | 4704.9233 | 24161.393 | 1208.19 | 6488.373 | 59815 |  | 7477
2016-08-02 17:00 | 17725.621 | 644.5164 | 399.7013 | 490.5496 | 2620.2637 | 14486.579 | 332.8207 | 4697.4697 | 41398 |  | 5175
2016-08-02 18:00 | 9860.151 | 490.461 | 148.3773 | 150.5631 | 720.0303 | 5099.7915 | 140.2751 | 1280.5938 | 17890 |  | 2236
2016-08-02 19:00 | 2157.109 | 33.2939 | 49.611 | 57.0845 | 184.6718 | 843.0027 | 31.8938 | 205.1148 | 3562 |  | 445
2016-08-02 20:00 | 7 | 0 | 0 | 0 | 0 | 0 | 0 | 0 | 7 |  | 1
2016-08-02 21:00 | 0 | 0 | 0 | 0 | 0 | 0 | 0 | 0 | 0 |  | 0
2016-08-02 22:00 | 0 | 0 | 0 | 0 | 0 | 0 | 0 | 0 | 0 |  | 0
2016-08-02 23:00 | 0 | 0 | 0 | 0 | 0 | 0 | 0 | 0 | 0 |  | 0
2016-08-03 | 0 | 0 | 0 | 0 | 0 | 0 | 0 | 0 | 0 |  | 0
2016-08-03 01:00 | 0 | 0 | 0 | 0 | 0 | 0 | 0 | 0 | 0 |  | 0
2016-08-03 02:00 | 0 | 0 | 0 | 0 | 0 | 0 | 0 | 0 | 0 |  | 0
2016-08-03 03:00 | 0 | 0 | 0 | 0 | 0 | 0 | 0 | 0 | 0 |  | 0
2016-08-03 04:00 | 0 | 0 | 0 | 0 | 0 | 0 | 0 | 0 | 0 |  | 0
2016-08-03 05:00 | 1.3076 | 1.2361 | 0 | 1.1393 | 0.025044 | 66.571 | 0.72115 | 2.5407 | 74 |  | 9
2016-08-03 06:00 | 1672.4021 | 186.4679 | 0 | 545.5528 | 125.3339 | 2566.9563 | 98.1324 | 634.5921 | 5829 |  | 729
2016-08-03 07:00 | 5928.469 | 968.5244 | 131.5751 | 1579.4994 | 583.6796 | 10740.811 | 235.9808 | 2110.3193 | 22279 |  | 2785
2016-08-03 08:00 | 14734.097 | 4449.9736 | 1358.91 | 2437.5674 | 4475.6045 | 19379.057 | 402.2043 | 3877.9792 | 51115 |  | 6389
2016-08-03 09:00 | 35581.47 | 7056.2144 | 3466.4375 | 3007.8867 | 8737.454 | 26418.111 | 2502.6135 | 9029.309 | 95799 |  | 11975
2016-08-03 10:00 | 41360.652 | 7723.2183 | 4300.522 | 3316.3606 | 10134.956 | 32154.514 | 3807.49 | 13909.9 | 116708 |  | 14588
2016-08-03 11:00 | 45561.547 | 6923.968 | 4391.9873 | 3450.2373 | 11011.818 | 35669.805 | 4390.737 | 13424.559 | 124825 |  | 15603
2016-08-03 12:00 | 45906.598 | 5688.322 | 4263.597 | 3381.7998 | 11247.37 | 37993.555 | 5044.8965 | 10569.198 | 124095 |  | 15512
2016-08-03 13:00 | 45062.64 | 4799.5425 | 3885.1296 | 3159.2292 | 10681.06 | 38354.656 | 5237.047 | 11706.805 | 122886 |  | 15361
2016-08-03 14:00 | 41405.24 | 4003.7788 | 3209.3372 | 2933.283 | 8825.72 | 35888.117 | 5184.2593 | 13899.24 | 115349 |  | 14419
2016-08-03 15:00 | 39827.64 | 2095.6074 | 2358.4766 | 1516.1921 | 4248.271 | 31718.61 | 4295.963 | 11934.516 | 97995 |  | 12249
2016-08-03 16:00 | 31535.352 | 1239.5366 | 530.0255 | 894.7119 | 2973.0063 | 24382.996 | 812.8269 | 9020.251 | 71389 |  | 8924
2016-08-03 17:00 | 22621.16 | 643.0861 | 403.7801 | 402.2452 | 1294.1708 | 14556.881 | 251.6439 | 5556.4756 | 45729 |  | 5716
2016-08-03 18:00 | 12490.183 | 238.5456 | 165.9789 | 159.5997 | 942.0396 | 5094.066 | 134.8093 | 1824.15 | 21049 |  | 2631
2016-08-03 19:00 | 1113.2136 | 56.6983 | 40.2283 | 57.1871 | 197.9933 | 836.1105 | 30.0068 | 245.5504 | 2577 |  | 322
2016-08-03 20:00 | 2.9173 | 0 | 0 | 0 | 0 | 0 | 0 | 0 | 3 |  | 0
2016-08-03 21:00 | 0 | 0 | 0 | 0 | 0 | 0 | 0 | 0 | 0 |  | 0
2016-08-03 22:00 | 0 | 0 | 0 | 0 | 0 | 0 | 0 | 0 | 0 |  | 0
2016-08-03 23:00 | 0 | 0 | 0 | 0 | 0 | 0 | 0 | 0 | 0 |  | 0
2016-08-04 | 0 | 0 | 0 | 0 | 0 | 0 | 0 | 0 | 0 |  | 0
2016-08-04 01:00 | 0 | 0 | 0 | 0 | 0 | 0 | 0 | 0 | 0 |  | 0
2016-08-04 02:00 | 0 | 0 | 0 | 0 | 0 | 0 | 0 | 0 | 0 |  | 0
2016-08-04 03:00 | 0 | 0 | 0 | 0 | 0 | 0 | 0 | 0 | 0 |  | 0
2016-08-04 04:00 | 0 | 0 | 0 | 0 | 0 | 0 | 0 | 0 | 0 |  | 0
2016-08-04 05:00 | 2.4444 | 0.6689 | 0 | 0.13242 | 0.0097541 | 32.5703 | 0 | 10.5456 | 46 |  | 6
2016-08-04 06:00 | 2665.2705 | 157.4436 | 0 | 499.5996 | 67.1503 | 2188.741 | 79.2235 | 1023.0454 | 6680 |  | 835
2016-08-04 07:00 | 12550.92 | 880.6144 | 84.7455 | 1551.9768 | 477.4167 | 9842.425 | 213.1294 | 4569.835 | 30171 |  | 3771
2016-08-04 08:00 | 24581.465 | 4338.734 | 1208.7715 | 2400.3066 | 4047.405 | 18599.447 | 348.7932 | 8601.88 | 64127 |  | 8016
2016-08-04 09:00 | 34146.48 | 6992.0474 | 3342.802 | 2969.3772 | 8568.378 | 26056.428 | 2341.1943 | 11650.008 | 96067 |  | 12008
2016-08-04 10:00 | 39758.188 | 7644.8823 | 4249.1396 | 3327.854 | 10226.155 | 32103.225 | 3741.7073 | 13237.455 | 114289 |  | 14286
2016-08-04 11:00 | 45959.8 | 6559.941 | 4372.5996 | 3493.095 | 11137.361 | 35839.434 | 4356.776 | 10493.422 | 122212 |  | 15277
2016-08-04 12:00 | 44866.34 | 5784.888 | 3943.7664 | 3251.9744 | 11524.412 | 33913.08 | 5076.863 | 10335.124 | 118696 |  | 14837
2016-08-04 13:00 | 44726.84 | 4797.9814 | 3405.5781 | 3093.812 | 10016.657 | 38121.305 | 5189.1963 | 10912.391 | 120264 |  | 15033
2016-08-04 14:00 | 42605.63 | 3687.577 | 3105.822 | 2803.3743 | 9467.929 | 36484.98 | 5066.0566 | 13776.529 | 116998 |  | 14625
2016-08-04 15:00 | 39205.93 | 2004.4685 | 2350.442 | 2147.6826 | 7945.794 | 31707.549 | 3602.4167 | 11935.887 | 100900 |  | 12613
2016-08-04 16:00 | 31042.18 | 893.9434 | 1314.6542 | 1420.8146 | 5838.3857 | 24492.422 | 848.5489 | 8987.35 | 74838 |  | 9355
2016-08-04 17:00 | 19811.826 | 386.8012 | 409.1816 | 494.4885 | 3060.138 | 14889.788 | 273.4891 | 5339.713 | 44665 |  | 5583
2016-08-04 18:00 | 9728.955 | 233.7979 | 174.9109 | 156.8477 | 977.9689 | 5390.034 | 146.3143 | 1706.7743 | 18516 |  | 2314
2016-08-04 19:00 | 1116.2551 | 40.9224 | 44.469 | 53.1154 | 184.9896 | 849.5971 | 29.52 | 233.0134 | 2552 |  | 319
2016-08-04 20:00 | 1.0622 | 0 | 0 | 0 | 0 | 0 | 0 | 0 | 1 |  | 0
2016-08-04 21:00 | 0 | 0 | 0 | 0 | 0 | 0 | 0 | 0 | 0 |  | 0
2016-08-04 22:00 | 0 | 0 | 0 | 0 | 0 | 0 | 0 | 0 | 0 |  | 0
2016-08-04 23:00 | 0 | 0 | 0 | 0 | 0 | 0 | 0 | 0 | 0 |  | 0
2016-08-05 | 0 | 0 | 0 | 0 | 0 | 0 | 0 | 0 | 0 |  | 0
2016-08-05 01:00 | 0 | 0 | 0 | 0 | 0 | 0 | 0 | 0 | 0 |  | 0
2016-08-05 02:00 | 0 | 0 | 0 | 0 | 0 | 0 | 0 | 0 | 0 |  | 0
2016-08-05 03:00 | 0 | 0 | 0 | 0 | 0 | 0 | 0 | 0 | 0 |  | 0
2016-08-05 04:00 | 0 | 0 | 0 | 0 | 0 | 0 | 0 | 0 | 0 |  | 0
2016-08-05 05:00 | 0.45861 | 0 | 0 | 0 | 0 | 19.0527 | 0 | 1.6784 | 21 |  | 3
2016-08-05 06:00 | 2373.3474 | 146.7812 | 0 | 521.8131 | 100.5847 | 2356.6467 | 77.0208 | 943.7396 | 6520 |  | 815
2016-08-05 07:00 | 11243.317 | 736.1885 | 102.2905 | 1571.4392 | 512.7233 | 10251.691 | 219.3124 | 4356.4814 | 28993 |  | 3624
2016-08-05 08:00 | 22951.748 | 4092.4033 | 1234.2443 | 2408.8843 | 4132.5596 | 18890.299 | 381.2672 | 8359.891 | 62451 |  | 7806
2016-08-05 09:00 | 33358.938 | 6779.4634 | 3364.0486 | 2996.2488 | 8601.9375 | 26361.242 | 2359.7654 | 11280.528 | 95102 |  | 11888
2016-08-05 10:00 | 40104.457 | 7443.3433 | 4160.5063 | 3300.0923 | 10066.297 | 32299.922 | 3690.2566 | 12893.663 | 113959 |  | 14245
2016-08-05 11:00 | 44542.676 | 6889.6855 | 4175.3555 | 3483.5825 | 11026.844 | 36146.09 | 4502.7017 | 11980.666 | 122748 |  | 15343
2016-08-05 12:00 | 42053.816 | 5363.073 | 4095.6309 | 3230.4238 | 10869.151 | 34807.05 | 4520.481 | 13944.219 | 118884 |  | 14860
2016-08-05 13:00 | 43510.277 | 4572.8237 | 2970.6787 | 3164.7673 | 10453.023 | 32407.17 | 5036.367 | 14327.41 | 116443 |  | 14555
2016-08-05 14:00 | 39528.914 | 3766.022 | 2642.3342 | 2812.7126 | 8718.616 | 34318.684 | 5010.66 | 12699.52 | 109497 |  | 13687
2016-08-05 15:00 | 38817.9 | 2172.9097 | 1628.9229 | 1861.6123 | 6759.5156 | 31539.814 | 3945.3928 | 9683.604 | 96410 |  | 12051
2016-08-05 16:00 | 28163.1 | 752.6403 | 1256.5175 | 1118.8013 | 4024.7974 | 23995.34 | 785.4514 | 9744.476 | 69841 |  | 8730
2016-08-05 17:00 | 20790.691 | 375.5356 | 460.8083 | 416.7335 | 2534.5403 | 14204.234 | 279.8462 | 5467.622 | 44530 |  | 5566
2016-08-05 18:00 | 9747.798 | 263.4305 | 179.7853 | 158.0949 | 1048.2664 | 5006.947 | 156.8014 | 1775.571 | 18337 |  | 2292
2016-08-05 19:00 | 867.7989 | 60.9832 | 50.6048 | 55.5134 | 207.4726 | 866.7329 | 32.101 | 277.8103 | 2419 |  | 302
2016-08-05 20:00 | 3 | 0 | 0 | 0 | 0 | 0 | 0 | 0 | 3 |  | 0
2016-08-05 21:00 | 0 | 0 | 0 | 0 | 0 | 0 | 0 | 0 | 0 |  | 0
2016-08-05 22:00 | 0 | 0 | 0 | 0 | 0 | 0 | 0 | 0 | 0 |  | 0
2016-08-05 23:00 | 0 | 0 | 0 | 0 | 0 | 0 | 0 | 0 | 0 |  | 0
2016-08-06 | 0 | 0 | 0 | 0 | 0 | 0 | 0 | 0 | 0 |  | 0
2016-08-06 01:00 | 0 | 0 | 0 | 0 | 0 | 0 | 0 | 0 | 0 |  | 0
2016-08-06 02:00 | 0 | 0 | 0 | 0 | 0 | 0 | 0 | 0 | 0 |  | 0
2016-08-06 03:00 | 0 | 0 | 0 | 0 | 0 | 0 | 0 | 0 | 0 |  | 0
2016-08-06 04:00 | 0 | 0 | 0 | 0 | 0 | 0 | 0 | 0 | 0 |  | 0
2016-08-06 05:00 | 0 | 0 | 0 | 0 | 0 | 39.5491 | 0 | 0 | 40 |  | 5
2016-08-06 06:00 | 511.1161 | 3.9023 | 0 | 6.0061 | 0.62897 | 990.6528 | 68.4757 | 202.8354 | 1784 |  | 223
2016-08-06 07:00 | 2602.9797 | 234.4064 | 8.4173 | 55.2998 | 62.5067 | 1352.6442 | 200.7679 | 1308.8281 | 5826 |  | 728
2016-08-06 08:00 | 4809.4497 | 335.7764 | 166.4172 | 275.8131 | 712.1843 | 2405.9917 | 448.4407 | 2724.5676 | 11879 |  | 1485
2016-08-06 09:00 | 13192.801 | 530.6575 | 388.4821 | 292.2584 | 1060.3848 | 4816.5605 | 1127.0516 | 3224.348 | 24633 |  | 3079
2016-08-06 10:00 | 20206.607 | 1185.4093 | 1180.0759 | 957.9077 | 2768.641 | 7955.3784 | 1051.9099 | 5264.833 | 40571 |  | 5071
2016-08-06 11:00 | 39630.613 | 2544.7097 | 2654.9192 | 1593.1573 | 6355.4873 | 15359.709 | 2647.729 | 11771.572 | 82558 |  | 10320
2016-08-06 12:00 | 24068.668 | 5667.4346 | 3986.8503 | 3400.455 | 9999.395 | 33419 | 4824.8438 | 7872.0854 | 93239 |  | 11655
2016-08-06 13:00 | 33693.414 | 3344.574 | 3366.165 | 2856.3262 | 8657.954 | 36922.145 | 3775.9294 | 13197.091 | 105814 |  | 13227
2016-08-06 14:00 | 39124.07 | 2283.6245 | 1704.6309 | 2025.3622 | 5552.758 | 25436.93 | 3646.4292 | 10318.437 | 90092 |  | 11262
2016-08-06 15:00 | 39105.277 | 1725.4078 | 1695.0641 | 1978.8412 | 6501.3315 | 26877.111 | 2273.359 | 10513.674 | 90670 |  | 11334
2016-08-06 16:00 | 32098.938 | 875.1077 | 1308.1704 | 1230.4849 | 4883.3184 | 18009.33 | 902.8111 | 9307.703 | 68616 |  | 8577
2016-08-06 17:00 | 21976.91 | 386.2862 | 401.4978 | 451.8904 | 3192.9316 | 11977.159 | 254.7882 | 5490.5815 | 44132 |  | 5517
2016-08-06 18:00 | 9900.352 | 236.4051 | 199.0968 | 142.5574 | 904.1107 | 4701.28 | 137.1187 | 1697.7096 | 17919 |  | 2240
2016-08-06 19:00 | 659.0323 | 47.374 | 39.2345 | 39.9417 | 150.034 | 688.4302 | 22.9939 | 291.9587 | 1939 |  | 242
2016-08-06 20:00 | 1 | 0 | 0 | 0 | 0 | 0 | 0 | 0 | 1 |  | 0
2016-08-06 21:00 | 0 | 0 | 0 | 0 | 0 | 0 | 0 | 0 | 0 |  | 0
2016-08-06 22:00 | 0 | 0 | 0 | 0 | 0 | 0 | 0 | 0 | 0 |  | 0
2016-08-06 23:00 | 0 | 0 | 0 | 0 | 0 | 0 | 0 | 0 | 0 |  | 0
2016-08-07 | 0 | 0 | 0 | 0 | 0 | 0 | 0 | 0 | 0 |  | 0
2016-08-07 01:00 | 0 | 0 | 0 | 0 | 0 | 0 | 0 | 0 | 0 |  | 0
2016-08-07 02:00 | 0 | 0 | 0 | 0 | 0 | 0 | 0 | 0 | 0 |  | 0
2016-08-07 03:00 | 0 | 0 | 0 | 0 | 0 | 0 | 0 | 0 | 0 |  | 0
2016-08-07 04:00 | 0 | 0 | 0 | 0 | 0 | 0 | 0 | 0 | 0 |  | 0
2016-08-07 05:00 | 1 | 0 | 0 | 0 | 0.0048922 | 22.2063 | 0 | 1.789 | 25 |  | 3
2016-08-07 06:00 | 2118.9136 | 112.6664 | 0 | 537.5811 | 38.6999 | 2267.2168 | 72.3134 | 857.8068 | 6005 |  | 751
2016-08-07 07:00 | 9404.047 | 576.1126 | 35.4082 | 1613.6741 | 360.7851 | 10100.328 | 196.3918 | 4342.987 | 26630 |  | 3329
2016-08-07 08:00 | 22584.008 | 4071.934 | 1299.6593 | 2425.622 | 3985.4136 | 18799.088 | 367.2644 | 8346.5 | 61879 |  | 7735
2016-08-07 09:00 | 32575.98 | 6774.648 | 3484.4377 | 3001.2505 | 8450.485 | 26139.5 | 2507.0024 | 11464.365 | 94398 |  | 11800
2016-08-07 10:00 | 36849.96 | 7050.2563 | 4225.4697 | 3331.5264 | 10007.938 | 31994.906 | 3836.2832 | 13456.017 | 110752 |  | 13844
2016-08-07 11:00 | 46783.84 | 4990.3057 | 3856.858 | 2946.3782 | 8192.366 | 33495.54 | 3597.9885 | 8161.214 | 112024 |  | 14003
2016-08-07 12:00 | 26998.84 | 4021.645 | 2376.0127 | 3367.6956 | 6973.554 | 30592.863 | 2853.106 | 8392.144 | 85576 |  | 10697
2016-08-07 13:00 | 37971.52 | 4203.587 | 3289.3662 | 2440.0298 | 6544.7407 | 28928.818 | 3465.5847 | 10954.933 | 97799 |  | 12225
2016-08-07 14:00 | 28082.004 | 3303.2844 | 2221.044 | 2314.6252 | 7050.322 | 34813.984 | 4935.844 | 11092.369 | 93813 |  | 11727
2016-08-07 15:00 | 32203.299 | 2195.5737 | 1879.1766 | 1922.4889 | 5444.3745 | 29252.504 | 4262.7695 | 8258.51 | 85419 |  | 10677
2016-08-07 16:00 | 32397.387 | 1061.2339 | 1269.0968 | 1269.8672 | 3653.3577 | 23338.066 | 751.0369 | 6940.542 | 70681 |  | 8835
2016-08-07 17:00 | 21958.174 | 364.0125 | 313.0355 | 448.0118 | 3028.5942 | 13855.028 | 208.4503 | 5756.318 | 45932 |  | 5741
2016-08-07 18:00 | 10130.787 | 240.3079 | 144.4595 | 133.0008 | 835.515 | 4869.9043 | 115.3781 | 1863.2397 | 18333 |  | 2292
2016-08-07 19:00 | 645.6404 | 37.1001 | 34.2294 | 38.0939 | 162.8164 | 639.3362 | 40.5019 | 400.7947 | 1999 |  | 250
2016-08-07 20:00 | 0 | 0 | 0 | 0 | 0 | 0 | 0 | 0 | 0 |  | 0
2016-08-07 21:00 | 0 | 0 | 0 | 0 | 0 | 0 | 0 | 0 | 0 |  | 0
2016-08-07 22:00 | 0 | 0 | 0 | 0 | 0 | 0 | 0 | 0 | 0 |  | 0
2016-08-07 23:00 | 0 | 0 | 0 | 0 | 0 | 0 | 0 | 0 | 0 |  | 0
2016-08-08 | 0 | 0 | 0 | 0 | 0 | 0 | 0 | 0 | 0 |  | 0
2016-08-08 01:00 | 0 | 0 | 0 | 0 | 0 | 0 | 0 | 0 | 0 |  | 0
2016-08-08 02:00 | 0 | 0 | 0 | 0 | 0 | 0 | 0 | 0 | 0 |  | 0
2016-08-08 03:00 | 0 | 0 | 0 | 0 | 0 | 0 | 0 | 0 | 0 |  | 0
2016-08-08 04:00 | 0 | 0 | 0 | 0 | 0 | 0 | 0 | 0 | 0 |  | 0
2016-08-08 05:00 | 0.91301 | 0 | 0 | 0.18245 | 0.0048052 | 27.8 | 0 | 1.8568 | 31 |  | 4
2016-08-08 06:00 | 2575.8862 | 122.0998 | 0 | 516.3919 | 47.553 | 2279.1812 | 77.8172 | 875.6156 | 6495 |  | 812
2016-08-08 07:00 | 12641.057 | 600.1426 | 56.0742 | 1618.046 | 427.0098 | 10124.584 | 214.5162 | 4451.145 | 30133 |  | 3767
2016-08-08 08:00 | 24882.713 | 4195.305 | 1338.6324 | 2479.5723 | 4100.977 | 19120.992 | 388.5934 | 8612.62 | 65119 |  | 8140
2016-08-08 09:00 | 34456.977 | 7078.02 | 3657.226 | 3058.549 | 8832.613 | 26491.346 | 2541.8586 | 11721.894 | 97838 |  | 12230
2016-08-08 10:00 | 39301.676 | 7763.1753 | 4324.7114 | 3365.619 | 10307.228 | 32262.828 | 3836.4587 | 11063.9795 | 112226 |  | 14028
2016-08-08 11:00 | 45647.38 | 6855.4688 | 4404.966 | 3470.436 | 10954.53 | 36090.164 | 4655.387 | 11307.969 | 123386 |  | 15423
2016-08-08 12:00 | 45412.406 | 5600.498 | 4250.592 | 3439.214 | 10945.355 | 37938.793 | 5131.5767 | 10615.299 | 123334 |  | 15417
2016-08-08 13:00 | 41506.508 | 4864.3276 | 3665.2852 | 2797.333 | 9970.323 | 36521.883 | 4937.443 | 10640.886 | 114904 |  | 14363
2016-08-08 14:00 | 41851.02 | 3454.0002 | 3124 | 2534.5864 | 5419.707 | 31903.398 | 4085.4768 | 10634.585 | 103007 |  | 12876
2016-08-08 15:00 | 34872.22 | 1777.4622 | 2205.3486 | 2232.2815 | 3735.2588 | 28141.57 | 3306.1873 | 10960.507 | 87231 |  | 10904
2016-08-08 16:00 | 29593.37 | 924.6744 | 1184.9868 | 1132.0907 | 4077.1584 | 23671.074 | 970.272 | 7246.9287 | 68801 |  | 8600
2016-08-08 17:00 | 21640.852 | 398.3243 | 308.8068 | 455.9581 | 3086.3467 | 14177.205 | 416.8885 | 5360.6226 | 45845 |  | 5731
2016-08-08 18:00 | 9333.044 | 239.6078 | 170.5575 | 190.2905 | 843.1516 | 4721.6245 | 132.7835 | 1693.3501 | 17324 |  | 2166
2016-08-08 19:00 | 667.8887 | 41.9886 | 34.2435 | 46.6276 | 158.6441 | 692.7071 | 26.7981 | 233.7336 | 1903 |  | 238
2016-08-08 20:00 | 0 | 0 | 0 | 0 | 0 | 0 | 0 | 0 | 0 |  | 0
2016-08-08 21:00 | 0 | 0 | 0 | 0 | 0 | 0 | 0 | 0 | 0 |  | 0
2016-08-08 22:00 | 0 | 0 | 0 | 0 | 0 | 0 | 0 | 0 | 0 |  | 0
2016-08-08 23:00 | 0 | 0 | 0 | 0 | 0 | 0 | 0 | 0 | 0 |  | 0
2016-08-09 | 0 | 0 | 0 | 0 | 0 | 0 | 0 | 0 | 0 |  | 0
2016-08-09 01:00 | 0 | 0 | 0 | 0 | 0 | 0 | 0 | 0 | 0 |  | 0
2016-08-09 02:00 | 0 | 0 | 0 | 0 | 0 | 0 | 0 | 0 | 0 |  | 0
2016-08-09 03:00 | 0 | 0 | 0 | 0 | 0 | 0 | 0 | 0 | 0 |  | 0
2016-08-09 04:00 | 0 | 0 | 0 | 0 | 0 | 0 | 0 | 0 | 0 |  | 0
2016-08-09 05:00 | 0.28191 | 0 | 0 | 0 | 0 | 24.8691 | 0 | 3.0545 | 28 |  | 4
2016-08-09 06:00 | 2072.4626 | 153.3781 | 0 | 427.21 | 90.3994 | 2340.061 | 70.8161 | 922.9322 | 6077 |  | 760
2016-08-09 07:00 | 11427.919 | 645.8218 | 114.5929 | 1502.8473 | 521.1966 | 10089.176 | 220.9328 | 4372.434 | 28895 |  | 3612
2016-08-09 08:00 | 22997.271 | 4038.9805 | 1188.775 | 2303.0063 | 3512.8528 | 18959.95 | 412.6682 | 8397.064 | 61811 |  | 7726
2016-08-09 09:00 | 33100.594 | 6863.1826 | 3483.809 | 2986.361 | 8340.476 | 26259.057 | 2384.3145 | 11211.791 | 94630 |  | 11829
2016-08-09 10:00 | 38521.836 | 7478.89 | 4077.6628 | 3274.2654 | 9660.583 | 32539.494 | 3667.5342 | 13556.149 | 112776 |  | 14097
2016-08-09 11:00 | 44816.51 | 6585.365 | 4371.3594 | 3449.3733 | 10917.853 | 37173.316 | 4610.134 | 11319.234 | 123243 |  | 15405
2016-08-09 12:00 | 44842.188 | 5342.2817 | 4115.712 | 3232.9185 | 10593.022 | 38173.984 | 5068.4287 | 14147.12 | 125516 |  | 15689
2016-08-09 13:00 | 43656.51 | 4370.477 | 3805.0935 | 3139.9429 | 10502.641 | 37835.145 | 4939.7915 | 14910.239 | 123160 |  | 15395
2016-08-09 14:00 | 40415.082 | 3535.3904 | 3249.1409 | 2618.966 | 9393.31 | 36359.426 | 4902.667 | 11808.658 | 112283 |  | 14035
2016-08-09 15:00 | 34096.63 | 2295.874 | 2122.0454 | 1911.4968 | 6622.7993 | 25335.514 | 3121.3184 | 10328.439 | 85834 |  | 10729
2016-08-09 16:00 | 31034.236 | 1412.842 | 1370.5417 | 1268.7488 | 4984.508 | 19719.885 | 1426.2502 | 7748.6577 | 68966 |  | 8621
2016-08-09 17:00 | 21614.963 | 528.8809 | 601.0915 | 628.1914 | 2955.3757 | 12559.506 | 643.7842 | 4970.9165 | 44503 |  | 5563
2016-08-09 18:00 | 10654.931 | 461.1664 | 226.8173 | 207.6355 | 936.439 | 4864.722 | 362.6123 | 1733.667 | 19448 |  | 2431
2016-08-09 19:00 | 618.0129 | 135.0145 | 103.4023 | 102.7023 | 377.6559 | 1042.5853 | 85.1259 | 403.1806 | 2868 |  | 358
2016-08-09 20:00 | 0 | 0 | 0 | 0 | 0 | 0 | 0 | 0 | 0 |  | 0
2016-08-09 21:00 | 0 | 0 | 0 | 0 | 0 | 0 | 0 | 0 | 0 |  | 0
2016-08-09 22:00 | 0 | 0 | 0 | 0 | 0 | 0 | 0 | 0 | 0 |  | 0
2016-08-09 23:00 | 0 | 0 | 0 | 0 | 0 | 0 | 0 | 0 | 0 |  | 0
2016-08-10 | 0 | 0 | 0 | 0 | 0 | 0 | 0 | 0 | 0 |  | 0
2016-08-10 01:00 | 0 | 0 | 0 | 0 | 0 | 0 | 0 | 0 | 0 |  | 0
2016-08-10 02:00 | 0 | 0 | 0 | 0 | 0 | 0 | 0 | 0 | 0 |  | 0
2016-08-10 03:00 | 0 | 0 | 0 | 0 | 0 | 0 | 0 | 0 | 0 |  | 0
2016-08-10 04:00 | 0 | 0 | 0 | 0 | 0 | 0 | 0 | 0 | 0 |  | 0
2016-08-10 05:00 | 0 | 0 | 0 | 0 | 0 | 8.6048 | 1.8903 | 0 | 10 |  | 1
2016-08-10 06:00 | 319.6346 | 100.974 | 78.325 | 99.1718 | 277.8119 | 2029.5868 | 93.8873 | 452.2899 | 3452 |  | 431
2016-08-10 07:00 | 58.4826 | 314.7751 | 478.2271 | 588.4223 | 1163.9507 | 6404.2837 | 242.0241 | 700.5266 | 9951 |  | 1244
2016-08-10 08:00 | 2498.5476 | 180.984 | 206.5069 | 161.8527 | 397.4902 | 6793.105 | 205.1036 | 416.7009 | 10860 |  | 1358
2016-08-10 09:00 | 1868.8721 | 549.0389 | 91.7382 | 210.1036 | 551.3472 | 2550.3406 | 202.3385 | 1046.8467 | 7071 |  | 884
2016-08-10 10:00 | 2030.8872 | 399.1468 | 317.1447 | 480.8835 | 758.339 | 3400.4846 | 380.7351 | 1249.626 | 9017 |  | 1127
2016-08-10 11:00 | 6260.953 | 530.7032 | 320.1081 | 437.9289 | 847.5982 | 5334.7446 | 382.4063 | 2055.1045 | 16170 |  | 2021
2016-08-10 12:00 | 18299.195 | 1240.9958 | 223.3381 | 596.6568 | 992.1349 | 5514.514 | 564.0283 | 3019.154 | 30450 |  | 3806
2016-08-10 13:00 | 19645.709 | 2221.173 | 615.0689 | 615.9342 | 1807.6228 | 8863.534 | 453.335 | 4595.0444 | 38817 |  | 4852
2016-08-10 14:00 | 27301.46 | 1621.843 | 631.692 | 1022.9633 | 2616.0642 | 8018.128 | 672.6599 | 6029.2676 | 47914 |  | 5989
2016-08-10 15:00 | 20182.234 | 2238.2688 | 673.7181 | 702.1476 | 2609.7031 | 7677.428 | 916.5916 | 8943.237 | 43943 |  | 5493
2016-08-10 16:00 | 8777.439 | 1269.1974 | 800.2682 | 1005.9081 | 1958.2714 | 8609.826 | 1183.1969 | 4419.252 | 28023 |  | 3503
2016-08-10 17:00 | 6565.599 | 729.1434 | 508.8054 | 658.8917 | 2428.1926 | 7229.5405 | 586.3904 | 3291.6052 | 21998 |  | 2750
2016-08-10 18:00 | 8670.553 | 379.0551 | 254.5664 | 305.3734 | 923.4483 | 3956.0508 | 267.8885 | 1411.773 | 16169 |  | 2021
2016-08-10 19:00 | 652.0629 | 104.0632 | 54.42 | 50.1859 | 182.6906 | 1094.7703 | 66.8288 | 353.2005 | 2558 |  | 320
2016-08-10 20:00 | 0 | 0 | 0 | 0 | 0 | 0 | 0 | 0 | 0 |  | 0
2016-08-10 21:00 | 0 | 0 | 0 | 0 | 0 | 0 | 0 | 0 | 0 |  | 0
2016-08-10 22:00 | 0 | 0 | 0 | 0 | 0 | 0 | 0 | 0 | 0 |  | 0
2016-08-10 23:00 | 0 | 0 | 0 | 0 | 0 | 0 | 0 | 0 | 0 |  | 0
2016-08-11 | 0 | 0 | 0 | 0 | 0 | 0 | 0 | 0 | 0 |  | 0
2016-08-11 01:00 | 0 | 0 | 0 | 0 | 0 | 0 | 0 | 0 | 0 |  | 0
2016-08-11 02:00 | 0 | 0 | 0 | 0 | 0 | 0 | 0 | 0 | 0 |  | 0
2016-08-11 03:00 | 0 | 0 | 0 | 0 | 0 | 0 | 0 | 0 | 0 |  | 0
2016-08-11 04:00 | 0 | 0 | 0 | 0 | 0 | 0 | 0 | 0 | 0 |  | 0
2016-08-11 05:00 | 0 | 0 | 0 | 0.059795 | 0 | 11.519 | 0 | 1.6051 | 13 |  | 2
2016-08-11 06:00 | 760.1743 | 186.8044 | 12.1493 | 363.1345 | 257.9568 | 2111.9482 | 96.622 | 794.4063 | 4583 |  | 573
2016-08-11 07:00 | 7231.7944 | 652.4851 | 222.282 | 1278.645 | 694.8792 | 9235.949 | 241.9743 | 3207.4158 | 22765 |  | 2846
2016-08-11 08:00 | 12430.666 | 3677.8882 | 1296.6562 | 2297.6309 | 3709.3743 | 17956.045 | 416.8119 | 7257.638 | 49043 |  | 6130
2016-08-11 09:00 | 21010.613 | 6519.415 | 3498.9504 | 2891.996 | 8203.009 | 25380.47 | 2335.2104 | 10905.506 | 80745 |  | 10093
2016-08-11 10:00 | 37004.55 | 7005.084 | 4044.0906 | 3172.7927 | 9687.534 | 30782.455 | 3586.4348 | 12932.638 | 108216 |  | 13527
2016-08-11 11:00 | 42798.004 | 5742.4106 | 4119.831 | 3256.729 | 10452.009 | 34119.152 | 4312.0566 | 14007.328 | 118808 |  | 14851
2016-08-11 12:00 | 40634.344 | 5641.668 | 3627.6025 | 3166.6353 | 8727.493 | 35790.418 | 4794.5083 | 14432.301 | 116815 |  | 14602
2016-08-11 13:00 | 40767.418 | 4130.2236 | 3660.0818 | 3057.9321 | 10102.855 | 33396.227 | 4886.9766 | 10521.126 | 110523 |  | 13815
2016-08-11 14:00 | 32050.195 | 3339.763 | 3069.788 | 2572.7146 | 9049.463 | 31913.447 | 4759.2173 | 13592.696 | 100347 |  | 12543
2016-08-11 15:00 | 32908.383 | 1722.8882 | 2223.2065 | 2018.0697 | 7351.967 | 28752.293 | 3730.8933 | 10776.142 | 89484 |  | 11185
2016-08-11 16:00 | 28974.988 | 898.9003 | 1157.8749 | 1224.678 | 4865.422 | 20495.086 | 985.2151 | 8208.621 | 66811 |  | 8351
2016-08-11 17:00 | 17673.066 | 559.5113 | 451.4116 | 541.3756 | 2764.7773 | 12318.349 | 524.614 | 4783.5293 | 39617 |  | 4952
2016-08-11 18:00 | 8199.055 | 319.2477 | 243.6654 | 235.182 | 1093.8519 | 5143.0073 | 267.1683 | 1548.09 | 17049 |  | 2131
2016-08-11 19:00 | 814.6931 | 47.6818 | 43.0327 | 55.6301 | 169.7247 | 869.0706 | 41.7874 | 166.4617 | 2208 |  | 276
2016-08-11 20:00 | 0 | 0 | 0 | 0 | 0 | 0 | 0 | 0 | 0 |  | 0
2016-08-11 21:00 | 0 | 0 | 0 | 0 | 0 | 0 | 0 | 0 | 0 |  | 0
2016-08-11 22:00 | 0 | 0 | 0 | 0 | 0 | 0 | 0 | 0 | 0 |  | 0
2016-08-11 23:00 | 0 | 0 | 0 | 0 | 0 | 0 | 0 | 0 | 0 |  | 0
2016-08-12 | 0 | 0 | 0 | 0 | 0 | 0 | 0 | 0 | 0 |  | 0
2016-08-12 01:00 | 0 | 0 | 0 | 0 | 0 | 0 | 0 | 0 | 0 |  | 0
2016-08-12 02:00 | 0 | 0 | 0 | 0 | 0 | 0 | 0 | 0 | 0 |  | 0
2016-08-12 03:00 | 0 | 0 | 0 | 0 | 0 | 0 | 0 | 0 | 0 |  | 0
2016-08-12 04:00 | 0 | 0 | 0 | 0 | 0 | 0 | 0 | 0 | 0 |  | 0
2016-08-12 05:00 | 0 | 0.030299 | 0 | 0.31847 | 0.0050353 | 25.3985 | 0 | 0.059339 | 26 |  | 3
2016-08-12 06:00 | 2040.2766 | 221.053 | 53.5683 | 150.4906 | 172.2711 | 2140.1292 | 90.8613 | 661.2461 | 5530 |  | 691
2016-08-12 07:00 | 10968.513 | 583.0532 | 160.0967 | 1420.0449 | 492.765 | 8669.169 | 186.487 | 3755.232 | 26235 |  | 3279
2016-08-12 08:00 | 20300.518 | 2969.1543 | 1175.8772 | 2287.4258 | 3412.7444 | 17524.168 | 374.0105 | 7857.16 | 55901 |  | 6988
2016-08-12 09:00 | 25924.557 | 6587.673 | 3421.461 | 2644.8628 | 8109.8984 | 25063.623 | 1757.5503 | 7093.901 | 80604 |  | 10075
2016-08-12 10:00 | 22732.617 | 5180.6953 | 4045.5532 | 2717.248 | 9073.103 | 31237.791 | 2811.4949 | 10517.614 | 88316 |  | 11040
2016-08-12 11:00 | 39531.18 | 3974.7417 | 4088.2559 | 2453.2397 | 9726.151 | 34707.93 | 4086.6074 | 9230.393 | 107798 |  | 13475
2016-08-12 12:00 | 39765.48 | 3714.888 | 3137.7441 | 2428.7993 | 6271.6255 | 29934.35 | 3831.6199 | 7952.89 | 97037 |  | 12130
2016-08-12 13:00 | 41805.367 | 3919.325 | 2708.4272 | 2416.6313 | 6415.733 | 21478.377 | 3321.8928 | 8890.833 | 90957 |  | 11370
2016-08-12 14:00 | 38809.17 | 3199.355 | 2028.8324 | 2255.6777 | 7200.7095 | 31188.277 | 3163.649 | 11963.553 | 99809 |  | 12476
2016-08-12 15:00 | 35151.848 | 1699.1439 | 2255.6738 | 1929.9142 | 6507.065 | 22622.664 | 3118.3208 | 9606.023 | 82891 |  | 10361
2016-08-12 16:00 | 24716.533 | 1009.2994 | 1131.2397 | 1026.1334 | 4974.051 | 20239.854 | 1144.8711 | 7320.562 | 61563 |  | 7695
2016-08-12 17:00 | 7125.3027 | 488.4232 | 346.7298 | 414.8506 | 2145.0393 | 8795.648 | 671.9321 | 2153.08 | 22141 |  | 2768
2016-08-12 18:00 | 2371.3792 | 282.6726 | 214.075 | 174.5246 | 669.4557 | 881.9777 | 128.6233 | 640.7485 | 5363 |  | 670
2016-08-12 19:00 | 967.8301 | 18.6527 | 13.7099 | 6.4677 | 51.0856 | 184.3056 | 38.5566 | 181.0668 | 1462 |  | 183
2016-08-12 20:00 | 0 | 0 | 0 | 0 | 0 | 0 | 0 | 0 | 0 |  | 0
2016-08-12 21:00 | 0 | 0 | 0 | 0 | 0 | 0 | 0 | 0 | 0 |  | 0
2016-08-12 22:00 | 0 | 0 | 0 | 0 | 0 | 0 | 0 | 0 | 0 |  | 0
2016-08-12 23:00 | 0 | 0 | 0 | 0 | 0 | 0 | 0 | 0 | 0 |  | 0
2016-08-13 | 0 | 0 | 0 | 0 | 0 | 0 | 0 | 0 | 0 |  | 0
2016-08-13 01:00 | 0 | 0 | 0 | 0 | 0 | 0 | 0 | 0 | 0 |  | 0
2016-08-13 02:00 | 0 | 0 | 0 | 0 | 0 | 0 | 0 | 0 | 0 |  | 0
2016-08-13 03:00 | 0 | 0 | 0 | 0 | 0 | 0 | 0 | 0 | 0 |  | 0
2016-08-13 04:00 | 0 | 0 | 0 | 0 | 0 | 0 | 0 | 0 | 0 |  | 0
2016-08-13 05:00 | 0 | 0 | 0 | 0 | 0 | 6.3614 | 0 | 0 | 6 |  | 1
2016-08-13 06:00 | 1678.0034 | 256.026 | 66.4868 | 190.4081 | 260.5355 | 1382.9292 | 72.8509 | 130.1215 | 4037 |  | 505
2016-08-13 07:00 | 9639.458 | 685.0326 | 410.4371 | 886.6196 | 1154.4716 | 7812.9126 | 326.3663 | 1077.4092 | 21993 |  | 2749
2016-08-13 08:00 | 18136.729 | 1429.3567 | 782.2128 | 704.4487 | 2503.599 | 12503.278 | 375.3012 | 2819.738 | 39255 |  | 4907
2016-08-13 09:00 | 27590.967 | 1877.9203 | 730.5039 | 699.0027 | 2485.6892 | 25164.23 | 525.8173 | 4403.6514 | 63478 |  | 7935
2016-08-13 10:00 | 22902.9 | 2054.006 | 1122.5667 | 1235.8105 | 2880.5276 | 30208.686 | 998.5112 | 4876.1875 | 66279 |  | 8285
2016-08-13 11:00 | 23816.898 | 3189.052 | 2281.5188 | 2456.901 | 6090.5576 | 32613.545 | 1254.7408 | 4608.247 | 76311 |  | 9539
2016-08-13 12:00 | 45697.227 | 2916.8926 | 3070.1428 | 2867.8594 | 8222.559 | 38218.82 | 1480.2184 | 7059.3994 | 109533 |  | 13692
2016-08-13 13:00 | 40974.258 | 3705.2297 | 3362.797 | 3009.9507 | 9790.864 | 29391.328 | 2068.0947 | 6940.145 | 99243 |  | 12405
2016-08-13 14:00 | 31111.443 | 3177.9028 | 3182.6516 | 2736.2715 | 8988.707 | 30203.361 | 2016.5674 | 5748.0215 | 87165 |  | 10896
2016-08-13 15:00 | 5879.4097 | 1967.823 | 2214.863 | 2125.943 | 7322.125 | 29713.818 | 1802.4768 | 1264.3109 | 52291 |  | 6536
2016-08-13 16:00 | 5377.284 | 397.5317 | 917.4001 | 741.1635 | 2120.585 | 12200.689 | 659.3579 | 682.7049 | 23097 |  | 2887
2016-08-13 17:00 | 5617.7324 | 452.5502 | 428.6651 | 323.6855 | 1246.1713 | 2218.431 | 202.747 | 1135.407 | 11625 |  | 1453
2016-08-13 18:00 | 807.6874 | 178.1256 | 255.0537 | 154.8178 | 528.394 | 1116.7936 | 214.2833 | 468.3885 | 3724 |  | 465
2016-08-13 19:00 | 97.1627 | 0 | 3.0638 | 0.52506 | 11.6438 | 63.8198 | 3.9047 | 0 | 180 |  | 23
2016-08-13 20:00 | 0 | 0 | 0 | 0 | 0 | 0 | 0 | 0 | 0 |  | 0
2016-08-13 21:00 | 0 | 0 | 0 | 0 | 0 | 0 | 0 | 0 | 0 |  | 0
2016-08-13 22:00 | 0 | 0 | 0 | 0 | 0 | 0 | 0 | 0 | 0 |  | 0
2016-08-13 23:00 | 0 | 0 | 0 | 0 | 0 | 0 | 0 | 0 | 0 |  | 0
2016-08-14 | 0 | 0 | 0 | 0 | 0 | 0 | 0 | 0 | 0 |  | 0
2016-08-14 01:00 | 0 | 0 | 0 | 0 | 0 | 0 | 0 | 0 | 0 |  | 0
2016-08-14 02:00 | 0 | 0 | 0 | 0 | 0 | 0 | 0 | 0 | 0 |  | 0
2016-08-14 03:00 | 0 | 0 | 0 | 0 | 0 | 0 | 0 | 0 | 0 |  | 0
2016-08-14 04:00 | 0 | 0 | 0 | 0 | 0 | 0 | 0 | 0 | 0 |  | 0
2016-08-14 05:00 | 0 | 0 | 0 | 0 | 0 | 0.0047492 | 0 | 0 | 0 |  | 0
2016-08-14 06:00 | 1125.7899 | 148.222 | 2.601 | 114.577 | 115.8075 | 1263.8041 | 81.0416 | 335.0639 | 3187 |  | 398
2016-08-14 07:00 | 7935.273 | 870.5748 | 401.8378 | 1109.2218 | 1200.4094 | 8173.411 | 392.7611 | 1185.8457 | 21269 |  | 2659
2016-08-14 08:00 | 10448.145 | 1268.0692 | 1071.8809 | 1313.7723 | 3004.421 | 11708.718 | 716.2407 | 5761.877 | 35293 |  | 4412
2016-08-14 09:00 | 19288.904 | 5216.411 | 3383.1372 | 2640.1492 | 6720.6875 | 23659.11 | 1836.2689 | 8656.809 | 71401 |  | 8925
2016-08-14 10:00 | 35204.18 | 4924.971 | 4099.164 | 2777.184 | 8353.946 | 32951.63 | 3121.023 | 12012.044 | 103444 |  | 12931
2016-08-14 11:00 | 29473.994 | 4390.283 | 3447.4573 | 2535.1553 | 7897.541 | 35523.406 | 3261.6523 | 6933.426 | 93463 |  | 11683
2016-08-14 12:00 | 44633.65 | 5103.1895 | 3242.7527 | 2804.6677 | 8917.851 | 35873.285 | 3435.8477 | 8197.702 | 112209 |  | 14026
2016-08-14 13:00 | 32078.1 | 3579.7568 | 3007.5627 | 2772.9038 | 8000.9434 | 31315.69 | 3503.7249 | 9399.678 | 93658 |  | 11707
2016-08-14 14:00 | 33744.16 | 2866.872 | 2469.425 | 2225.4678 | 6372.871 | 28141.227 | 3491.4927 | 9585.21 | 88897 |  | 11112
2016-08-14 15:00 | 33082.086 | 1615.9976 | 1474.6622 | 1682.6377 | 6312.226 | 25752.004 | 3752.0886 | 10621.901 | 84294 |  | 10537
2016-08-14 16:00 | 18196.312 | 761.6387 | 946.6645 | 1211.5918 | 4284.2446 | 20115.904 | 811.1572 | 7849.65 | 54177 |  | 6772
2016-08-14 17:00 | 7548.7373 | 410.3242 | 381.4178 | 351.0972 | 2690.5813 | 12117.314 | 380.0459 | 3833.7505 | 27713 |  | 3464
2016-08-14 18:00 | 2967.273 | 192.8454 | 129.6432 | 130.8683 | 526.2174 | 3225.8594 | 94.3798 | 923.1475 | 8190 |  | 1024
2016-08-14 19:00 | 268.2071 | 13.6837 | 0.10863 | 13.217 | 37.4381 | 149.2695 | 19.3387 | 162.5811 | 664 |  | 83
2016-08-14 20:00 | 0 | 0 | 0 | 0 | 0 | 0 | 0 | 0 | 0 |  | 0
2016-08-14 21:00 | 0 | 0 | 0 | 0 | 0 | 0 | 0 | 0 | 0 |  | 0
2016-08-14 22:00 | 0 | 0 | 0 | 0 | 0 | 0 | 0 | 0 | 0 |  | 0
2016-08-14 23:00 | 0 | 0 | 0 | 0 | 0 | 0 | 0 | 0 | 0 |  | 0
2016-08-15 | 0 | 0 | 0 | 0 | 0 | 0 | 0 | 0 | 0 |  | 0
2016-08-15 01:00 | 0 | 0 | 0 | 0 | 0 | 0 | 0 | 0 | 0 |  | 0
2016-08-15 02:00 | 0 | 0 | 0 | 0 | 0 | 0 | 0 | 0 | 0 |  | 0
2016-08-15 03:00 | 0 | 0 | 0 | 0 | 0 | 0 | 0 | 0 | 0 |  | 0
2016-08-15 04:00 | 0 | 0 | 0 | 0 | 0 | 0 | 0 | 0 | 0 |  | 0
2016-08-15 05:00 | 0 | 0 | 0 | 0 | 0 | 0.0088692 | 0 | 0 | 0 |  | 0
2016-08-15 06:00 | 1073.9025 | 173.6337 | 0.028809 | 118.4468 | 126.9942 | 1003.8975 | 32.5011 | 784.5282 | 3314 |  | 414
2016-08-15 07:00 | 5853.006 | 804.7373 | 361.8987 | 1309.2089 | 1414.4336 | 9296.599 | 329.8614 | 2651.6626 | 22021 |  | 2753
2016-08-15 08:00 | 21905.172 | 1504.8978 | 1343.3582 | 1755.7463 | 3699.8896 | 11704.35 | 641.4562 | 7716.323 | 50271 |  | 6284
2016-08-15 09:00 | 32756.06 | 4484.0737 | 3586.211 | 3133.132 | 6627.0415 | 27317.646 | 2415.8188 | 11911.64 | 92232 |  | 11529
2016-08-15 10:00 | 37084.75 | 4925.6343 | 3898.3843 | 3157.0806 | 8728.41 | 32759.46 | 3769.1306 | 8694.48 | 103017 |  | 12877
2016-08-15 11:00 | 44859.754 | 6122.0464 | 3936.1228 | 3449.4517 | 9456.255 | 34892.234 | 4426.145 | 9282.686 | 116425 |  | 14553
2016-08-15 12:00 | 24566.725 | 5289.899 | 4109.8145 | 3487.5347 | 10443.662 | 38094.32 | 4946.289 | 11971.339 | 102910 |  | 12864
2016-08-15 13:00 | 40040.848 | 4059.1455 | 3791.7598 | 3165.6245 | 9678.696 | 37450.938 | 4931.294 | 10767.901 | 113886 |  | 14236
2016-08-15 14:00 | 33430.074 | 3342.899 | 3073.3308 | 2748.0178 | 8935.616 | 34658.496 | 4822.965 | 11150.912 | 102162 |  | 12770
2016-08-15 15:00 | 31358.467 | 2237.188 | 1911.175 | 1488.0181 | 5524.099 | 22014.621 | 2205.4492 | 7185.628 | 73925 |  | 9241
2016-08-15 16:00 | 19994.715 | 1388.3676 | 1147.0176 | 1146.9512 | 4411.7554 | 16072.643 | 1265.8278 | 5207.358 | 50635 |  | 6329
2016-08-15 17:00 | 18541.799 | 657.1843 | 454.2682 | 578.1076 | 2580.335 | 11105.6045 | 774.2039 | 3601.5115 | 38293 |  | 4787
2016-08-15 18:00 | 6048.3286 | 307.0003 | 214.7087 | 207.2935 | 881.1328 | 4348.1006 | 216.0626 | 1469.7878 | 13692 |  | 1712
2016-08-15 19:00 | 555.3134 | 21.5938 | 12.9494 | 32.8675 | 73.2426 | 490.5858 | 33.5112 | 173.0863 | 1393 |  | 174
2016-08-15 20:00 | 0 | 0 | 0 | 0 | 0 | 0 | 0 | 0 | 0 |  | 0
2016-08-15 21:00 | 0 | 0 | 0 | 0 | 0 | 0 | 0 | 0 | 0 |  | 0
2016-08-15 22:00 | 0 | 0 | 0 | 0 | 0 | 0 | 0 | 0 | 0 |  | 0
2016-08-15 23:00 | 0 | 0 | 0 | 0 | 0 | 0 | 0 | 0 | 0 |  | 0
2016-08-16 | 0 | 0 | 0 | 0 | 0 | 0 | 0 | 0 | 0 |  | 0
2016-08-16 01:00 | 0 | 0 | 0 | 0 | 0 | 0 | 0 | 0 | 0 |  | 0
2016-08-16 02:00 | 0 | 0 | 0 | 0 | 0 | 0 | 0 | 0 | 0 |  | 0
2016-08-16 03:00 | 0 | 0 | 0 | 0 | 0 | 0 | 0 | 0 | 0 |  | 0
2016-08-16 04:00 | 0 | 0 | 0 | 0 | 0 | 0 | 0 | 0 | 0 |  | 0
2016-08-16 05:00 | 0 | 0 | 0 | 0 | 0 | 1.1215 | 0 | 0 | 1 |  | 0
2016-08-16 06:00 | 146.0379 | 78.8749 | 29.5226 | 148.4721 | 178.3452 | 2087.7134 | 79.1903 | 283.1694 | 3031 |  | 379
2016-08-16 07:00 | 2482.2727 | 402.3478 | 262.0553 | 420.977 | 781.4341 | 5302.812 | 397.4626 | 1768.267 | 11818 |  | 1477
2016-08-16 08:00 | 7212.248 | 1142.3108 | 690.3024 | 570.6145 | 1872.0095 | 10817.807 | 904.2218 | 3439.332 | 26649 |  | 3331
2016-08-16 09:00 | 13266.794 | 2614.8215 | 1322.336 | 1617.1014 | 3924.3044 | 9977.424 | 1389.4861 | 5349.7227 | 39462 |  | 4933
2016-08-16 10:00 | 16798.717 | 1655.2764 | 1295.2255 | 1212.6143 | 3091.1953 | 22627.242 | 2049.7188 | 3212.5024 | 51942 |  | 6493
2016-08-16 11:00 | 27540.014 | 4341.3174 | 2069.2847 | 2060.1665 | 6899.3027 | 12568.703 | 1730.2758 | 4162.8687 | 61372 |  | 7671
2016-08-16 12:00 | 24255.887 | 3329.824 | 2391.932 | 2483.1086 | 6731.761 | 28184.158 | 1488.9877 | 6836.0376 | 75702 |  | 9463
2016-08-16 13:00 | 11745.38 | 2914.555 | 1902.9847 | 1802.9717 | 5491.5474 | 27731.477 | 3568.0415 | 7013.2437 | 62170 |  | 7771
2016-08-16 14:00 | 8945.959 | 1381.9059 | 756.4112 | 1348.9187 | 2807.078 | 23404.086 | 2662.9 | 5319.85 | 46627 |  | 5828
2016-08-16 15:00 | 4481.4707 | 789.2898 | 833.6965 | 614.233 | 2105.9617 | 5499.3975 | 1139.526 | 1553.8224 | 17017 |  | 2127
2016-08-16 16:00 | 3109.2964 | 352.5296 | 288.0882 | 285.5283 | 647.6125 | 4805.537 | 340.8415 | 656.7105 | 10486 |  | 1311
2016-08-16 17:00 | 6567.5415 | 429.8279 | 485.0183 | 270.7482 | 1171.1221 | 1276.1539 | 67.1954 | 521.004 | 10789 |  | 1349
2016-08-16 18:00 | 3048.1582 | 131.1359 | 213.732 | 194.674 | 580.6746 | 1828.2781 | 8.6809 | 356.2995 | 6362 |  | 795
2016-08-16 19:00 | 259.9768 | 9.5114 | 13.9643 | 24.6566 | 26.78 | 281.186 | 0.0052925 | 0.48885 | 617 |  | 77
2016-08-16 20:00 | 0 | 0 | 0 | 0 | 0 | 0 | 0 | 0 | 0 |  | 0
2016-08-16 21:00 | 0 | 0 | 0 | 0 | 0 | 0 | 0 | 0 | 0 |  | 0
2016-08-16 22:00 | 0 | 0 | 0 | 0 | 0 | 0 | 0 | 0 | 0 |  | 0
2016-08-16 23:00 | 0 | 0 | 0 | 0 | 0 | 0 | 0 | 0 | 0 |  | 0
2016-08-17 | 0 | 0 | 0 | 0 | 0 | 0 | 0 | 0 | 0 |  | 0
2016-08-17 01:00 | 0 | 0 | 0 | 0 | 0 | 0 | 0 | 0 | 0 |  | 0
2016-08-17 02:00 | 0 | 0 | 0 | 0 | 0 | 0 | 0 | 0 | 0 |  | 0
2016-08-17 03:00 | 0 | 0 | 0 | 0 | 0 | 0 | 0 | 0 | 0 |  | 0
2016-08-17 04:00 | 0 | 0 | 0 | 0 | 0 | 0 | 0 | 0 | 0 |  | 0
2016-08-17 05:00 | 0 | 0 | 0 | 0 | 0 | 0 | 0 | 0 | 0 |  | 0
2016-08-17 06:00 | 323.6888 | 125.2547 | 24.6049 | 342.45 | 131.439 | 1251.356 | 42.7035 | 333.1647 | 2575 |  | 322
2016-08-17 07:00 | 3243.2156 | 812.8784 | 220.7714 | 1163.8319 | 711.7473 | 9196.603 | 182.8167 | 3018.869 | 18551 |  | 2319
2016-08-17 08:00 | 21348.729 | 3418.7812 | 865.0518 | 1662.46 | 3373.375 | 8536.207 | 515.0245 | 4018.4275 | 43738 |  | 5467
2016-08-17 09:00 | 21067.04 | 3917.454 | 2248.553 | 822.8324 | 5385.196 | 19543.727 | 1358.5073 | 5981.662 | 60325 |  | 7541
2016-08-17 10:00 | 18984.842 | 4520.5317 | 2463.5474 | 1740.7106 | 4326.363 | 19827.498 | 3384.7 | 1683.3157 | 56932 |  | 7116
2016-08-17 11:00 | 42809.594 | 5345.842 | 3145.2476 | 1795.7014 | 7787.948 | 27672.92 | 4223.4907 | 7328.349 | 100109 |  | 12514
2016-08-17 12:00 | 39878.61 | 5544.1357 | 3970.9668 | 2999.0269 | 8928.627 | 31499.297 | 4486.713 | 7311.5674 | 104619 |  | 13077
2016-08-17 13:00 | 40416.383 | 4321.176 | 4026.465 | 2779.1975 | 9393.475 | 38417.016 | 5246.485 | 6117.5044 | 110718 |  | 13840
2016-08-17 14:00 | 36439.227 | 2872.0042 | 2740.2908 | 2055.8135 | 5953.8423 | 35537.004 | 4514.5967 | 0 | 90113 |  | 11264
2016-08-17 15:00 | 26868.318 | 2166.1865 | 1798.2814 | 1944.8623 | 6021.303 | 28279.229 | 3687.7297 | 6768.6797 | 77535 |  | 9692
2016-08-17 16:00 | 32292.77 | 1102.3313 | 749.2546 | 1007.0925 | 3581.0042 | 17498.99 | 1079.6432 | 9825.306 | 67136 |  | 8392
2016-08-17 17:00 | 19271.346 | 587.9449 | 263.8148 | 472.2389 | 2975.6458 | 10784.213 | 635.52 | 4814.6284 | 39805 |  | 4976
2016-08-17 18:00 | 6649.908 | 163.5567 | 153.0415 | 165.0474 | 754.6762 | 2860.0444 | 163.597 | 1018.762 | 11929 |  | 1491
2016-08-17 19:00 | 330.5015 | 5.7535 | 15.8845 | 17.6991 | 66.7649 | 316.8779 | 3.3334 | 104.882 | 862 |  | 108
2016-08-17 20:00 | 0 | 0 | 0 | 0 | 0 | 0 | 0 | 0 | 0 |  | 0
2016-08-17 21:00 | 0 | 0 | 0 | 0 | 0 | 0 | 0 | 0 | 0 |  | 0
2016-08-17 22:00 | 0 | 0 | 0 | 0 | 0 | 0 | 0 | 0 | 0 |  | 0
2016-08-17 23:00 | 0 | 0 | 0 | 0 | 0 | 0 | 0 | 0 | 0 |  | 0
2016-08-18 | 0 | 0 | 0 | 0 | 0 | 0 | 0 | 0 | 0 |  | 0
2016-08-18 01:00 | 0 | 0 | 0 | 0 | 0 | 0 | 0 | 0 | 0 |  | 0
2016-08-18 02:00 | 0 | 0 | 0 | 0 | 0 | 0 | 0 | 0 | 0 |  | 0
2016-08-18 03:00 | 0 | 0 | 0 | 0 | 0 | 0 | 0 | 0 | 0 |  | 0
2016-08-18 04:00 | 0 | 0 | 0 | 0 | 0 | 0 | 0 | 0 | 0 |  | 0
2016-08-18 05:00 | 0 | 0 | 0 | 0 | 0 | 0.39871 | 0 | 0 | 0 |  | 0
2016-08-18 06:00 | 423.477 | 76.8427 | 51.4401 | 85.0357 | 153.8313 | 1506.4004 | 90.6296 | 210.16 | 2598 |  | 325
2016-08-18 07:00 | 5590.3726 | 439.5364 | 272.2938 | 266.3788 | 769.7804 | 3879.0781 | 315.3999 | 1135.9326 | 12669 |  | 1584
2016-08-18 08:00 | 22260.443 | 2637.4585 | 987.626 | 1007.1404 | 2581.5693 | 7739.25 | 601.445 | 7196.9375 | 45012 |  | 5626
2016-08-18 09:00 | 32118.541 | 6753.0967 | 3711.8284 | 2940.4463 | 8090.5366 | 23701.266 | 2047.9127 | 10867.552 | 90231 |  | 11279
2016-08-18 10:00 | 39629.223 | 7299.386 | 4140.5254 | 3255.3809 | 9889.597 | 31480.166 | 2853.6829 | 11442.868 | 109991 |  | 13749
2016-08-18 11:00 | 34099.855 | 6374.539 | 4214.0376 | 3272.0122 | 10512.926 | 35300.977 | 4338.0786 | 8376.698 | 106489 |  | 13311
2016-08-18 12:00 | 39296.918 | 5371.8804 | 4058.927 | 3017.4946 | 10095.927 | 37467.59 | 4847.948 | 6855.6646 | 111012 |  | 13877
2016-08-18 13:00 | 34035.023 | 4031.3374 | 3507.848 | 3034.1597 | 9133.259 | 35255.19 | 5081.673 | 9512.329 | 103591 |  | 12949
2016-08-18 14:00 | 33529.055 | 2379.64 | 2895.7927 | 2696.3608 | 9399.948 | 29063.207 | 4051.9495 | 8231.898 | 92248 |  | 11531
2016-08-18 15:00 | 32542.523 | 2028.7821 | 1699.4637 | 1680.5214 | 6468.0737 | 21490.982 | 2406.0798 | 7380.3 | 75697 |  | 9462
2016-08-18 16:00 | 23494.73 | 973.024 | 1088.3076 | 1285.6572 | 4189.046 | 17725.268 | 821.8293 | 7628.319 | 57206 |  | 7151
2016-08-18 17:00 | 5020.206 | 524.8091 | 357.0157 | 461.1523 | 1838.5499 | 9008.661 | 303.7997 | 4854.8467 | 22369 |  | 2796
2016-08-18 18:00 | 1908.1134 | 234.6951 | 129.436 | 166.7916 | 727.9203 | 3497.4614 | 81.4444 | 791.8447 | 7538 |  | 942
2016-08-18 19:00 | 615.5198 | 26.8404 | 7.3347 | 23.5794 | 47.8387 | 278.6713 | 55.0829 | 44.3383 | 1099 |  | 137
2016-08-18 20:00 | 0 | 0 | 0 | 0 | 0 | 0 | 0 | 0 | 0 |  | 0
2016-08-18 21:00 | 0 | 0 | 0 | 0 | 0 | 0 | 0 | 0 | 0 |  | 0
2016-08-18 22:00 | 0 | 0 | 0 | 0 | 0 | 0 | 0 | 0 | 0 |  | 0
2016-08-18 23:00 | 0 | 0 | 0 | 0 | 0 | 0 | 0 | 0 | 0 |  | 0
2016-08-19 | 0 | 0 | 0 | 0 | 0 | 0 | 0 | 0 | 0 |  | 0
2016-08-19 01:00 | 0 | 0 | 0 | 0 | 0 | 0 | 0 | 0 | 0 |  | 0
2016-08-19 02:00 | 0 | 0 | 0 | 0 | 0 | 0 | 0 | 0 | 0 |  | 0
2016-08-19 03:00 | 0 | 0 | 0 | 0 | 0 | 0 | 0 | 0 | 0 |  | 0
2016-08-19 04:00 | 0 | 0 | 0 | 0 | 0 | 0 | 0 | 0 | 0 |  | 0
2016-08-19 05:00 | 0 | 0 | 0 | 0 | 0 | 0.0098994 | 0 | 0 | 0 |  | 0
2016-08-19 06:00 | 1599.6681 | 136.0059 | 83.6308 | 368.4693 | 288.6855 | 1638.8931 | 45.9216 | 535.0046 | 4696 |  | 587
2016-08-19 07:00 | 9951.603 | 401.7476 | 189.2935 | 1446.0665 | 559.6253 | 9173.562 | 189.289 | 3722.528 | 25634 |  | 3204
2016-08-19 08:00 | 21914.824 | 3330.0554 | 1384.7175 | 2306.3105 | 2583.5437 | 17730.992 | 417.9453 | 7935.5015 | 57604 |  | 7200
2016-08-19 09:00 | 29716.22 | 6716.2383 | 3670.383 | 2908.8752 | 7811.8647 | 25310.855 | 2349.8818 | 11370.644 | 89855 |  | 11232
2016-08-19 10:00 | 39362.93 | 7439.86 | 4152.6147 | 3300.629 | 9720.124 | 31371.758 | 3740.5027 | 12996.313 | 112085 |  | 14011
2016-08-19 11:00 | 44654.293 | 6560.786 | 4303.5127 | 3417.0127 | 10664.913 | 35492.027 | 3298.433 | 11802.923 | 120194 |  | 15024
2016-08-19 12:00 | 42098.035 | 4963.6104 | 4173.7783 | 3359.1458 | 10950.875 | 37697.61 | 4851.014 | 11121.58 | 119216 |  | 14902
2016-08-19 13:00 | 43523.81 | 3861.0876 | 3791.4258 | 3121.4631 | 10386.77 | 37634.703 | 4786.8677 | 12133.046 | 119239 |  | 14905
2016-08-19 14:00 | 41311.938 | 3154.1155 | 3151.2466 | 2651.6284 | 9581.354 | 35402.98 | 5255.4663 | 13462.267 | 113971 |  | 14246
2016-08-19 15:00 | 37442.38 | 1627.4281 | 2176.7703 | 2283.661 | 7032.4536 | 29235.977 | 3488.4067 | 11859.68 | 95147 |  | 11893
2016-08-19 16:00 | 29949.842 | 748.1059 | 983.6902 | 1282.4003 | 4506.7324 | 23103.766 | 779.3781 | 8876.942 | 70231 |  | 8779
2016-08-19 17:00 | 18591.58 | 345.2592 | 552.8867 | 418.9746 | 2944.6733 | 12948.2705 | 233.6209 | 5021.1895 | 41056 |  | 5132
2016-08-19 18:00 | 5991.4595 | 183.6619 | 181.3745 | 144.3388 | 1242.0511 | 3710.6072 | 104.1929 | 1302.9822 | 12861 |  | 1608
2016-08-19 19:00 | 290.3133 | 13.913 | 14.6775 | 23.0704 | 130.4479 | 326.8399 | 10.3583 | 113.7225 | 923 |  | 115
2016-08-19 20:00 | 0 | 0 | 0 | 0 | 0 | 0 | 0 | 0 | 0 |  | 0
2016-08-19 21:00 | 0 | 0 | 0 | 0 | 0 | 0 | 0 | 0 | 0 |  | 0
2016-08-19 22:00 | 0 | 0 | 0 | 0 | 0 | 0 | 0 | 0 | 0 |  | 0
2016-08-19 23:00 | 0 | 0 | 0 | 0 | 0 | 0 | 0 | 0 | 0 |  | 0
2016-08-20 | 0 | 0 | 0 | 0 | 0 | 0 | 0 | 0 | 0 |  | 0
2016-08-20 01:00 | 0 | 0 | 0 | 0 | 0 | 0 | 0 | 0 | 0 |  | 0
2016-08-20 02:00 | 0 | 0 | 0 | 0 | 0 | 0 | 0 | 0 | 0 |  | 0
2016-08-20 03:00 | 0 | 0 | 0 | 0 | 0 | 0 | 0 | 0 | 0 |  | 0
2016-08-20 04:00 | 0 | 0 | 0 | 0 | 0 | 0 | 0 | 0 | 0 |  | 0
2016-08-20 05:00 | 0 | 0 | 0 | 0 | 0 | 0 | 0 | 0 | 0 |  | 0
2016-08-20 06:00 | 1335.7032 | 91.3035 | 45.6557 | 212.7261 | 107.0485 | 1494.0582 | 52.4139 | 608.3393 | 3947 |  | 493
2016-08-20 07:00 | 10117.829 | 528.9404 | 400.4492 | 338.4255 | 1012.9831 | 7655.7993 | 228.6096 | 3900.0425 | 24183 |  | 3023
2016-08-20 08:00 | 20718.574 | 2506.7612 | 728.665 | 478.7807 | 1507.433 | 14402.118 | 805.6182 | 8055.247 | 49203 |  | 6150
2016-08-20 09:00 | 32660.031 | 1492.9928 | 1288.2432 | 1274.296 | 2435.3123 | 20874.438 | 1438.0165 | 10715.151 | 72178 |  | 9022
2016-08-20 10:00 | 38093.215 | 1832.2548 | 1946.7306 | 1430.5857 | 4079.667 | 27373.39 | 1798.3065 | 13455.594 | 90010 |  | 11251
2016-08-20 11:00 | 43527.293 | 2708.8125 | 1486.6099 | 2103.7754 | 5248.574 | 24748.287 | 2819.208 | 12944.526 | 95587 |  | 11948
2016-08-20 12:00 | 43873.1 | 5091.7 | 2616.6245 | 2619.231 | 9421.383 | 37764.062 | 2975.686 | 8454.525 | 112816 |  | 14102
2016-08-20 13:00 | 41124.49 | 4107.541 | 3092.5798 | 2676.0657 | 8400.501 | 37951.484 | 3756.3062 | 7529.831 | 108639 |  | 13580
2016-08-20 14:00 | 41603.92 | 2010.5901 | 2594.231 | 2547.4404 | 7297.439 | 35441.45 | 3662.0793 | 13929.536 | 109087 |  | 13636
2016-08-20 15:00 | 34814.73 | 1866.4746 | 2243.2515 | 1688.686 | 5519.593 | 30726.365 | 3381.2485 | 10921.728 | 91162 |  | 11395
2016-08-20 16:00 | 27757.443 | 739.9202 | 997.0541 | 1122.2684 | 4237.5566 | 23289.414 | 438.0678 | 6273.9814 | 64856 |  | 8107
2016-08-20 17:00 | 16464.504 | 589.4215 | 298.4022 | 489.1454 | 2289.9675 | 13177.719 | 499.3488 | 3104.5125 | 36913 |  | 4614
2016-08-20 18:00 | 5947.0776 | 420.4009 | 116.5751 | 164.0456 | 550.1206 | 3585.297 | 297.6821 | 999.1925 | 12080 |  | 1510
2016-08-20 19:00 | 1127.3406 | 15.6834 | 24.4504 | 26.9932 | 100.1514 | 370.6954 | 39.132 | 79.1531 | 1784 |  | 223
2016-08-20 20:00 | 0 | 0 | 0 | 0 | 0 | 0 | 0 | 0 | 0 |  | 0
2016-08-20 21:00 | 0 | 0 | 0 | 0 | 0 | 0 | 0 | 0 | 0 |  | 0
2016-08-20 22:00 | 0 | 0 | 0 | 0 | 0 | 0 | 0 | 0 | 0 |  | 0
2016-08-20 23:00 | 0 | 0 | 0 | 0 | 0 | 0 | 0 | 0 | 0 |  | 0
2016-08-21 | 0 | 0 | 0 | 0 | 0 | 0 | 0 | 0 | 0 |  | 0
2016-08-21 01:00 | 0 | 0 | 0 | 0 | 0 | 0 | 0 | 0 | 0 |  | 0
2016-08-21 02:00 | 0 | 0 | 0 | 0 | 0 | 0 | 0 | 0 | 0 |  | 0
2016-08-21 03:00 | 0 | 0 | 0 | 0 | 0 | 0 | 0 | 0 | 0 |  | 0
2016-08-21 04:00 | 0 | 0 | 0 | 0 | 0 | 0 | 0 | 0 | 0 |  | 0
2016-08-21 05:00 | 0 | 0 | 0 | 0 | 0 | 0 | 0 | 0 | 0 |  | 0
2016-08-21 06:00 | 998.2003 | 105.402 | 0.020957 | 345.8469 | 194.713 | 1641.9998 | 90.0199 | 224.0699 | 3600 |  | 450
2016-08-21 07:00 | 7836.6865 | 707.494 | 170.0394 | 1467.9081 | 805.8621 | 9220.03 | 279.8606 | 2131.5503 | 22619 |  | 2827
2016-08-21 08:00 | 21141.51 | 1879.4608 | 1380.705 | 2326.179 | 2737.6763 | 18165.025 | 493.8296 | 5873.1826 | 53998 |  | 6750
2016-08-21 09:00 | 28789.332 | 5220.0273 | 3709.769 | 2981.8945 | 8132.1997 | 26205.758 | 2417.5068 | 10141.702 | 87598 |  | 10950
2016-08-21 10:00 | 40036.504 | 7363.1963 | 4186.9634 | 3326.324 | 10018.716 | 32492.64 | 3746.6216 | 13236.345 | 114407 |  | 14301
2016-08-21 11:00 | 30791.309 | 6455.8516 | 4296.0254 | 3458.1204 | 10760.24 | 36738.008 | 4584.9253 | 13613.819 | 110698 |  | 13837
2016-08-21 12:00 | 39456.156 | 5036.074 | 4139.071 | 3325.5884 | 10912.155 | 38828.598 | 5069.534 | 9597.72 | 116365 |  | 14546
2016-08-21 13:00 | 36513.766 | 3948.2795 | 3819.411 | 3125.4666 | 10396.53 | 38327.684 | 5248.099 | 9021.253 | 110400 |  | 13800
2016-08-21 14:00 | 31851.352 | 2911.7275 | 3160.6877 | 2714.9634 | 9227.613 | 35734.98 | 5195.133 | 10958.872 | 101755 |  | 12719
2016-08-21 15:00 | 22176.338 | 1577.0607 | 2101.1455 | 1995.977 | 7028.0396 | 30388.28 | 3368.0134 | 11711.367 | 80346 |  | 10043
2016-08-21 16:00 | 8006.329 | 652.7745 | 985.9313 | 1171.305 | 4840.0264 | 22901.566 | 387.0366 | 7221.32 | 46166 |  | 5771
2016-08-21 17:00 | 3076.3562 | 383.5543 | 272.2861 | 359.3312 | 2585.5896 | 11442.487 | 201.7613 | 4520.0967 | 22841 |  | 2855
2016-08-21 18:00 | 636.1862 | 225.9804 | 214.3225 | 204.1955 | 821.3123 | 1901.6133 | 129.0397 | 636.9102 | 4770 |  | 596
2016-08-21 19:00 | 102.8415 | 7.9141 | 16.0113 | 29.7895 | 48.1203 | 232.4179 | 24.5611 | 29.4777 | 491 |  | 61
2016-08-21 20:00 | 0 | 0 | 0 | 0 | 0 | 0 | 0 | 0 | 0 |  | 0
2016-08-21 21:00 | 0 | 0 | 0 | 0 | 0 | 0 | 0 | 0 | 0 |  | 0
2016-08-21 22:00 | 0 | 0 | 0 | 0 | 0 | 0 | 0 | 0 | 0 |  | 0
2016-08-21 23:00 | 0 | 0 | 0 | 0 | 0 | 0 | 0 | 0 | 0 |  | 0
2016-08-22 | 0 | 0 | 0 | 0 | 0 | 0 | 0 | 0 | 0 |  | 0
2016-08-22 01:00 | 0 | 0 | 0 | 0 | 0 | 0 | 0 | 0 | 0 |  | 0
2016-08-22 02:00 | 0 | 0 | 0 | 0 | 0 | 0 | 0 | 0 | 0 |  | 0
2016-08-22 03:00 | 0 | 0 | 0 | 0 | 0 | 0 | 0 | 0 | 0 |  | 0
2016-08-22 04:00 | 0 | 0 | 0 | 0 | 0 | 0 | 0 | 0 | 0 |  | 0
2016-08-22 05:00 | 0 | 0 | 0 | 0 | 0 | 0 | 0 | 0 | 0 |  | 0
2016-08-22 06:00 | 332.307 | 40.6851 | 0 | 26.6633 | 0.48601 | 279.7656 | 7.9646 | 277.7424 | 966 |  | 121
2016-08-22 07:00 | 9236.359 | 328.7246 | 13.0247 | 1386.8777 | 225.6736 | 6646.039 | 151.4116 | 3880.7068 | 21869 |  | 2734
2016-08-22 08:00 | 22152.215 | 3214.7454 | 1271.2533 | 2428.3992 | 2268.6384 | 18446.832 | 452.5679 | 8300.977 | 58536 |  | 7317
2016-08-22 09:00 | 24183.713 | 2737.5051 | 2611.868 | 2694.406 | 5374.3174 | 26656.791 | 2473.966 | 11765.335 | 78498 |  | 9812
2016-08-22 10:00 | 29639.568 | 6380.706 | 3454.035 | 2951.3408 | 7954.4917 | 30664.414 | 3774.2727 | 8868.529 | 93687 |  | 11711
2016-08-22 11:00 | 29562.95 | 6632.357 | 4294.0654 | 3590.3445 | 10609.916 | 38135.254 | 4838.6523 | 10795.842 | 108459 |  | 13557
2016-08-22 12:00 | 44684.496 | 5230.1606 | 4365.321 | 3551.996 | 11489.177 | 39898.05 | 5300.3022 | 9494.946 | 124014 |  | 15502
2016-08-22 13:00 | 47664.35 | 4229.7554 | 4063.0762 | 3357.3936 | 11024.576 | 39547.684 | 5558.3184 | 9324.787 | 124770 |  | 15596
2016-08-22 14:00 | 41997.234 | 3077.841 | 3405.7412 | 2904.1675 | 9844.048 | 36843.75 | 5473.432 | 14868.486 | 118415 |  | 14802
2016-08-22 15:00 | 32840.46 | 1374.4243 | 2352.3127 | 2226.2021 | 8032.032 | 32222.482 | 3164.872 | 12851.657 | 95064 |  | 11883
2016-08-22 16:00 | 30245.604 | 525.3101 | 1055.2289 | 1309.0837 | 5407.9023 | 24493.69 | 291.2265 | 9755.274 | 73083 |  | 9135
2016-08-22 17:00 | 18728.03 | 292.4435 | 225.061 | 369.9571 | 2701.5693 | 13682.901 | 200.7937 | 5162.382 | 41363 |  | 5170
2016-08-22 18:00 | 3938.1575 | 163.6292 | 106.9269 | 105.404 | 538.0704 | 3641.601 | 75.0552 | 1290.5859 | 9859 |  | 1232
2016-08-22 19:00 | 470.6333 | 6.188 | 5.0756 | 19.4573 | 60.4562 | 229.5934 | 3.8182 | 77.0146 | 872 |  | 109
2016-08-22 20:00 | 0 | 0 | 0 | 0 | 0 | 0 | 0 | 0 | 0 |  | 0
2016-08-22 21:00 | 0 | 0 | 0 | 0 | 0 | 0 | 0 | 0 | 0 |  | 0
2016-08-22 22:00 | 0 | 0 | 0 | 0 | 0 | 0 | 0 | 0 | 0 |  | 0
2016-08-22 23:00 | 0 | 0 | 0 | 0 | 0 | 0 | 0 | 0 | 0 |  | 0
2016-08-23 | 0 | 0 | 0 | 0 | 0 | 0 | 0 | 0 | 0 |  | 0
2016-08-23 01:00 | 0 | 0 | 0 | 0 | 0 | 0 | 0 | 0 | 0 |  | 0
2016-08-23 02:00 | 0 | 0 | 0 | 0 | 0 | 0 | 0 | 0 | 0 |  | 0
2016-08-23 03:00 | 0 | 0 | 0 | 0 | 0 | 0 | 0 | 0 | 0 |  | 0
2016-08-23 04:00 | 0 | 0 | 0 | 0 | 0 | 0 | 0 | 0 | 0 |  | 0
2016-08-23 05:00 | 0 | 0 | 0 | 0 | 0 | 0 | 0 | 0 | 0 |  | 0
2016-08-23 06:00 | 554.626 | 73.4027 | 0 | 286.1217 | 11.4841 | 1685.2188 | 37.4677 | 634.4804 | 3283 |  | 410
2016-08-23 07:00 | 7612.4272 | 333.4486 | 11.7024 | 1547.2057 | 249.0971 | 9889.511 | 177.1984 | 4238.868 | 24059 |  | 3007
2016-08-23 08:00 | 21539.402 | 3457.7317 | 1374.8174 | 2442.4468 | 2221.0728 | 19223.785 | 427.1659 | 8589.013 | 59275 |  | 7409
2016-08-23 09:00 | 33115.023 | 7084.3296 | 3892.5232 | 3091.7988 | 7986.141 | 26840.84 | 2527.4604 | 11339.1455 | 95877 |  | 11985
2016-08-23 10:00 | 40036.79 | 7553.1416 | 4359.213 | 3408.0017 | 10248.301 | 32804.492 | 3876.2683 | 13934.292 | 116220 |  | 14528
2016-08-23 11:00 | 43700.773 | 6384.777 | 4408.2236 | 3529.7876 | 11086.512 | 36769 | 4738.523 | 13764.6045 | 124382 |  | 15548
2016-08-23 12:00 | 46401.74 | 4963.6304 | 4269.4385 | 3459.974 | 11245.003 | 38486.555 | 5184.134 | 10686.525 | 124697 |  | 15587
2016-08-23 13:00 | 44450.03 | 3918.9607 | 3875.8538 | 3228.201 | 10696.98 | 37743.52 | 5361.832 | 12302.046 | 121577 |  | 15197
2016-08-23 14:00 | 42104.273 | 2867.4434 | 3218.3616 | 2756.431 | 9450.789 | 35058.78 | 5246.371 | 13381.401 | 114084 |  | 14260
2016-08-23 15:00 | 36392.523 | 1330.929 | 2191.0474 | 2095.6133 | 7593.0674 | 30195.828 | 3226.5232 | 11631.995 | 94658 |  | 11832
2016-08-23 16:00 | 29249.87 | 510.3529 | 956.7392 | 1217.287 | 5131.46 | 22432.688 | 299.388 | 8403.927 | 68202 |  | 8525
2016-08-23 17:00 | 18583.174 | 313.1642 | 215.7327 | 349.6468 | 2681.9187 | 12212.811 | 187.639 | 4458.1133 | 39002 |  | 4875
2016-08-23 18:00 | 5002.755 | 159.1109 | 113.1431 | 112.1151 | 548.7808 | 3190.3123 | 84.7779 | 987.8867 | 10199 |  | 1275
2016-08-23 19:00 | 207.82 | 5.1259 | 9.2479 | 17.9486 | 61.3091 | 206.5512 | 5.6187 | 63.4778 | 577 |  | 72
2016-08-23 20:00 | 0 | 0 | 0 | 0 | 0 | 0 | 0 | 0 | 0 |  | 0
2016-08-23 21:00 | 0 | 0 | 0 | 0 | 0 | 0 | 0 | 0 | 0 |  | 0
2016-08-23 22:00 | 0 | 0 | 0 | 0 | 0 | 0 | 0 | 0 | 0 |  | 0
2016-08-23 23:00 | 0 | 0 | 0 | 0 | 0 | 0 | 0 | 0 | 0 |  | 0
2016-08-24 | 0 | 0 | 0 | 0 | 0 | 0 | 0 | 0 | 0 |  | 0
2016-08-24 01:00 | 0 | 0 | 0 | 0 | 0 | 0 | 0 | 0 | 0 |  | 0
2016-08-24 02:00 | 0 | 0 | 0 | 0 | 0 | 0 | 0 | 0 | 0 |  | 0
2016-08-24 03:00 | 0 | 0 | 0 | 0 | 0 | 0 | 0 | 0 | 0 |  | 0
2016-08-24 04:00 | 0 | 0 | 0 | 0 | 0 | 0 | 0 | 0 | 0 |  | 0
2016-08-24 05:00 | 0 | 0 | 0 | 0 | 0 | 0 | 0 | 0 | 0 |  | 0
2016-08-24 06:00 | 1013.4109 | 96.3631 | 0 | 194.096 | 66.6668 | 1024.1017 | 46.1538 | 458.0109 | 2899 |  | 362
2016-08-24 07:00 | 8285.42 | 507.7798 | 156.3448 | 1258.437 | 617.8956 | 7893.267 | 232.1784 | 3472.7527 | 22424 |  | 2803
2016-08-24 08:00 | 20484.959 | 3028.7593 | 1245.9999 | 2175.5298 | 2497.1306 | 16819.705 | 552.8742 | 7398.616 | 54204 |  | 6775
2016-08-24 09:00 | 27530.049 | 6260.7817 | 3427.2114 | 2794.0312 | 7352.1035 | 24536.318 | 2359.4165 | 10762.389 | 85022 |  | 10628
2016-08-24 10:00 | 37608.887 | 6976.741 | 3961.3428 | 3148.19 | 9527.604 | 30455.31 | 3594.4517 | 13000.068 | 108273 |  | 13534
2016-08-24 11:00 | 42421.086 | 6086.794 | 4082.6482 | 3292.089 | 10415.185 | 34199.633 | 4399.7827 | 11109.904 | 116007 |  | 14501
2016-08-24 12:00 | 44819.55 | 4760.672 | 3993.8118 | 3217.4634 | 10471.1045 | 35942.098 | 4806.859 | 11430.556 | 119442 |  | 14930
2016-08-24 13:00 | 43403.266 | 3773.1372 | 3628.3086 | 3011.3357 | 9997.132 | 35751.5 | 5026.588 | 14231.707 | 118823 |  | 14853
2016-08-24 14:00 | 38811.2 | 2813.5476 | 3022.2854 | 2582.5256 | 8913.189 | 33006.555 | 4716.7803 | 12722.235 | 106588 |  | 13324
2016-08-24 15:00 | 30414.445 | 1493.7897 | 2050.585 | 1918.1255 | 7000.5957 | 27599.086 | 2821.4878 | 10390.294 | 83688 |  | 10461
2016-08-24 16:00 | 23366.129 | 791.4705 | 975.7218 | 1067.1786 | 4387.7554 | 20183.258 | 675.6498 | 7002.819 | 58450 |  | 7306
2016-08-24 17:00 | 14733.769 | 611.655 | 401.4103 | 462.9729 | 2048.509 | 9375.728 | 461.1825 | 3295.9517 | 31391 |  | 3924
2016-08-24 18:00 | 6964.8584 | 427.454 | 217.0121 | 229.1408 | 833.1091 | 2934.478 | 276.4102 | 1769.6486 | 13652 |  | 1707
2016-08-24 19:00 | 436.3306 | 37.2248 | 37.6433 | 34.6116 | 110.2261 | 634.0897 | 30.55 | 143.854 | 1465 |  | 183
2016-08-24 20:00 | 0 | 0 | 0 | 0 | 0 | 0 | 0 | 0 | 0 |  | 0
2016-08-24 21:00 | 0 | 0 | 0 | 0 | 0 | 0 | 0 | 0 | 0 |  | 0
2016-08-24 22:00 | 0 | 0 | 0 | 0 | 0 | 0 | 0 | 0 | 0 |  | 0
2016-08-24 23:00 | 0 | 0 | 0 | 0 | 0 | 0 | 0 | 0 | 0 |  | 0
2016-08-25 | 0 | 0 | 0 | 0 | 0 | 0 | 0 | 0 | 0 |  | 0
2016-08-25 01:00 | 0 | 0 | 0 | 0 | 0 | 0 | 0 | 0 | 0 |  | 0
2016-08-25 02:00 | 0 | 0 | 0 | 0 | 0 | 0 | 0 | 0 | 0 |  | 0
2016-08-25 03:00 | 0 | 0 | 0 | 0 | 0 | 0 | 0 | 0 | 0 |  | 0
2016-08-25 04:00 | 0 | 0 | 0 | 0 | 0 | 0 | 0 | 0 | 0 |  | 0
2016-08-25 05:00 | 0 | 0 | 0 | 0 | 0 | 0 | 0 | 0 | 0 |  | 0
2016-08-25 06:00 | 1013.9768 | 88.6326 | 0.015793 | 225.2942 | 79.5069 | 1331.4913 | 52.3382 | 562.4869 | 3354 |  | 419
2016-08-25 07:00 | 8037.2773 | 498.9939 | 59.5833 | 1361.5273 | 499.8085 | 8463.7295 | 192.0461 | 3868.8606 | 22982 |  | 2873
2016-08-25 08:00 | 18950.502 | 2996.6985 | 1309.5997 | 2231.5354 | 2576.2656 | 17803.72 | 540.2629 | 7283.031 | 53692 |  | 6711
2016-08-25 09:00 | 29990.695 | 6204.141 | 3602.1257 | 2897.716 | 7740.0215 | 25607.049 | 2516.9307 | 11061.699 | 89620 |  | 11203
2016-08-25 10:00 | 30481.518 | 6897.3696 | 4025.3752 | 3180.1436 | 9836.7705 | 31234.824 | 3567.876 | 10961.433 | 100185 |  | 12523
2016-08-25 11:00 | 29154.11 | 6008.876 | 4260.4883 | 3324.3652 | 10845.272 | 34896.582 | 4566.4546 | 8576.324 | 101632 |  | 12704
2016-08-25 12:00 | 29646.807 | 4294.255 | 2936.526 | 3164.5574 | 7758.795 | 36698.715 | 2543.3213 | 9161.646 | 96205 |  | 12026
2016-08-25 13:00 | 26345.416 | 3534.1711 | 3279.7292 | 2816.2131 | 9250.253 | 31845.371 | 3542.216 | 7094.849 | 87708 |  | 10964
2016-08-25 14:00 | 22446.994 | 2305.8643 | 1512.9634 | 1260.9574 | 4612.529 | 24964.693 | 2567.1904 | 5286.7324 | 64958 |  | 8120
2016-08-25 15:00 | 6787.109 | 1942.602 | 2020.178 | 1493.679 | 5342.0547 | 14413.46 | 1172.6973 | 3996.8506 | 37169 |  | 4646
2016-08-25 16:00 | 7759.969 | 1248.9071 | 1003.9844 | 895.6453 | 2530.6536 | 13517.063 | 967.2062 | 1881.7959 | 29805 |  | 3726
2016-08-25 17:00 | 2647.782 | 544.4314 | 588.2466 | 356.5128 | 1542.3848 | 5046.125 | 364.8976 | 690.5043 | 11781 |  | 1473
2016-08-25 18:00 | 568.5277 | 111.8435 | 215.0004 | 175.3173 | 493.9373 | 1132.6761 | 143.1881 | 470.2674 | 3311 |  | 414
2016-08-25 19:00 | 69.2862 | 0.12875 | 0 | 1.3257 | 0.24945 | 110.8055 | 14.9933 | 36.1767 | 233 |  | 29
2016-08-25 20:00 | 0 | 0 | 0 | 0 | 0 | 0 | 0 | 0 | 0 |  | 0
2016-08-25 21:00 | 0 | 0 | 0 | 0 | 0 | 0 | 0 | 0 | 0 |  | 0
2016-08-25 22:00 | 0 | 0 | 0 | 0 | 0 | 0 | 0 | 0 | 0 |  | 0
2016-08-25 23:00 | 0 | 0 | 0 | 0 | 0 | 0 | 0 | 0 | 0 |  | 0
2016-08-26 | 0 | 0 | 0 | 0 | 0 | 0 | 0 | 0 | 0 |  | 0
2016-08-26 01:00 | 0 | 0 | 0 | 0 | 0 | 0 | 0 | 0 | 0 |  | 0
2016-08-26 02:00 | 0 | 0 | 0 | 0 | 0 | 0 | 0 | 0 | 0 |  | 0
2016-08-26 03:00 | 0 | 0 | 0 | 0 | 0 | 0 | 0 | 0 | 0 |  | 0
2016-08-26 04:00 | 0 | 0 | 0 | 0 | 0 | 0 | 0 | 0 | 0 |  | 0
2016-08-26 05:00 | 0 | 0 | 0 | 0 | 0 | 0 | 0 | 0 | 0 |  | 0
2016-08-26 06:00 | 402.7036 | 121.3983 | 60.3233 | 165.9869 | 250.0352 | 1294.5366 | 95.532 | 400.1559 | 2791 |  | 349
2016-08-26 07:00 | 2400.1667 | 560.6658 | 294.1112 | 414.4404 | 873.2188 | 6334.4707 | 356.844 | 419.1559 | 11653 |  | 1457
2016-08-26 08:00 | 4299.254 | 466.6368 | 415.4963 | 397.9655 | 1451.9082 | 6626.057 | 273.2723 | 974.307 | 14905 |  | 1863
2016-08-26 09:00 | 11364.692 | 1957.1144 | 1551.9746 | 1141.1221 | 2910.7354 | 5719.5293 | 328.3372 | 1790.7195 | 26764 |  | 3346
2016-08-26 10:00 | 14488.912 | 1951.0083 | 1971.2114 | 1226.3759 | 4529.777 | 15108.974 | 477.3436 | 1889.2638 | 41643 |  | 5205
2016-08-26 11:00 | 15667.746 | 2569.7473 | 1692.899 | 1336.6088 | 6635.237 | 14589.057 | 1032.6835 | 5062.1113 | 48586 |  | 6073
2016-08-26 12:00 | 24090.863 | 1885.8993 | 1043.5027 | 1614.0552 | 4751.9937 | 22360.75 | 3973.474 | 7474.3037 | 67195 |  | 8399
2016-08-26 13:00 | 42083.77 | 3570.7686 | 3027.6506 | 2969.018 | 8876.938 | 31075.871 | 3632.4814 | 9381.653 | 104618 |  | 13077
2016-08-26 14:00 | 39451.996 | 2627.4333 | 2986.9124 | 2613.8594 | 8856.483 | 33231.438 | 4295.7153 | 11935.96 | 106000 |  | 13250
2016-08-26 15:00 | 30612.496 | 1357.9724 | 1994.6804 | 1955.305 | 7087.663 | 27497.861 | 2862.1387 | 11048.658 | 84417 |  | 10552
2016-08-26 16:00 | 26623.566 | 583.5875 | 888.6898 | 1120.7184 | 4721.2944 | 20785.096 | 469.6438 | 7811.6826 | 63004 |  | 7876
2016-08-26 17:00 | 16063.176 | 360.8742 | 260.4059 | 354.7253 | 2410.707 | 11055.095 | 267.5063 | 4076.8645 | 34849 |  | 4356
2016-08-26 18:00 | 4158.1953 | 168.1515 | 123.778 | 129.8333 | 581.5396 | 3106.315 | 110.9081 | 949.493 | 9328 |  | 1166
2016-08-26 19:00 | 199.6729 | 5.1178 | 5.2999 | 12.9012 | 48.6715 | 189.3309 | 6.1237 | 54.932 | 522 |  | 65
2016-08-26 20:00 | 0 | 0 | 0 | 0 | 0 | 0 | 0 | 0 | 0 |  | 0
2016-08-26 21:00 | 0 | 0 | 0 | 0 | 0 | 0 | 0 | 0 | 0 |  | 0
2016-08-26 22:00 | 0 | 0 | 0 | 0 | 0 | 0 | 0 | 0 | 0 |  | 0
2016-08-26 23:00 | 0 | 0 | 0 | 0 | 0 | 0 | 0 | 0 | 0 |  | 0
2016-08-27 | 0 | 0 | 0 | 0 | 0 | 0 | 0 | 0 | 0 |  | 0
2016-08-27 01:00 | 0 | 0 | 0 | 0 | 0 | 0 | 0 | 0 | 0 |  | 0
2016-08-27 02:00 | 0 | 0 | 0 | 0 | 0 | 0 | 0 | 0 | 0 |  | 0
2016-08-27 03:00 | 0 | 0 | 0 | 0 | 0 | 0 | 0 | 0 | 0 |  | 0
2016-08-27 04:00 | 0 | 0 | 0 | 0 | 0 | 0 | 0 | 0 | 0 |  | 0
2016-08-27 05:00 | 0 | 0 | 0 | 0 | 0 | 0 | 0 | 0 | 0 |  | 0
2016-08-27 06:00 | 1023.1718 | 98.8105 | 0 | 204.4913 | 68.2977 | 1497.9493 | 39.205 | 494.9433 | 3427 |  | 428
2016-08-27 07:00 | 8567.787 | 380.4333 | 74.5125 | 1345.1886 | 419.4996 | 9077.496 | 200.0807 | 3671.9814 | 23737 |  | 2967
2016-08-27 08:00 | 19328.365 | 2907.0012 | 1291.7994 | 2220.854 | 1919.5973 | 17884.934 | 491.8912 | 7819.2183 | 53864 |  | 6733
2016-08-27 09:00 | 30162.1 | 6356.9946 | 3579.9023 | 2837.6704 | 7114.4414 | 25189.646 | 2428.4304 | 11029.044 | 88698 |  | 11087
2016-08-27 10:00 | 36669.617 | 7123.465 | 4030.4275 | 3162.4138 | 9504.651 | 30785.652 | 3711.719 | 13173.875 | 108162 |  | 13520
2016-08-27 11:00 | 42331.453 | 6141.598 | 4113.962 | 3369.0183 | 10135.98 | 34589.406 | 4509.936 | 12461.344 | 117653 |  | 14707
2016-08-27 12:00 | 40736.277 | 3871.0215 | 3279.1135 | 3005.569 | 9125.697 | 36348.812 | 4803.289 | 12827.27 | 113997 |  | 14250
2016-08-27 13:00 | 39586.348 | 3305.431 | 2630.109 | 2591.655 | 10151.672 | 33800.633 | 4893.4585 | 14514.249 | 111474 |  | 13934
2016-08-27 14:00 | 39682.113 | 2877.8623 | 2426.7664 | 1167.6156 | 9385.291 | 34213.797 | 4871.7407 | 13189.011 | 107814 |  | 13477
2016-08-27 15:00 | 35629.004 | 1494.4454 | 1855.6013 | 976.3817 | 7064.404 | 27965.074 | 2269.82 | 9767.5 | 87022 |  | 10878
2016-08-27 16:00 | 26970.855 | 672.4813 | 702.7296 | 1220.8075 | 4619.469 | 19607.008 | 437.4784 | 7892.5337 | 62123 |  | 7765
2016-08-27 17:00 | 16331.383 | 374.8596 | 212.0774 | 337.158 | 1493.6448 | 11133.797 | 245.1581 | 4050.8772 | 34179 |  | 4272
2016-08-27 18:00 | 3746.798 | 189.6246 | 74.6569 | 93.215 | 364.2016 | 2824.976 | 86.1176 | 864.2625 | 8244 |  | 1030
2016-08-27 19:00 | 205.8339 | 7.8537 | 3.1282 | 7.733 | 14.3637 | 110.8095 | 1.4082 | 32.9922 | 384 |  | 48
2016-08-27 20:00 | 0 | 0 | 0 | 0 | 0 | 0 | 0 | 0 | 0 |  | 0
2016-08-27 21:00 | 0 | 0 | 0 | 0 | 0 | 0 | 0 | 0 | 0 |  | 0
2016-08-27 22:00 | 0 | 0 | 0 | 0 | 0 | 0 | 0 | 0 | 0 |  | 0
2016-08-27 23:00 | 0 | 0 | 0 | 0 | 0 | 0 | 0 | 0 | 0 |  | 0
2016-08-28 | 0 | 0 | 0 | 0 | 0 | 0 | 0 | 0 | 0 |  | 0
2016-08-28 01:00 | 0 | 0 | 0 | 0 | 0 | 0 | 0 | 0 | 0 |  | 0
2016-08-28 02:00 | 0 | 0 | 0 | 0 | 0 | 0 | 0 | 0 | 0 |  | 0
2016-08-28 03:00 | 0 | 0 | 0 | 0 | 0 | 0 | 0 | 0 | 0 |  | 0
2016-08-28 04:00 | 0 | 0 | 0 | 0 | 0 | 0 | 0 | 0 | 0 |  | 0
2016-08-28 05:00 | 0 | 0 | 0 | 0 | 0 | 0 | 0 | 0 | 0 |  | 0
2016-08-28 06:00 | 1070.3495 | 57.028 | 0 | 127.808 | 26.215 | 819.497 | 38.2631 | 352.1078 | 2491 |  | 311
2016-08-28 07:00 | 7341.316 | 431.3767 | 99.7463 | 1260.0046 | 483.0986 | 8244.581 | 216.1182 | 3274.9507 | 21351 |  | 2669
2016-08-28 08:00 | 12333.639 | 2662.171 | 1129.4657 | 1986.6959 | 2164.5627 | 16376.533 | 503.1587 | 7289.5703 | 44446 |  | 5556
2016-08-28 09:00 | 25866.133 | 6120.07 | 3057.7056 | 2704.4517 | 6891.5117 | 25139.924 | 2235.2056 | 10676.344 | 82691 |  | 10336
2016-08-28 10:00 | 37698.945 | 7035.0146 | 3914.3936 | 3146.9226 | 9692.555 | 30135.537 | 3610.901 | 12108.793 | 107343 |  | 13418
2016-08-28 11:00 | 42376.07 | 6091.772 | 4154.2144 | 3386.3008 | 10119.758 | 35183.17 | 4450.648 | 9210.884 | 114973 |  | 14372
2016-08-28 12:00 | 43403.047 | 4732.0996 | 3994.1187 | 3377.1677 | 10234.238 | 37324.59 | 4894.9663 | 9051.777 | 117012 |  | 14627
2016-08-28 13:00 | 35071.004 | 3578.3345 | 3659.1494 | 3027.534 | 9788.166 | 36885.355 | 5085.3203 | 13716.744 | 110812 |  | 13851
2016-08-28 14:00 | 40776.41 | 2586.3137 | 3013.2185 | 2590.1602 | 8951.505 | 34143.324 | 4762.434 | 13289.611 | 110113 |  | 13764
2016-08-28 15:00 | 29624.047 | 1171.2891 | 2042.9586 | 1935.4806 | 7147.87 | 29422.527 | 2889.9968 | 10993.572 | 85228 |  | 10653
2016-08-28 16:00 | 24800.736 | 517.1485 | 926.2114 | 1105.1538 | 4122.49 | 13793.259 | 345.4684 | 7926.5156 | 53537 |  | 6692
2016-08-28 17:00 | 15770.123 | 334.4563 | 239.4408 | 320.7384 | 2337.3838 | 9128.483 | 212.9786 | 3497.9302 | 31842 |  | 3980
2016-08-28 18:00 | 3494.326 | 149.2172 | 118.2046 | 111.9843 | 477.4533 | 2925.381 | 90.7728 | 920.0113 | 8287 |  | 1036
2016-08-28 19:00 | 86.4472 | 3.0095 | 3.2147 | 7.9845 | 23.2474 | 123.431 | 1.3096 | 34.7947 | 283 |  | 35
2016-08-28 20:00 | 0 | 0 | 0 | 0 | 0 | 0 | 0 | 0 | 0 |  | 0
2016-08-28 21:00 | 0 | 0 | 0 | 0 | 0 | 0 | 0 | 0 | 0 |  | 0
2016-08-28 22:00 | 0 | 0 | 0 | 0 | 0 | 0 | 0 | 0 | 0 |  | 0
2016-08-28 23:00 | 0 | 0 | 0 | 0 | 0 | 0 | 0 | 0 | 0 |  | 0
2016-08-29 | 0 | 0 | 0 | 0 | 0 | 0 | 0 | 0 | 0 |  | 0
2016-08-29 01:00 | 0 | 0 | 0 | 0 | 0 | 0 | 0 | 0 | 0 |  | 0
2016-08-29 02:00 | 0 | 0 | 0 | 0 | 0 | 0 | 0 | 0 | 0 |  | 0
2016-08-29 03:00 | 0 | 0 | 0 | 0 | 0 | 0 | 0 | 0 | 0 |  | 0
2016-08-29 04:00 | 0 | 0 | 0 | 0 | 0 | 0 | 0 | 0 | 0 |  | 0
2016-08-29 05:00 | 0 | 0 | 0 | 0 | 0 | 0 | 0 | 0 | 0 |  | 0
2016-08-29 06:00 | 658.551 | 95.1834 | 34.0412 | 66.2065 | 133.9415 | 741.2964 | 57.8185 | 264.0464 | 2051 |  | 256
2016-08-29 07:00 | 4782.7607 | 652.1902 | 171.1867 | 692.6226 | 681.0103 | 3824.1375 | 270.987 | 2892.7747 | 13968 |  | 1746
2016-08-29 08:00 | 21724.508 | 2999.4739 | 1122.8345 | 1493.716 | 2066.9065 | 7751.552 | 631.0441 | 6578.7324 | 44369 |  | 5546
2016-08-29 09:00 | 29148.658 | 5537.4185 | 3126.4153 | 2748.128 | 6183.6797 | 25309.9 | 2379.5012 | 10430.799 | 84864 |  | 10608
2016-08-29 10:00 | 36904.05 | 6761.632 | 3787.4688 | 3305.0994 | 8852.014 | 31849.24 | 3418.6917 | 12687.946 | 107566 |  | 13446
2016-08-29 11:00 | 26683.088 | 5325.2417 | 3286.0415 | 3472.033 | 10750.023 | 34611.523 | 3960.3665 | 9883.127 | 97971 |  | 12246
2016-08-29 12:00 | 43795.91 | 3851.7715 | 4163.1997 | 3468.891 | 11056.78 | 38900.18 | 4342.427 | 10022.576 | 119602 |  | 14950
2016-08-29 13:00 | 34351.785 | 3883.8362 | 3482.7327 | 2678.003 | 10181.019 | 33474.707 | 3977.5713 | 9056.462 | 101086 |  | 12636
2016-08-29 14:00 | 35093.508 | 2760.8425 | 2692.3032 | 2399.8054 | 9197.635 | 28831.996 | 3921.1133 | 11176.371 | 96074 |  | 12009
2016-08-29 15:00 | 37898.43 | 1335.2421 | 2094.8892 | 1672.8125 | 7339.5947 | 29905.883 | 2393.209 | 10510.355 | 93150 |  | 11644
2016-08-29 16:00 | 28932.49 | 458.0663 | 854.0692 | 1130.2942 | 4881.9346 | 22612.486 | 340.5317 | 6410.058 | 65620 |  | 8202
2016-08-29 17:00 | 16495.15 | 300.2289 | 194.9858 | 296.0747 | 2373.3452 | 12098.818 | 184.378 | 3831.0647 | 35774 |  | 4472
2016-08-29 18:00 | 2499.888 | 135.4732 | 94.5729 | 95.3514 | 398.1835 | 2803.0605 | 56.3845 | 937.0505 | 7020 |  | 877
2016-08-29 19:00 | 49.0982 | 0.9093 | 2.0137 | 5.5845 | 18.1779 | 84.0737 | 0.054316 | 28.5282 | 188 |  | 24
2016-08-29 20:00 | 0 | 0 | 0 | 0 | 0 | 0 | 0 | 0 | 0 |  | 0
2016-08-29 21:00 | 0 | 0 | 0 | 0 | 0 | 0 | 0 | 0 | 0 |  | 0
2016-08-29 22:00 | 0 | 0 | 0 | 0 | 0 | 0 | 0 | 0 | 0 |  | 0
2016-08-29 23:00 | 0 | 0 | 0 | 0 | 0 | 0 | 0 | 0 | 0 |  | 0
2016-08-30 | 0 | 0 | 0 | 0 | 0 | 0 | 0 | 0 | 0 |  | 0
2016-08-30 01:00 | 0 | 0 | 0 | 0 | 0 | 0 | 0 | 0 | 0 |  | 0
2016-08-30 02:00 | 0 | 0 | 0 | 0 | 0 | 0 | 0 | 0 | 0 |  | 0
2016-08-30 03:00 | 0 | 0 | 0 | 0 | 0 | 0 | 0 | 0 | 0 |  | 0
2016-08-30 04:00 | 0 | 0 | 0 | 0 | 0 | 0 | 0 | 0 | 0 |  | 0
2016-08-30 05:00 | 0 | 0 | 0 | 0 | 0 | 0 | 0 | 0 | 0 |  | 0
2016-08-30 06:00 | 367.1412 | 45.9412 | 0 | 208.6327 | 10.2405 | 1275.6013 | 63.6311 | 333.0861 | 2304 |  | 288
2016-08-30 07:00 | 5104.6353 | 376.872 | 34.8319 | 1464.934 | 397.1392 | 7923.297 | 273.0195 | 2887.9766 | 18463 |  | 2308
2016-08-30 08:00 | 14927.759 | 3134.8472 | 1267.2433 | 2370.8691 | 1854.6815 | 18271.576 | 590.5354 | 7402.948 | 49820 |  | 6228
2016-08-30 09:00 | 20703.709 | 6463.6567 | 3855.525 | 2746.3782 | 7296.7246 | 26488.348 | 2456.6135 | 3570.96 | 73582 |  | 9198
2016-08-30 10:00 | 27890.217 | 7145.831 | 4072.0073 | 3359.2805 | 9807.594 | 32216.057 | 3726.4673 | 5915.506 | 94133 |  | 11767
2016-08-30 11:00 | 31319.604 | 6047.5806 | 4181.5776 | 3458.723 | 10642.292 | 35793.254 | 4696.9688 | 9641.588 | 105782 |  | 13223
2016-08-30 12:00 | 30452.488 | 4695.5063 | 3959.0945 | 3341.186 | 10588.15 | 36697.844 | 5002.4375 | 10469.514 | 105206 |  | 13151
2016-08-30 13:00 | 30579.082 | 3536.4285 | 3697.4424 | 3116.985 | 10064.588 | 35284.055 | 5116.027 | 13588.89 | 104983 |  | 13123
2016-08-30 14:00 | 25587.201 | 2660.7312 | 2812.6685 | 2306.9524 | 8111.0444 | 31163.13 | 3269.6042 | 9889.354 | 85801 |  | 10725
2016-08-30 15:00 | 25868.588 | 1423.7657 | 1704.5071 | 1799.4421 | 6754.048 | 27529.182 | 279.5717 | 9454.831 | 74814 |  | 9352
2016-08-30 16:00 | 20446.104 | 498.5079 | 859.1688 | 1181.7258 | 4522.9272 | 20258.547 | 718.7513 | 6191.221 | 54677 |  | 6835
2016-08-30 17:00 | 11378.629 | 334.0419 | 226.9742 | 321.1246 | 2216.0208 | 10386.592 | 207.7271 | 3987.657 | 29059 |  | 3632
2016-08-30 18:00 | 2871.0396 | 144.2603 | 92.9857 | 99.6163 | 402.8185 | 2435.97 | 114.5804 | 832.2118 | 6993 |  | 874
2016-08-30 19:00 | 134.6422 | 8.8355 | 5.9788 | 8.8475 | 31.3104 | 118.9529 | 1.9067 | 32.4933 | 343 |  | 43
2016-08-30 20:00 | 0 | 0 | 0 | 0 | 0 | 0 | 0 | 0 | 0 |  | 0
2016-08-30 21:00 | 0 | 0 | 0 | 0 | 0 | 0 | 0 | 0 | 0 |  | 0
2016-08-30 22:00 | 0 | 0 | 0 | 0 | 0 | 0 | 0 | 0 | 0 |  | 0
2016-08-30 23:00 | 0 | 0 | 0 | 0 | 0 | 0 | 0 | 0 | 0 |  | 0
2016-08-31 | 0 | 0 | 0 | 0 | 0 | 0 | 0 | 0 | 0 |  | 0
2016-08-31 01:00 | 0 | 0 | 0 | 0 | 0 | 0 | 0 | 0 | 0 |  | 0
2016-08-31 02:00 | 0 | 0 | 0 | 0 | 0 | 0 | 0 | 0 | 0 |  | 0
2016-08-31 03:00 | 0 | 0 | 0 | 0 | 0 | 0 | 0 | 0 | 0 |  | 0
2016-08-31 04:00 | 0 | 0 | 0 | 0 | 0 | 0 | 0 | 0 | 0 |  | 0
2016-08-31 05:00 | 0 | 0 | 0 | 0 | 0 | 0 | 0 | 0 | 0 |  | 0
2016-08-31 06:00 | 291.9753 | 74.8413 | 3.3257 | 57.2996 | 83.5695 | 841.3693 | 54.7825 | 198.3169 | 1605 |  | 201
2016-08-31 07:00 | 3313.8928 | 572.9689 | 300.5434 | 358.3515 | 895.5843 | 3916.6355 | 372.0484 | 1476.1307 | 11206 |  | 1401
2016-08-31 08:00 | 7076.8877 | 1947.7399 | 1079.0793 | 1379.871 | 2495.5583 | 11716.968 | 885.7029 | 2994.8713 | 29577 |  | 3697
2016-08-31 09:00 | 9337.515 | 2206.1472 | 1349.7274 | 1163.3212 | 3229.546 | 14003.374 | 1250.4417 | 3519.5513 | 36060 |  | 4507
2016-08-31 10:00 | 18635.107 | 3933.471 | 1671.7639 | 2312.2222 | 5308.859 | 20327.61 | 2258.7788 | 7477.4194 | 61925 |  | 7741
2016-08-31 11:00 | 17116.846 | 3175.7212 | 1653.6433 | 2068.8254 | 4236.117 | 25497.2 | 4055.4182 | 9501.655 | 67305 |  | 8413
2016-08-31 12:00 | 15591.474 | 3292.937 | 1664.6228 | 2241.6677 | 5104.003 | 27757.26 | 3582.7292 | 10792.691 | 70027 |  | 8753
2016-08-31 13:00 | 17314.672 | 3308.715 | 1599.8822 | 1754.8816 | 5276.786 | 18810.787 | 2985.8352 | 7857.245 | 58909 |  | 7364
2016-08-31 14:00 | 8958.144 | 2269.951 | 1477.8779 | 1434.5234 | 4466.6333 | 16315.998 | 1907.7933 | 6460.4805 | 43291 |  | 5411
2016-08-31 15:00 | 7725.0854 | 1358.6323 | 912.76 | 844.771 | 2515.62 | 11471.999 | 1303.6742 | 4552.2095 | 30685 |  | 3836
2016-08-31 16:00 | 9098.258 | 1194.0315 | 798.0015 | 660.92 | 2207.32 | 9954.218 | 786.3426 | 2278.5933 | 26978 |  | 3372
2016-08-31 17:00 | 4285.7163 | 446.9717 | 315.4858 | 320.6509 | 856.6663 | 4556.973 | 456.1552 | 1677.2262 | 12916 |  | 1614
2016-08-31 18:00 | 1421.4384 | 89.0668 | 101.3212 | 93.4363 | 268.2104 | 1125.4419 | 75.4093 | 484.794 | 3659 |  | 457
2016-08-31 19:00 | 10.725 | 0 | 0 | 0 | 0 | 0 | 0.90326 | 8.6886 | 20 |  | 3
2016-08-31 20:00 | 0 | 0 | 0 | 0 | 0 | 0 | 0 | 0 | 0 |  | 0
2016-08-31 21:00 | 0 | 0 | 0 | 0 | 0 | 0 | 0 | 0 | 0 |  | 0
2016-08-31 22:00 | 0 | 0 | 0 | 0 | 0 | 0 | 0 | 0 | 0 |  | 0
2016-08-31 23:00 | 0 | 0 | 0 | 0 | 0 | 0 | 0 | 0 | 0 |  | 0
2016-09-01 | 0 | 0 | 0 | 0 | 0 | 0 | 0 | 0 | 0 |  | 0
2016-09-01 01:00 | 0 | 0 | 0 | 0 | 0 | 0 | 0 | 0 | 0 |  | 0
2016-09-01 02:00 | 0 | 0 | 0 | 0 | 0 | 0 | 0 | 0 | 0 |  | 0
2016-09-01 03:00 | 0 | 0 | 0 | 0 | 0 | 0 | 0 | 0 | 0 |  | 0
2016-09-01 04:00 | 0 | 0 | 0 | 0 | 0 | 0 | 0 | 0 | 0 |  | 0
2016-09-01 05:00 | 0 | 0 | 0 | 0 | 0 | 0 | 0 | 0 | 0 |  | 0
2016-09-01 06:00 | 107.9197 | 38.0218 | 0 | 17.2397 | 16.486 | 376.8485 | 30.9831 | 46.4118 | 634 |  | 79
2016-09-01 07:00 | 1637.9272 | 381.1715 | 181.556 | 262.5713 | 743.7861 | 2770.102 | 199.8199 | 1429.5806 | 7607 |  | 951
2016-09-01 08:00 | 5644.1245 | 516.0763 | 548.095 | 517.9437 | 1315.9613 | 6299.177 | 717.3909 | 2723.1958 | 18282 |  | 2285
2016-09-01 09:00 | 12711.088 | 1410.281 | 320.8769 | 407.0051 | 974.54 | 7851.6416 | 1011.7042 | 8861.258 | 33548 |  | 4194
2016-09-01 10:00 | 20852.98 | 1873.3298 | 938.1965 | 1086.2191 | 2694.1409 | 12619.7705 | 2734.3145 | 10998.604 | 53798 |  | 6725
2016-09-01 11:00 | 25106.656 | 1882.5413 | 1168.8206 | 1049.3615 | 3413.0225 | 19308.518 | 2698.7207 | 10064.396 | 64692 |  | 8087
2016-09-01 12:00 | 23546.025 | 3127.8228 | 1177.1552 | 1780.7294 | 5104.7866 | 17795.562 | 2364.619 | 8077.6904 | 62974 |  | 7872
2016-09-01 13:00 | 26518.877 | 1803.9272 | 2015.6129 | 1782.4808 | 6160.49 | 19293.035 | 2882.2578 | 12547.698 | 73004 |  | 9126
2016-09-01 14:00 | 22403.963 | 2395.6943 | 876.4716 | 2245.611 | 5625.1396 | 20637.525 | 3521.237 | 10461.195 | 68167 |  | 8521
2016-09-01 15:00 | 18706.2 | 1650.935 | 1699.8219 | 1544.2637 | 6146.599 | 9069.031 | 1590.0735 | 10866.697 | 51274 |  | 6409
2016-09-01 16:00 | 16471.156 | 931.7969 | 538.4888 | 450.2407 | 1745.4818 | 16800.766 | 717.8918 | 6468.3174 | 44124 |  | 5516
2016-09-01 17:00 | 7961.8843 | 507.5989 | 284.3534 | 297.4618 | 645.0294 | 4944.873 | 364.8775 | 3282.7004 | 18289 |  | 2286
2016-09-01 18:00 | 2639.3853 | 268.6419 | 131.9094 | 120.7705 | 328.0308 | 1649.459 | 172.016 | 744.7503 | 6055 |  | 757
2016-09-01 19:00 | 65.4612 | 9.2016 | 6.0704 | 2.1294 | 9.5677 | 72.284 | 1.5329 | 18.9786 | 185 |  | 23
2016-09-01 20:00 | 0 | 0 | 0 | 0 | 0 | 0 | 0 | 0 | 0 |  | 0
2016-09-01 21:00 | 0 | 0 | 0 | 0 | 0 | 0 | 0 | 0 | 0 |  | 0
2016-09-01 22:00 | 0 | 0 | 0 | 0 | 0 | 0 | 0 | 0 | 0 |  | 0
2016-09-01 23:00 | 0 | 0 | 0 | 0 | 0 | 0 | 0 | 0 | 0 |  | 0
2016-09-02 | 0 | 0 | 0 | 0 | 0 | 0 | 0 | 0 | 0 |  | 0
2016-09-02 01:00 | 0 | 0 | 0 | 0 | 0 | 0 | 0 | 0 | 0 |  | 0
2016-09-02 02:00 | 0 | 0 | 0 | 0 | 0 | 0 | 0 | 0 | 0 |  | 0
2016-09-02 03:00 | 0 | 0 | 0 | 0 | 0 | 0 | 0 | 0 | 0 |  | 0
2016-09-02 04:00 | 0 | 0 | 0 | 0 | 0 | 0 | 0 | 0 | 0 |  | 0
2016-09-02 05:00 | 0 | 0 | 0 | 0 | 0 | 0 | 0 | 0 | 0 |  | 0
2016-09-02 06:00 | 403.3928 | 36.2729 | 0 | 194.6071 | 5.2608 | 898.4155 | 22.6617 | 326.3576 | 1887 |  | 236
2016-09-02 07:00 | 5801.9854 | 277.7552 | 5.5865 | 1347.2004 | 243.4639 | 8416.591 | 167.5457 | 3465.5713 | 19726 |  | 2466
2016-09-02 08:00 | 14534.357 | 3042.7712 | 1074.9023 | 2333.7666 | 1458.372 | 18159.656 | 419.4951 | 7719.4204 | 48743 |  | 6093
2016-09-02 09:00 | 20226.842 | 6378.7334 | 3716.3447 | 2970.0698 | 6835.9595 | 25640.537 | 2421.4119 | 11308.617 | 79499 |  | 9937
2016-09-02 10:00 | 28343.625 | 7345.997 | 4200.1377 | 3294.1255 | 9927.867 | 31976.88 | 3693.2393 | 13667.051 | 102449 |  | 12806
2016-09-02 11:00 | 32127.02 | 4698.9043 | 3586.456 | 2536.1345 | 7316.088 | 29884.912 | 3396.466 | 12103.847 | 95650 |  | 11956
2016-09-02 12:00 | 32854.32 | 3934.4028 | 3176.7966 | 2323.6487 | 7929.7505 | 25531.498 | 3945.427 | 9928.21 | 89624 |  | 11203
2016-09-02 13:00 | 31083.162 | 2479.3809 | 2524.6877 | 2015.9966 | 7004.6377 | 20870.621 | 2751.2556 | 10976.322 | 79706 |  | 9963
2016-09-02 14:00 | 27632.473 | 2484.8308 | 1946.0602 | 1545.8368 | 6183.7417 | 30232.371 | 2838.017 | 13972.987 | 86836 |  | 10855
2016-09-02 15:00 | 27038.293 | 1172.997 | 1578.2698 | 882.372 | 3800.1687 | 24621.115 | 1175.1213 | 11797.67 | 72066 |  | 9008
2016-09-02 16:00 | 19593.807 | 496.1864 | 855.757 | 951.384 | 2719.9805 | 18263.66 | 659.5822 | 8260.191 | 51801 |  | 6475
2016-09-02 17:00 | 10343.75 | 326.5523 | 177.5986 | 276.7722 | 1534.8488 | 10574.824 | 332.0442 | 4034.56 | 27601 |  | 3450
2016-09-02 18:00 | 1514.3262 | 119.2346 | 57.5392 | 87.9865 | 271.0187 | 1934.6176 | 117.6996 | 728.9764 | 4831 |  | 604
2016-09-02 19:00 | 56.5262 | 0 | 0.032188 | 3.4119 | 4.6068 | 25.7943 | 0 | 13.0078 | 103 |  | 13
2016-09-02 20:00 | 0 | 0 | 0 | 0 | 0 | 0 | 0 | 0 | 0 |  | 0
2016-09-02 21:00 | 0 | 0 | 0 | 0 | 0 | 0 | 0 | 0 | 0 |  | 0
2016-09-02 22:00 | 0 | 0 | 0 | 0 | 0 | 0 | 0 | 0 | 0 |  | 0
2016-09-02 23:00 | 0 | 0 | 0 | 0 | 0 | 0 | 0 | 0 | 0 |  | 0
2016-09-03 | 0 | 0 | 0 | 0 | 0 | 0 | 0 | 0 | 0 |  | 0
2016-09-03 01:00 | 0 | 0 | 0 | 0 | 0 | 0 | 0 | 0 | 0 |  | 0
2016-09-03 02:00 | 0 | 0 | 0 | 0 | 0 | 0 | 0 | 0 | 0 |  | 0
2016-09-03 03:00 | 0 | 0 | 0 | 0 | 0 | 0 | 0 | 0 | 0 |  | 0
2016-09-03 04:00 | 0 | 0 | 0 | 0 | 0 | 0 | 0 | 0 | 0 |  | 0
2016-09-03 05:00 | 0 | 0 | 0 | 0 | 0 | 0 | 0 | 0 | 0 |  | 0
2016-09-03 06:00 | 509.2681 | 89.0537 | 5.8174 | 69.0547 | 65.0384 | 623.8533 | 40.8722 | 220.4662 | 1623 |  | 203
2016-09-03 07:00 | 4465.704 | 780.2573 | 374.9125 | 626.4238 | 1060.5614 | 4528.5293 | 341.57 | 2575.3254 | 14753 |  | 1844
2016-09-03 08:00 | 12461.318 | 2445.0486 | 938.5173 | 1477.0187 | 2083.8835 | 11947.462 | 789.3938 | 5274.02 | 37417 |  | 4677
2016-09-03 09:00 | 16751.848 | 4869.7173 | 2372.0005 | 2324.98 | 5423.9463 | 21339.885 | 1868.0604 | 8740.896 | 63691 |  | 7961
2016-09-03 10:00 | 25282.727 | 5885.2993 | 3129.2722 | 2904.9363 | 7811.6826 | 27742.615 | 3043.938 | 10622.482 | 86423 |  | 10803
2016-09-03 11:00 | 29300.32 | 5156.599 | 3638.5374 | 2922.6953 | 8974.704 | 34230.027 | 4168.8213 | 13218.103 | 101610 |  | 12701
2016-09-03 12:00 | 30717.334 | 4529.5557 | 3371.1174 | 2843.1611 | 8786.926 | 33210.484 | 3904.8848 | 14568.183 | 101932 |  | 12741
2016-09-03 13:00 | 30406.998 | 3439.8357 | 2889.9678 | 2687.8633 | 8742.949 | 32427.158 | 5112.7407 | 13873.319 | 99581 |  | 12448
2016-09-03 14:00 | 27533.42 | 2552.8389 | 2506.016 | 2377.3928 | 7920.3657 | 29664.904 | 4569.3677 | 11937.746 | 89062 |  | 11133
2016-09-03 15:00 | 19537.346 | 1529.033 | 1721.8461 | 1735.6163 | 6082.335 | 25730.389 | 2425.5957 | 9010.287 | 67772 |  | 8472
2016-09-03 16:00 | 14092.551 | 1042.8649 | 896.2348 | 926.3602 | 3500.644 | 16265.641 | 987.8202 | 5589.202 | 43301 |  | 5413
2016-09-03 17:00 | 11670.775 | 787.8373 | 446.4286 | 468.8914 | 1691.9641 | 7041.659 | 607.8911 | 4161.723 | 26877 |  | 3360
2016-09-03 18:00 | 2030.2634 | 285.9739 | 223.2947 | 218.356 | 804.8082 | 3284.7666 | 207.1044 | 875.1942 | 7930 |  | 991
2016-09-03 19:00 | 39.8875 | 6.0392 | 4.2246 | 7.5178 | 40.4355 | 85.9004 | 0.034199 | 16.5725 | 201 |  | 25
2016-09-03 20:00 | 0 | 0 | 0 | 0 | 0 | 0 | 0 | 0 | 0 |  | 0
2016-09-03 21:00 | 0 | 0 | 0 | 0 | 0 | 0 | 0 | 0 | 0 |  | 0
2016-09-03 22:00 | 0 | 0 | 0 | 0 | 0 | 0 | 0 | 0 | 0 |  | 0
2016-09-03 23:00 | 0 | 0 | 0 | 0 | 0 | 0 | 0 | 0 | 0 |  | 0
2016-09-04 | 0 | 0 | 0 | 0 | 0 | 0 | 0 | 0 | 0 |  | 0
2016-09-04 01:00 | 0 | 0 | 0 | 0 | 0 | 0 | 0 | 0 | 0 |  | 0
2016-09-04 02:00 | 0 | 0 | 0 | 0 | 0 | 0 | 0 | 0 | 0 |  | 0
2016-09-04 03:00 | 0 | 0 | 0 | 0 | 0 | 0 | 0 | 0 | 0 |  | 0
2016-09-04 04:00 | 0 | 0 | 0 | 0 | 0 | 0 | 0 | 0 | 0 |  | 0
2016-09-04 05:00 | 0 | 0 | 0 | 0 | 0 | 0 | 0 | 0 | 0 |  | 0
2016-09-04 06:00 | 309.7903 | 69.1831 | 0 | 107.943 | 6.1018 | 1049.35 | 30.0834 | 304.0473 | 1876 |  | 235
2016-09-04 07:00 | 4165.8945 | 448.9044 | 110.2916 | 1132.6062 | 470.3517 | 8116.716 | 224.4553 | 3042.305 | 17712 |  | 2214
2016-09-04 08:00 | 13057.254 | 2875.3462 | 995.6346 | 2107.8887 | 1396.5216 | 16989.684 | 514.8172 | 7024.276 | 44961 |  | 5620
2016-09-04 09:00 | 20808.553 | 5777.869 | 3411.9377 | 2778.8096 | 5899.8228 | 24495.516 | 2214.072 | 10419.483 | 75806 |  | 9476
2016-09-04 10:00 | 25928.3 | 6950.778 | 3958.9866 | 3210.1035 | 9344.551 | 30937.855 | 3677.2334 | 12719.657 | 96727 |  | 12091
2016-09-04 11:00 | 28243.398 | 5968.4453 | 4106.25 | 3365.1267 | 10210.134 | 35058.7 | 4563.389 | 14273.869 | 105789 |  | 13224
2016-09-04 12:00 | 31201.412 | 4557.3496 | 3968.965 | 3315.587 | 10347.735 | 36784.652 | 5054.737 | 12277.558 | 107508 |  | 13438
2016-09-04 13:00 | 30896.285 | 3318.505 | 3605.3337 | 3071.7295 | 9858.645 | 36407.414 | 5253.412 | 13615.072 | 106026 |  | 13253
2016-09-04 14:00 | 28471.732 | 2315.7456 | 2938.598 | 2616.3408 | 8750.232 | 33607.715 | 5057.0503 | 12665.89 | 96423 |  | 12053
2016-09-04 15:00 | 23118.64 | 1161.2747 | 1930.4916 | 1921.7285 | 6844.8047 | 28276.703 | 2513.6223 | 10095.348 | 75863 |  | 9483
2016-09-04 16:00 | 16416.975 | 543.1942 | 812.3381 | 1046.0917 | 4378.361 | 19896.734 | 476.3468 | 6910.2295 | 50480 |  | 6310
2016-09-04 17:00 | 9532.244 | 363.4371 | 244.971 | 313.816 | 2086.1604 | 9687.813 | 269.2887 | 3272.6318 | 25770 |  | 3221
2016-09-04 18:00 | 2031.6758 | 132.1418 | 95.8182 | 107.9609 | 421.2781 | 2062.2048 | 90.8633 | 649.926 | 5592 |  | 699
2016-09-04 19:00 | 41.4077 | 0.040234 | 0 | 1.4263 | 4.9247 | 15.8041 | 0 | 4.1683 | 68 |  | 8
2016-09-04 20:00 | 0 | 0 | 0 | 0 | 0 | 0 | 0 | 0 | 0 |  | 0
2016-09-04 21:00 | 0 | 0 | 0 | 0 | 0 | 0 | 0 | 0 | 0 |  | 0
2016-09-04 22:00 | 0 | 0 | 0 | 0 | 0 | 0 | 0 | 0 | 0 |  | 0
2016-09-04 23:00 | 0 | 0 | 0 | 0 | 0 | 0 | 0 | 0 | 0 |  | 0
2016-09-05 | 0 | 0 | 0 | 0 | 0 | 0 | 0 | 0 | 0 |  | 0
2016-09-05 01:00 | 0 | 0 | 0 | 0 | 0 | 0 | 0 | 0 | 0 |  | 0
2016-09-05 02:00 | 0 | 0 | 0 | 0 | 0 | 0 | 0 | 0 | 0 |  | 0
2016-09-05 03:00 | 0 | 0 | 0 | 0 | 0 | 0 | 0 | 0 | 0 |  | 0
2016-09-05 04:00 | 0 | 0 | 0 | 0 | 0 | 0 | 0 | 0 | 0 |  | 0
2016-09-05 05:00 | 0 | 0 | 0 | 0 | 0 | 0 | 0 | 0 | 0 |  | 0
2016-09-05 06:00 | 148.2441 | 57.0739 | 0 | 11.2469 | 21.9263 | 416.6042 | 30.6652 | 133.442 | 819 |  | 102
2016-09-05 07:00 | 2937.9558 | 526.8212 | 258.5476 | 310.457 | 858.163 | 3367.681 | 328.9124 | 1437.2941 | 10026 |  | 1253
2016-09-05 08:00 | 10189.171 | 1116.5103 | 769.3381 | 850.7806 | 2085.1914 | 6598.2983 | 796.2672 | 4465.3755 | 26871 |  | 3359
2016-09-05 09:00 | 13728.444 | 2186.0107 | 1305.2098 | 1578.6127 | 4052.935 | 9801.853 | 1578.4156 | 10226.101 | 44458 |  | 5557
2016-09-05 10:00 | 18691.662 | 2615.1748 | 1603.5397 | 1368.2214 | 3933.5698 | 13161.745 | 1979.6401 | 10676.703 | 54030 |  | 6754
2016-09-05 11:00 | 24843.816 | 2375.1694 | 2143.8389 | 1547.2277 | 4886.651 | 25649.809 | 1835.4796 | 8766.8955 | 72049 |  | 9006
2016-09-05 12:00 | 23087.451 | 3704.08 | 4104.9673 | 3594.807 | 11163.144 | 38127.76 | 3804.8748 | 10547.429 | 98135 |  | 12267
2016-09-05 13:00 | 23082.953 | 3457.02 | 3722.9712 | 3172.9873 | 10214.013 | 38646.37 | 5425.891 | 12349.728 | 100072 |  | 12509
2016-09-05 14:00 | 30107.902 | 2248.2083 | 2938.4963 | 2691.232 | 8746.9 | 35603.203 | 5202.509 | 12195.777 | 99734 |  | 12467
2016-09-05 15:00 | 25653.96 | 1068.0013 | 1970.0923 | 2006.8655 | 6994.1626 | 30317.342 | 2290.215 | 10867.719 | 81168 |  | 10146
2016-09-05 16:00 | 19486.412 | 623.5443 | 877.3487 | 1128.2865 | 4316.03 | 16753.057 | 449.3918 | 7093.976 | 50728 |  | 6341
2016-09-05 17:00 | 8749.779 | 451.6932 | 278.5003 | 375.0105 | 1298.2144 | 7292.9995 | 289.7921 | 2206.3706 | 20942 |  | 2618
2016-09-05 18:00 | 2023.6599 | 219.0842 | 203.7811 | 199.1159 | 567.196 | 2360.257 | 158.2197 | 869.2757 | 6601 |  | 825
2016-09-05 19:00 | 48.4516 | 2.4804 | 0.042246 | 1.5772 | 5.7736 | 1.2875 | 1.024 | 28.5543 | 89 |  | 11
2016-09-05 20:00 | 0 | 0 | 0 | 0 | 0 | 0 | 0 | 0 | 0 |  | 0
2016-09-05 21:00 | 0 | 0 | 0 | 0 | 0 | 0 | 0 | 0 | 0 |  | 0
2016-09-05 22:00 | 0 | 0 | 0 | 0 | 0 | 0 | 0 | 0 | 0 |  | 0
2016-09-05 23:00 | 0 | 0 | 0 | 0 | 0 | 0 | 0 | 0 | 0 |  | 0
2016-09-06 | 0 | 0 | 0 | 0 | 0 | 0 | 0 | 0 | 0 |  | 0
2016-09-06 01:00 | 0 | 0 | 0 | 0 | 0 | 0 | 0 | 0 | 0 |  | 0
2016-09-06 02:00 | 0 | 0 | 0 | 0 | 0 | 0 | 0 | 0 | 0 |  | 0
2016-09-06 03:00 | 0 | 0 | 0 | 0 | 0 | 0 | 0 | 0 | 0 |  | 0
2016-09-06 04:00 | 0 | 0 | 0 | 0 | 0 | 0 | 0 | 0 | 0 |  | 0
2016-09-06 05:00 | 0 | 0 | 0 | 0 | 0 | 0 | 0 | 0 | 0 |  | 0
2016-09-06 06:00 | 65.3578 | 1.9094 | 0 | 0 | 0.87872 | 63.555 | 15.5472 | 38.865 | 186 |  | 23
2016-09-06 07:00 | 1560.0609 | 113.1617 | 76.7765 | 119.3414 | 405.9753 | 1379.3281 | 209.8296 | 419.9456 | 4284 |  | 536
2016-09-06 08:00 | 2623.0884 | 348.8836 | 359.2969 | 302.3999 | 1233.5212 | 3036.4602 | 430.2484 | 1430.0754 | 9764 |  | 1220
2016-09-06 09:00 | 5997.9897 | 928.4731 | 613.1249 | 791.8366 | 2508.0405 | 6412.6104 | 637.9052 | 2561.6655 | 20452 |  | 2556
2016-09-06 10:00 | 14261.085 | 797.9514 | 1091.1746 | 848.3306 | 2681.8357 | 6751.385 | 648.7709 | 5011.0483 | 32092 |  | 4011
2016-09-06 11:00 | 27234.09 | 662.6712 | 984.9818 | 840.7288 | 2676.8271 | 10017.217 | 639.0079 | 7909.8677 | 50965 |  | 6371
2016-09-06 12:00 | 17902.768 | 1252.1106 | 907.607 | 836.8951 | 2091.0366 | 9332.472 | 1094.5897 | 8205.605 | 41623 |  | 5203
2016-09-06 13:00 | 20823.646 | 1100.7657 | 1130.4126 | 519.4768 | 2354.4944 | 9133.511 | 1122.451 | 9140.427 | 45325 |  | 5666
2016-09-06 14:00 | 25622.836 | 1567.6283 | 875.3999 | 658.5658 | 2220.1409 | 9352.98 | 1185.6039 | 7856.713 | 49340 |  | 6167
2016-09-06 15:00 | 22119.01 | 1423.6611 | 308.8345 | 595.7916 | 2138.285 | 6684.7573 | 1912.6561 | 6106.192 | 41289 |  | 5161
2016-09-06 16:00 | 13291.992 | 886.0268 | 421.8267 | 484.7206 | 1647.32 | 4012.3196 | 810.0905 | 3677.3442 | 25232 |  | 3154
2016-09-06 17:00 | 10818.724 | 467.276 | 239.5389 | 252.5537 | 782.2809 | 2541.2402 | 400.0534 | 3496.9546 | 18999 |  | 2375
2016-09-06 18:00 | 1486.6884 | 182.479 | 61.1221 | 102.3331 | 244.0476 | 710.4143 | 90.7798 | 674.9719 | 3553 |  | 444
2016-09-06 19:00 | 5.3899 | 0.0010059 | 0 | 0 | 0.21525 | 0.069404 | 0 | 2.9069 | 9 |  | 1
2016-09-06 20:00 | 0 | 0 | 0 | 0 | 0 | 0 | 0 | 0 | 0 |  | 0
2016-09-06 21:00 | 0 | 0 | 0 | 0 | 0 | 0 | 0 | 0 | 0 |  | 0
2016-09-06 22:00 | 0 | 0 | 0 | 0 | 0 | 0 | 0 | 0 | 0 |  | 0
2016-09-06 23:00 | 0 | 0 | 0 | 0 | 0 | 0 | 0 | 0 | 0 |  | 0
2016-09-07 | 0 | 0 | 0 | 0 | 0 | 0 | 0 | 0 | 0 |  | 0
2016-09-07 01:00 | 0 | 0 | 0 | 0 | 0 | 0 | 0 | 0 | 0 |  | 0
2016-09-07 02:00 | 0 | 0 | 0 | 0 | 0 | 0 | 0 | 0 | 0 |  | 0
2016-09-07 03:00 | 0 | 0 | 0 | 0 | 0 | 0 | 0 | 0 | 0 |  | 0
2016-09-07 04:00 | 0 | 0 | 0 | 0 | 0 | 0 | 0 | 0 | 0 |  | 0
2016-09-07 05:00 | 0 | 0 | 0 | 0 | 0 | 0 | 0 | 0 | 0 |  | 0
2016-09-07 06:00 | 166.3969 | 17.9734 | 0.0044061 | 3.4662 | 1.7705 | 59.4848 | 18.6473 | 71.0588 | 339 |  | 42
2016-09-07 07:00 | 1389.2404 | 462.6236 | 179.3024 | 222.4069 | 352.6524 | 2352.1897 | 270.5594 | 2133.9785 | 7363 |  | 920
2016-09-07 08:00 | 4742.3574 | 637.191 | 199.8761 | 260.2632 | 629.1324 | 5719.431 | 460.1749 | 4368.498 | 17017 |  | 2127
2016-09-07 09:00 | 2830.0637 | 236.5928 | 138.8008 | 339.4221 | 997.3107 | 4251.689 | 533.6306 | 2424.9534 | 11752 |  | 1469
2016-09-07 10:00 | 4047.2397 | 490.3818 | 305.2535 | 743.8228 | 1441.8898 | 2692.4329 | 717.9063 | 1162.9457 | 11602 |  | 1450
2016-09-07 11:00 | 11747.417 | 550.0594 | 547.5828 | 515.6861 | 1931.6382 | 4699.92 | 529.5165 | 1801.1011 | 22323 |  | 2790
2016-09-07 12:00 | 22057.598 | 918.3309 | 600.2011 | 526.7797 | 1730.0388 | 6737.1714 | 600.4455 | 6266.615 | 39437 |  | 4930
2016-09-07 13:00 | 25866.688 | 987.4921 | 302.6339 | 407.4349 | 1481.1747 | 7659.1396 | 685.5568 | 8365.2 | 45755 |  | 5719
2016-09-07 14:00 | 18947.336 | 1174.632 | 514.4457 | 504.7789 | 1555.1984 | 6784.993 | 956.9578 | 6255.0107 | 36693 |  | 4587
2016-09-07 15:00 | 10848.992 | 1960.0392 | 764.9563 | 687.2728 | 2030.9879 | 9062.976 | 952.5533 | 6210.2217 | 32518 |  | 4065
2016-09-07 16:00 | 16928.248 | 1070.5089 | 592.3005 | 728.6191 | 1801.7375 | 6012.7354 | 391.9567 | 4716.753 | 32243 |  | 4030
2016-09-07 17:00 | 8470.6 | 470.0512 | 295.4038 | 289.425 | 861.0608 | 3919.333 | 298.8816 | 2018.8381 | 16624 |  | 2078
2016-09-07 18:00 | 990.3418 | 105.2058 | 58.1085 | 54.6187 | 244.0295 | 619.2332 | 58.0637 | 499.901 | 2630 |  | 329
2016-09-07 19:00 | 4.2473 | 0 | 0 | 0 | 0 | 0 | 0 | 0.26555 | 5 |  | 1
2016-09-07 20:00 | 0 | 0 | 0 | 0 | 0 | 0 | 0 | 0 | 0 |  | 0
2016-09-07 21:00 | 0 | 0 | 0 | 0 | 0 | 0 | 0 | 0 | 0 |  | 0
2016-09-07 22:00 | 0 | 0 | 0 | 0 | 0 | 0 | 0 | 0 | 0 |  | 0
2016-09-07 23:00 | 0 | 0 | 0 | 0 | 0 | 0 | 0 | 0 | 0 |  | 0
2016-09-08 | 0 | 0 | 0 | 0 | 0 | 0 | 0 | 0 | 0 |  | 0
2016-09-08 01:00 | 0 | 0 | 0 | 0 | 0 | 0 | 0 | 0 | 0 |  | 0
2016-09-08 02:00 | 0 | 0 | 0 | 0 | 0 | 0 | 0 | 0 | 0 |  | 0
2016-09-08 03:00 | 0 | 0 | 0 | 0 | 0 | 0 | 0 | 0 | 0 |  | 0
2016-09-08 04:00 | 0 | 0 | 0 | 0 | 0 | 0 | 0 | 0 | 0 |  | 0
2016-09-08 05:00 | 0 | 0 | 0 | 0 | 0 | 0 | 0 | 0 | 0 |  | 0
2016-09-08 06:00 | 172.2844 | 0 | 0 | 10.5747 | 10.9216 | 58.5466 | 0 | 62.8843 | 315 |  | 39
2016-09-08 07:00 | 4087.228 | 166.8354 | 164.8328 | 154.3961 | 476.7219 | 3336.0369 | 220.866 | 860.0213 | 9467 |  | 1183
2016-09-08 08:00 | 13409.803 | 1019.9219 | 321.2208 | 432.6494 | 1431.0385 | 8212.571 | 461.6291 | 2525.5225 | 27814 |  | 3477
2016-09-08 09:00 | 20381.877 | 1039.7253 | 483.6368 | 329.3892 | 1427.5662 | 10944.094 | 824.8792 | 3186.553 | 38618 |  | 4827
2016-09-08 10:00 | 23509.17 | 1547.1005 | 1226.9381 | 678.707 | 3453.6458 | 12677.7295 | 1750.3064 | 4872.8296 | 49716 |  | 6215
2016-09-08 11:00 | 16922.717 | 1785.2623 | 1401.7744 | 1643.8682 | 5981.9946 | 15624.75 | 2882.4731 | 5875.3613 | 52118 |  | 6515
2016-09-08 12:00 | 23052.47 | 2578.6648 | 1592.6882 | 1934.2373 | 4399.9736 | 14498.985 | 3561.3496 | 5306.2886 | 56925 |  | 7116
2016-09-08 13:00 | 25211.246 | 3062.145 | 1452.3457 | 1245.1266 | 6124.824 | 14780.42 | 2500.345 | 9101.736 | 63478 |  | 7935
2016-09-08 14:00 | 26743.164 | 2468.0308 | 1385.3867 | 1934.7831 | 6171.812 | 23794.174 | 2382.747 | 10774.796 | 75655 |  | 9457
2016-09-08 15:00 | 22595.744 | 1080.9829 | 976.1553 | 1501.2461 | 5711.7563 | 23099.535 | 1750.8993 | 10325.541 | 67042 |  | 8380
2016-09-08 16:00 | 12255.315 | 413.8689 | 691.6238 | 1115.0253 | 3833.4546 | 19094.992 | 551.4131 | 6917.6387 | 44873 |  | 5609
2016-09-08 17:00 | 3495.9678 | 244.0969 | 266.5276 | 239.2607 | 1592.3599 | 9465.088 | 355.2072 | 2702.4666 | 18361 |  | 2295
2016-09-08 18:00 | 734.3264 | 34.341 | 4.7306 | 30.6858 | 77.6765 | 1177.7185 | 30.5862 | 438.6995 | 2529 |  | 316
2016-09-08 19:00 | 0 | 0 | 0 | 0 | 0 | 0 | 0 | 0 | 0 |  | 0
2016-09-08 20:00 | 0 | 0 | 0 | 0 | 0 | 0 | 0 | 0 | 0 |  | 0
2016-09-08 21:00 | 0 | 0 | 0 | 0 | 0 | 0 | 0 | 0 | 0 |  | 0
2016-09-08 22:00 | 0 | 0 | 0 | 0 | 0 | 0 | 0 | 0 | 0 |  | 0
2016-09-08 23:00 | 0 | 0 | 0 | 0 | 0 | 0 | 0 | 0 | 0 |  | 0
2016-09-09 | 0 | 0 | 0 | 0 | 0 | 0 | 0 | 0 | 0 |  | 0
2016-09-09 01:00 | 0 | 0 | 0 | 0 | 0 | 0 | 0 | 0 | 0 |  | 0
2016-09-09 02:00 | 0 | 0 | 0 | 0 | 0 | 0 | 0 | 0 | 0 |  | 0
2016-09-09 03:00 | 0 | 0 | 0 | 0 | 0 | 0 | 0 | 0 | 0 |  | 0
2016-09-09 04:00 | 0 | 0 | 0 | 0 | 0 | 0 | 0 | 0 | 0 |  | 0
2016-09-09 05:00 | 0 | 0 | 0 | 0 | 0 | 0 | 0 | 0 | 0 |  | 0
2016-09-09 06:00 | 0 | 0.99489 | 0 | 0 | 3.6666 | 226.4757 | 3.1141 | 72.3612 | 307 |  | 38
2016-09-09 07:00 | 2023.6548 | 71.0713 | 29.0618 | 38.2427 | 123.5158 | 2220.7334 | 249.2861 | 1029.9487 | 5786 |  | 723
2016-09-09 08:00 | 5046.4243 | 677.4797 | 175.3908 | 218.1521 | 847.5081 | 3301.6545 | 491.9512 | 3958.5005 | 14717 |  | 1840
2016-09-09 09:00 | 15053.042 | 2213.4814 | 1752.0558 | 2604.1118 | 4144.5938 | 14964.768 | 1883.4579 | 9469.896 | 52085 |  | 6511
2016-09-09 10:00 | 20712.951 | 6195.651 | 3255.448 | 2860.7927 | 7729.6494 | 27921.473 | 2950.1255 | 4725.655 | 76352 |  | 9544
2016-09-09 11:00 | 22802.242 | 4944.3286 | 3505.702 | 2207.3745 | 8963.572 | 26982.453 | 3682.9048 | 8675.41 | 81764 |  | 10220
2016-09-09 12:00 | 30812.645 | 3274.7522 | 3231.9346 | 2993.3616 | 9114.633 | 22780.83 | 4762.174 | 10650.4 | 87621 |  | 10953
2016-09-09 13:00 | 30329.312 | 3087.3022 | 3457.552 | 3020.7605 | 9751.398 | 35123.145 | 5094.933 | 13402.0625 | 103266 |  | 12908
2016-09-09 14:00 | 26599.037 | 2082.9436 | 1722.7765 | 2004.6154 | 7923.146 | 26094.787 | 4690.1772 | 12620.744 | 83738 |  | 10467
2016-09-09 15:00 | 23134.043 | 915.326 | 1332.3773 | 1388.3293 | 6272.4062 | 15055.538 | 2326.6614 | 9376.595 | 59801 |  | 7475
2016-09-09 16:00 | 14873.636 | 659.8397 | 713.1905 | 674.994 | 4675.7935 | 13630.964 | 700.9371 | 7005.9775 | 42935 |  | 5367
2016-09-09 17:00 | 6646.4775 | 412.678 | 254.1464 | 374.6967 | 1630.6027 | 4734.4634 | 266.7298 | 2010.7089 | 16331 |  | 2041
2016-09-09 18:00 | 2292.5417 | 161.702 | 100.3304 | 119.4941 | 362.0892 | 1590.9918 | 109.4938 | 801.9133 | 5539 |  | 692
2016-09-09 19:00 | 19.2356 | 0.27359 | 0 | 0.48482 | 0.28566 | 1.6315 | 0.49891 | 0.83084 | 23 |  | 3
2016-09-09 20:00 | 0 | 0 | 0 | 0 | 0 | 0 | 0 | 0 | 0 |  | 0
2016-09-09 21:00 | 0 | 0 | 0 | 0 | 0 | 0 | 0 | 0 | 0 |  | 0
2016-09-09 22:00 | 0 | 0 | 0 | 0 | 0 | 0 | 0 | 0 | 0 |  | 0
2016-09-09 23:00 | 0 | 0 | 0 | 0 | 0 | 0 | 0 | 0 | 0 |  | 0
2016-09-10 | 0 | 0 | 0 | 0 | 0 | 0 | 0 | 0 | 0 |  | 0
2016-09-10 01:00 | 0 | 0 | 0 | 0 | 0 | 0 | 0 | 0 | 0 |  | 0
2016-09-10 02:00 | 0 | 0 | 0 | 0 | 0 | 0 | 0 | 0 | 0 |  | 0
2016-09-10 03:00 | 0 | 0 | 0 | 0 | 0 | 0 | 0 | 0 | 0 |  | 0
2016-09-10 04:00 | 0 | 0 | 0 | 0 | 0 | 0 | 0 | 0 | 0 |  | 0
2016-09-10 05:00 | 0 | 0 | 0 | 0 | 0 | 0 | 0 | 0 | 0 |  | 0
2016-09-10 06:00 | 3.2271 | 0 | 0 | 5.9812 | 0.98658 | 742.5054 | 21.7869 | 23.0268 | 798 |  | 100
2016-09-10 07:00 | 1474.9132 | 212.0889 | 98.0086 | 130.4207 | 312.7689 | 2908.3154 | 178.3943 | 2371.547 | 7686 |  | 961
2016-09-10 08:00 | 6076.0435 | 622.116 | 288.8502 | 471.423 | 956.1197 | 6278.126 | 616.7031 | 2980.161 | 18290 |  | 2286
2016-09-10 09:00 | 7253.475 | 2701.831 | 1279.2821 | 726.5146 | 2651.879 | 8423.24 | 1137.7168 | 6155.2397 | 30329 |  | 3791
2016-09-10 10:00 | 7172.124 | 1912.1022 | 1349.483 | 1847.363 | 4272.1333 | 19537.553 | 2968.3076 | 7853.3774 | 46912 |  | 5864
2016-09-10 11:00 | 7045.789 | 1670.74 | 1348.7168 | 1159.2273 | 3213.243 | 23779.762 | 2150.1426 | 4403.6973 | 44771 |  | 5596
2016-09-10 12:00 | 8415.269 | 1227.1731 | 930.6155 | 1123.7999 | 2281.463 | 16961.246 | 2319.897 | 3658.1233 | 36918 |  | 4615
2016-09-10 13:00 | 11866.802 | 926.923 | 865.0732 | 686.8038 | 2321.8472 | 14082.508 | 1771.0247 | 4259.8477 | 36781 |  | 4598
2016-09-10 14:00 | 15414.326 | 1929.881 | 1251.5581 | 804.6045 | 3258.9019 | 7251.2964 | 685.9056 | 3536.876 | 34133 |  | 4267
2016-09-10 15:00 | 9155.495 | 1783.8413 | 1301.9587 | 1118.1133 | 3903.0964 | 8389.409 | 703.1842 | 5349.9604 | 31705 |  | 3963
2016-09-10 16:00 | 11674.781 | 1113.3796 | 708.3875 | 746.5629 | 2750.5808 | 9582.081 | 920.2919 | 5365.162 | 32861 |  | 4108
2016-09-10 17:00 | 4510.35 | 363.1887 | 217.5573 | 376.7597 | 1239.0115 | 5224.5645 | 573.2916 | 1565.2479 | 14070 |  | 1759
2016-09-10 18:00 | 1517.0245 | 132.0311 | 42.6354 | 52.8116 | 188.667 | 720.135 | 145.3175 | 322.9915 | 3122 |  | 390
2016-09-10 19:00 | 0 | 0 | 0 | 0 | 0.01207 | 1.1809 | 0 | 0.20721 | 1 |  | 0
2016-09-10 20:00 | 0 | 0 | 0 | 0 | 0 | 0 | 0 | 0 | 0 |  | 0
2016-09-10 21:00 | 0 | 0 | 0 | 0 | 0 | 0 | 0 | 0 | 0 |  | 0
2016-09-10 22:00 | 0 | 0 | 0 | 0 | 0 | 0 | 0 | 0 | 0 |  | 0
2016-09-10 23:00 | 0 | 0 | 0 | 0 | 0 | 0 | 0 | 0 | 0 |  | 0
2016-09-11 | 0 | 0 | 0 | 0 | 0 | 0 | 0 | 0 | 0 |  | 0
2016-09-11 01:00 | 0 | 0 | 0 | 0 | 0 | 0 | 0 | 0 | 0 |  | 0
2016-09-11 02:00 | 0 | 0 | 0 | 0 | 0 | 0 | 0 | 0 | 0 |  | 0
2016-09-11 03:00 | 0 | 0 | 0 | 0 | 0 | 0 | 0 | 0 | 0 |  | 0
2016-09-11 04:00 | 0 | 0 | 0 | 0 | 0 | 0 | 0 | 0 | 0 |  | 0
2016-09-11 05:00 | 0 | 0 | 0 | 0 | 0 | 0 | 0 | 0 | 0 |  | 0
2016-09-11 06:00 | 41.4425 | 29.1774 | 0 | 25.0275 | 18.7974 | 216.313 | 16.902 | 67.4259 | 415 |  | 52
2016-09-11 07:00 | 440.3527 | 127.1789 | 80.2688 | 147.0473 | 200.0712 | 1501.8473 | 178.1536 | 364.4956 | 3039 |  | 380
2016-09-11 08:00 | 3216.299 | 288.681 | 273.5263 | 299.5583 | 363.3283 | 3392.7097 | 257.1776 | 2305.0647 | 10396 |  | 1300
2016-09-11 09:00 | 1343.4858 | 883.9915 | 421.0721 | 658.9191 | 1290.7302 | 6296.9336 | 565.2376 | 1731.1235 | 13191 |  | 1649
2016-09-11 10:00 | 8833.183 | 611.8936 | 1286.1259 | 585.7174 | 1986.7734 | 9545.382 | 449.9887 | 2611.6868 | 25911 |  | 3239
2016-09-11 11:00 | 11236.695 | 2049.5757 | 1075.9066 | 739.0823 | 2273.2034 | 18985.836 | 1189.4138 | 4609.438 | 42159 |  | 5270
2016-09-11 12:00 | 27656.1 | 3116.7207 | 2208.1455 | 1928.3146 | 5891.081 | 23504.52 | 1563.7819 | 9411.053 | 75280 |  | 9410
2016-09-11 13:00 | 27969.846 | 3090.5476 | 2546.693 | 2425.6138 | 6059.2734 | 27873.715 | 4645.329 | 13845.894 | 88457 |  | 11057
2016-09-11 14:00 | 22026.686 | 1851.9229 | 2800.1033 | 2598.7085 | 9095.755 | 35486.875 | 5112.7046 | 12957.189 | 91930 |  | 11491
2016-09-11 15:00 | 24647.098 | 898.8973 | 1784.3049 | 1878.8156 | 7060.7847 | 28637.385 | 2262.925 | 9726.392 | 76897 |  | 9612
2016-09-11 16:00 | 16543.455 | 378.4787 | 589.1409 | 927.8489 | 4322.085 | 21049.973 | 269.4556 | 6903.492 | 50984 |  | 6373
2016-09-11 17:00 | 9263.793 | 240.7605 | 155.2624 | 183.8168 | 1783.3967 | 10026.021 | 125.8099 | 3184.1301 | 24963 |  | 3120
2016-09-11 18:00 | 692.5154 | 76.6123 | 46.0593 | 54.7861 | 242.8788 | 1607.3975 | 36.7018 | 381.961 | 3139 |  | 392
2016-09-11 19:00 | 9.4748 | 0 | 0 | 0 | 0 | 0.032188 | 0 | 0 | 10 |  | 1
2016-09-11 20:00 | 0 | 0 | 0 | 0 | 0 | 0 | 0 | 0 | 0 |  | 0
2016-09-11 21:00 | 0 | 0 | 0 | 0 | 0 | 0 | 0 | 0 | 0 |  | 0
2016-09-11 22:00 | 0 | 0 | 0 | 0 | 0 | 0 | 0 | 0 | 0 |  | 0
2016-09-11 23:00 | 0 | 0 | 0 | 0 | 0 | 0 | 0 | 0 | 0 |  | 0
2016-09-12 | 0 | 0 | 0 | 0 | 0 | 0 | 0 | 0 | 0 |  | 0
2016-09-12 01:00 | 0 | 0 | 0 | 0 | 0 | 0 | 0 | 0 | 0 |  | 0
2016-09-12 02:00 | 0 | 0 | 0 | 0 | 0 | 0 | 0 | 0 | 0 |  | 0
2016-09-12 03:00 | 0 | 0 | 0 | 0 | 0 | 0 | 0 | 0 | 0 |  | 0
2016-09-12 04:00 | 0 | 0 | 0 | 0 | 0 | 0 | 0 | 0 | 0 |  | 0
2016-09-12 05:00 | 0 | 0 | 0 | 0 | 0 | 0 | 0 | 0 | 0 |  | 0
2016-09-12 06:00 | 239.1141 | 17.8791 | 0 | 38.5992 | 1.8624 | 701.0383 | 11.8995 | 122.7201 | 1133 |  | 142
2016-09-12 07:00 | 4178.272 | 241.3216 | 0 | 1424.4514 | 132.1074 | 8547.832 | 153.2266 | 3344.959 | 18022 |  | 2253
2016-09-12 08:00 | 11381.533 | 2923.866 | 961.0536 | 2411.117 | 632.8265 | 18427.336 | 281.9966 | 7948.4307 | 44968 |  | 5621
2016-09-12 09:00 | 22263.63 | 5800.37 | 3951.9165 | 3047.476 | 5014.3984 | 26228.643 | 2142.8186 | 11458.919 | 79908 |  | 9989
2016-09-12 10:00 | 27451.086 | 7332.8193 | 4295.5103 | 3355.5393 | 10026.414 | 32190.37 | 4050.0771 | 13854.045 | 102556 |  | 12819
2016-09-12 11:00 | 30664.434 | 5923.4272 | 4358.0547 | 3447.231 | 10926.567 | 35914.26 | 4921.076 | 14074.422 | 110229 |  | 13779
2016-09-12 12:00 | 32112.451 | 4186.491 | 4173.527 | 3385.2197 | 11049.474 | 38256.793 | 5404.8975 | 12963.374 | 111532 |  | 13942
2016-09-12 13:00 | 31540.363 | 2849.3381 | 3729.0444 | 3086.7007 | 10329.89 | 37576.4 | 5548.0586 | 11138.747 | 105799 |  | 13225
2016-09-12 14:00 | 28910.96 | 1803.1276 | 2936.5542 | 2623.778 | 8974.221 | 34707.465 | 5343.614 | 12038.312 | 97338 |  | 12167
2016-09-12 15:00 | 23960.547 | 770.6392 | 1814.4818 | 1894.864 | 6909.159 | 29106.363 | 2023.8232 | 11017.449 | 77497 |  | 9687
2016-09-12 16:00 | 17005.451 | 372.4074 | 599.8382 | 943.6731 | 4205.0435 | 20449.27 | 257.0977 | 7591.8804 | 51425 |  | 6428
2016-09-12 17:00 | 8304.078 | 249.8454 | 165.6972 | 194.2757 | 1695.042 | 9498.784 | 124.6461 | 3347.174 | 23580 |  | 2947
2016-09-12 18:00 | 615.4064 | 66.7609 | 51.2566 | 55.2016 | 214.6021 | 1503.6471 | 26.0377 | 384.1457 | 2917 |  | 365
2016-09-12 19:00 | 3 | 0 | 0 | 0 | 0 | 0 | 0 | 0 | 3 |  | 0
2016-09-12 20:00 | 0 | 0 | 0 | 0 | 0 | 0 | 0 | 0 | 0 |  | 0
2016-09-12 21:00 | 0 | 0 | 0 | 0 | 0 | 0 | 0 | 0 | 0 |  | 0
2016-09-12 22:00 | 0 | 0 | 0 | 0 | 0 | 0 | 0 | 0 | 0 |  | 0
2016-09-12 23:00 | 0 | 0 | 0 | 0 | 0 | 0 | 0 | 0 | 0 |  | 0
2016-09-13 | 0 | 0 | 0 | 0 | 0 | 0 | 0 | 0 | 0 |  | 0
2016-09-13 01:00 | 0 | 0 | 0 | 0 | 0 | 0 | 0 | 0 | 0 |  | 0
2016-09-13 02:00 | 0 | 0 | 0 | 0 | 0 | 0 | 0 | 0 | 0 |  | 0
2016-09-13 03:00 | 0 | 0 | 0 | 0 | 0 | 0 | 0 | 0 | 0 |  | 0
2016-09-13 04:00 | 0 | 0 | 0 | 0 | 0 | 0 | 0 | 0 | 0 |  | 0
2016-09-13 05:00 | 0 | 0 | 0 | 0 | 0 | 0 | 0 | 0 | 0 |  | 0
2016-09-13 06:00 | 178.303 | 17.4995 | 0 | 66.9148 | 1.6783 | 662.3138 | 11.5642 | 127.8984 | 1066 |  | 133
2016-09-13 07:00 | 4696.139 | 242.2657 | 0 | 1405.0559 | 135.2677 | 8289.621 | 149.3834 | 3271.9812 | 18190 |  | 2274
2016-09-13 08:00 | 13695.323 | 2914.487 | 873.5555 | 2373.4346 | 135.4439 | 18062.707 | 274.9604 | 7749.722 | 46080 |  | 5760
2016-09-13 09:00 | 21665.73 | 5648.2607 | 3805.2437 | 2972.7595 | 3209.8538 | 25599.707 | 2151.4053 | 11159.657 | 76213 |  | 9527
2016-09-13 10:00 | 27010.018 | 7081.5537 | 4161.537 | 3336.772 | 9639.686 | 31621.62 | 3957.3533 | 13405.0625 | 100214 |  | 12527
2016-09-13 11:00 | 29042.377 | 5605.5557 | 4229.9805 | 3434.4343 | 10906.35 | 35450.758 | 4816.0864 | 14526.128 | 108012 |  | 13501
2016-09-13 12:00 | 31578.166 | 3943.9302 | 4059.8323 | 3351.7085 | 10944.09 | 37520.01 | 5321.536 | 12481.641 | 109201 |  | 13650
2016-09-13 13:00 | 30833.045 | 2574.6882 | 3626.7688 | 3074.6445 | 10298.503 | 36843.902 | 5470.4414 | 14615.786 | 107338 |  | 13417
2016-09-13 14:00 | 28425.291 | 1694.5673 | 2853.2288 | 2563.0383 | 9018.442 | 33524.93 | 5243.1987 | 13162.792 | 96485 |  | 12061
2016-09-13 15:00 | 23746.469 | 719.9881 | 1739.3561 | 1802.5985 | 6898.8877 | 27998.309 | 1859.844 | 10628.535 | 75394 |  | 9424
2016-09-13 16:00 | 17236.045 | 363.3204 | 571.4327 | 857.2577 | 4269.8286 | 19465.09 | 251.3381 | 7147.705 | 50162 |  | 6270
2016-09-13 17:00 | 8406.77 | 239.827 | 161.6838 | 171.4729 | 1716.7323 | 8937.186 | 119.6067 | 3033.9817 | 22787 |  | 2848
2016-09-13 18:00 | 492.9342 | 58.0441 | 45.2576 | 45.497 | 211.0695 | 1421.6012 | 23.6176 | 317.3325 | 2615 |  | 327
2016-09-13 19:00 | 1 | 0 | 0 | 0 | 0 | 0 | 0 | 0 | 1 |  | 0
2016-09-13 20:00 | 0 | 0 | 0 | 0 | 0 | 0 | 0 | 0 | 0 |  | 0
2016-09-13 21:00 | 0 | 0 | 0 | 0 | 0 | 0 | 0 | 0 | 0 |  | 0
2016-09-13 22:00 | 0 | 0 | 0 | 0 | 0 | 0 | 0 | 0 | 0 |  | 0
2016-09-13 23:00 | 0 | 0 | 0 | 0 | 0 | 0 | 0 | 0 | 0 |  | 0
2016-09-14 | 0 | 0 | 0 | 0 | 0 | 0 | 0 | 0 | 0 |  | 0
2016-09-14 01:00 | 0 | 0 | 0 | 0 | 0 | 0 | 0 | 0 | 0 |  | 0
2016-09-14 02:00 | 0 | 0 | 0 | 0 | 0 | 0 | 0 | 0 | 0 |  | 0
2016-09-14 03:00 | 0 | 0 | 0 | 0 | 0 | 0 | 0 | 0 | 0 |  | 0
2016-09-14 04:00 | 0 | 0 | 0 | 0 | 0 | 0 | 0 | 0 | 0 |  | 0
2016-09-14 05:00 | 0 | 0 | 0 | 0 | 0 | 0 | 0 | 0 | 0 |  | 0
2016-09-14 06:00 | 206.1014 | 35.4466 | 0 | 23.1892 | 3.0649 | 525.9782 | 6.0255 | 165.0226 | 965 |  | 121
2016-09-14 07:00 | 2935.3948 | 401.2078 | 99.1535 | 1009.3127 | 412.6591 | 6924.0586 | 229.1396 | 2517.7864 | 14529 |  | 1816
2016-09-14 08:00 | 14155.997 | 3030.3325 | 941.4456 | 2039.9373 | 794.4255 | 16046.375 | 364.4077 | 7020.301 | 44393 |  | 5549
2016-09-14 09:00 | 21095.713 | 4627.948 | 3392.4917 | 2657.817 | 4306.4253 | 24484.373 | 1847.2797 | 10606.542 | 73019 |  | 9127
2016-09-14 10:00 | 16554.762 | 6556.899 | 3963.8076 | 3186.82 | 9110.053 | 30501.355 | 3649.3171 | 9217.014 | 82740 |  | 10343
2016-09-14 11:00 | 27833.47 | 3634.558 | 3267.1746 | 2992.7524 | 10376.36 | 34014.785 | 2565.082 | 4841.877 | 89526 |  | 11191
2016-09-14 12:00 | 18863.252 | 2959.703 | 3695.2969 | 2968.2708 | 8981.153 | 28668.797 | 1935.194 | 8685.633 | 76757 |  | 9595
2016-09-14 13:00 | 20100.75 | 1987.2985 | 2372.3857 | 2616.368 | 4908.0786 | 27104.42 | 2684.7935 | 5922.7764 | 67697 |  | 8462
2016-09-14 14:00 | 15109.203 | 1435.9547 | 1759.9642 | 1580.8146 | 3285.2412 | 15634.404 | 1726.9227 | 7409.6772 | 47942 |  | 5993
2016-09-14 15:00 | 16726.904 | 1260.2412 | 1075.4347 | 946.6806 | 2743.9521 | 10169.932 | 1137.0787 | 2470.0396 | 36530 |  | 4566
2016-09-14 16:00 | 5862.551 | 952.4985 | 664.01 | 606.4849 | 2005.4703 | 8453.231 | 149.0915 | 896.7699 | 19590 |  | 2449
2016-09-14 17:00 | 1265.6721 | 258.0271 | 115.7905 | 95.0457 | 435.8389 | 1209.9965 | 257.8078 | 1127.345 | 4766 |  | 596
2016-09-14 18:00 | 1007.0642 | 71.5588 | 35.8146 | 49.5848 | 190.0712 | 226.4491 | 72.9701 | 346.4763 | 2000 |  | 250
2016-09-14 19:00 | 0 | 0 | 0 | 0 | 0 | 0 | 0.89622 | 0 | 1 |  | 0
2016-09-14 20:00 | 0 | 0 | 0 | 0 | 0 | 0 | 0 | 0 | 0 |  | 0
2016-09-14 21:00 | 0 | 0 | 0 | 0 | 0 | 0 | 0 | 0 | 0 |  | 0
2016-09-14 22:00 | 0 | 0 | 0 | 0 | 0 | 0 | 0 | 0 | 0 |  | 0
2016-09-14 23:00 | 0 | 0 | 0 | 0 | 0 | 0 | 0 | 0 | 0 |  | 0
2016-09-15 | 0 | 0 | 0 | 0 | 0 | 0 | 0 | 0 | 0 |  | 0
2016-09-15 01:00 | 0 | 0 | 0 | 0 | 0 | 0 | 0 | 0 | 0 |  | 0
2016-09-15 02:00 | 0 | 0 | 0 | 0 | 0 | 0 | 0 | 0 | 0 |  | 0
2016-09-15 03:00 | 0 | 0 | 0 | 0 | 0 | 0 | 0 | 0 | 0 |  | 0
2016-09-15 04:00 | 0 | 0 | 0 | 0 | 0 | 0 | 0 | 0 | 0 |  | 0
2016-09-15 05:00 | 0 | 0 | 0 | 0 | 0 | 0 | 0 | 0 | 0 |  | 0
2016-09-15 06:00 | 166.283 | 18.4814 | 0 | 17.8825 | 0.86704 | 714.1403 | 6.6493 | 134.4634 | 1059 |  | 132
2016-09-15 07:00 | 4524.559 | 244.6391 | 5.2272 | 1306.9918 | 123.1258 | 8705.731 | 138.5501 | 3434.2297 | 18483 |  | 2310
2016-09-15 08:00 | 14058.105 | 2979.8542 | 923.6492 | 2348.993 | 548.4145 | 18679.998 | 264.1252 | 8069.541 | 47873 |  | 5984
2016-09-15 09:00 | 22350.145 | 5840.8857 | 3847.9133 | 2990.6885 | 4189.6777 | 26405.828 | 1875.021 | 11626.297 | 79126 |  | 9891
2016-09-15 10:00 | 27889.67 | 7290.6777 | 3304.4426 | 3333.698 | 10212.316 | 21739.953 | 3436.6787 | 13864.834 | 91072 |  | 11384
2016-09-15 11:00 | 31097.225 | 4887.51 | 4102.244 | 2857.1506 | 8372.2 | 21844.604 | 4928.096 | 13814.667 | 91904 |  | 11488
2016-09-15 12:00 | 31053.06 | 4248.2793 | 2185.472 | 3100.4036 | 7682.6694 | 35426.83 | 5512.6094 | 12496.644 | 101706 |  | 12713
2016-09-15 13:00 | 31378.094 | 2809.4236 | 825.9835 | 2402.5715 | 7139.0786 | 27436.5 | 5643.3135 | 11274.173 | 88909 |  | 11114
2016-09-15 14:00 | 28767.766 | 1681.7264 | 2171.908 | 1995.6571 | 6325.3906 | 34905.246 | 5223.687 | 13245.603 | 94317 |  | 11790
2016-09-15 15:00 | 24161.686 | 662.4288 | 1731.265 | 1547.5548 | 6524.6113 | 28681.842 | 2336.7703 | 10717.023 | 76363 |  | 9545
2016-09-15 16:00 | 17535.41 | 359.5746 | 534.0308 | 921.687 | 4147.146 | 19543.914 | 286.5633 | 7185.32 | 50514 |  | 6314
2016-09-15 17:00 | 7996.58 | 231.072 | 159.8934 | 182.6379 | 1582.5668 | 8623.107 | 121.9102 | 2920.388 | 21818 |  | 2727
2016-09-15 18:00 | 308.3569 | 44.8734 | 41.5561 | 48.1847 | 193.9216 | 1259.9475 | 22.5091 | 252.519 | 2172 |  | 271
2016-09-15 19:00 | 1 | 0 | 0 | 0 | 0 | 0 | 0 | 0 | 1 |  | 0
2016-09-15 20:00 | 0 | 0 | 0 | 0 | 0 | 0 | 0 | 0 | 0 |  | 0
2016-09-15 21:00 | 0 | 0 | 0 | 0 | 0 | 0 | 0 | 0 | 0 |  | 0
2016-09-15 22:00 | 0 | 0 | 0 | 0 | 0 | 0 | 0 | 0 | 0 |  | 0
2016-09-15 23:00 | 0 | 0 | 0 | 0 | 0 | 0 | 0 | 0 | 0 |  | 0
2016-09-16 | 0 | 0 | 0 | 0 | 0 | 0 | 0 | 0 | 0 |  | 0
2016-09-16 01:00 | 0 | 0 | 0 | 0 | 0 | 0 | 0 | 0 | 0 |  | 0
2016-09-16 02:00 | 0 | 0 | 0 | 0 | 0 | 0 | 0 | 0 | 0 |  | 0
2016-09-16 03:00 | 0 | 0 | 0 | 0 | 0 | 0 | 0 | 0 | 0 |  | 0
2016-09-16 04:00 | 0 | 0 | 0 | 0 | 0 | 0 | 0 | 0 | 0 |  | 0
2016-09-16 05:00 | 0 | 0 | 0 | 0 | 0 | 0 | 0 | 0 | 0 |  | 0
2016-09-16 06:00 | 103.942 | 12.37 | 0 | 17.6628 | 0.62905 | 369.9525 | 8.8092 | 77.3339 | 591 |  | 74
2016-09-16 07:00 | 4438.8613 | 245.9035 | 64.7391 | 1263.288 | 144.8277 | 7937.141 | 143.4436 | 1875.2422 | 16113 |  | 2014
2016-09-16 08:00 | 13424.858 | 2658.7654 | 1067.8077 | 2318.185 | 624.6099 | 16678.398 | 268.1889 | 5460.9478 | 42502 |  | 5313
2016-09-16 09:00 | 21597.39 | 5594.1787 | 3842.1865 | 2983.3823 | 4125.023 | 25862.684 | 2042.5845 | 11415.361 | 77463 |  | 9683
2016-09-16 10:00 | 26796.86 | 7150.438 | 3547.935 | 3362.2292 | 9677.995 | 32993.098 | 4001.9282 | 13632.782 | 101163 |  | 12645
2016-09-16 11:00 | 29103.984 | 5751.388 | 3059.449 | 3354.0198 | 10662.072 | 32037.67 | 4881.813 | 14900.572 | 103751 |  | 12969
2016-09-16 12:00 | 31832.31 | 3893.5266 | 2986.494 | 2722.841 | 8432.334 | 36255.4 | 5183.0312 | 13117.299 | 104423 |  | 13053
2016-09-16 13:00 | 31033.47 | 2509.6592 | 3564.8901 | 2959.1748 | 9747.395 | 34315.38 | 5468.251 | 10828.957 | 100427 |  | 12553
2016-09-16 14:00 | 28475.25 | 1639.3556 | 2955.3315 | 2359.5469 | 8567.307 | 34468.02 | 5270.6064 | 11022.139 | 94758 |  | 11845
2016-09-16 15:00 | 23741.076 | 697.8511 | 1680.3745 | 1836.3813 | 6820.37 | 28752.264 | 1961.808 | 10583.077 | 76073 |  | 9509
2016-09-16 16:00 | 15262.002 | 369.9349 | 511.4755 | 876.0854 | 4058.4412 | 19608.11 | 258.5119 | 7132.8022 | 48077 |  | 6010
2016-09-16 17:00 | 7956.7393 | 238.4832 | 162.6998 | 181.4309 | 1524.8667 | 8672.387 | 136.6742 | 2929.4246 | 21803 |  | 2725
2016-09-16 18:00 | 365.2219 | 49.0779 | 38.804 | 48.3295 | 171.833 | 1252.5725 | 32.3102 | 268.9306 | 2227 |  | 278
2016-09-16 19:00 | 0 | 0 | 0 | 0 | 0 | 0 | 0 | 0 | 0 |  | 0
2016-09-16 20:00 | 0 | 0 | 0 | 0 | 0 | 0 | 0 | 0 | 0 |  | 0
2016-09-16 21:00 | 0 | 0 | 0 | 0 | 0 | 0 | 0 | 0 | 0 |  | 0
2016-09-16 22:00 | 0 | 0 | 0 | 0 | 0 | 0 | 0 | 0 | 0 |  | 0
2016-09-16 23:00 | 0 | 0 | 0 | 0 | 0 | 0 | 0 | 0 | 0 |  | 0
2016-09-17 | 0 | 0 | 0 | 0 | 0 | 0 | 0 | 0 | 0 |  | 0
2016-09-17 01:00 | 0 | 0 | 0 | 0 | 0 | 0 | 0 | 0 | 0 |  | 0
2016-09-17 02:00 | 0 | 0 | 0 | 0 | 0 | 0 | 0 | 0 | 0 |  | 0
2016-09-17 03:00 | 0 | 0 | 0 | 0 | 0 | 0 | 0 | 0 | 0 |  | 0
2016-09-17 04:00 | 0 | 0 | 0 | 0 | 0 | 0 | 0 | 0 | 0 |  | 0
2016-09-17 05:00 | 0 | 0 | 0 | 0 | 0 | 0 | 0 | 0 | 0 |  | 0
2016-09-17 06:00 | 101.7068 | 24.7945 | 0 | 16.7737 | 1.4439 | 277.591 | 10.2482 | 23.6005 | 456 |  | 57
2016-09-17 07:00 | 3809.6458 | 510.9905 | 27.4308 | 989.5283 | 334.0448 | 5813.138 | 128.7857 | 2387.7815 | 14001 |  | 1750
2016-09-17 08:00 | 10319.588 | 2965.4912 | 1018.7612 | 2383.6821 | 630.5736 | 18186.043 | 288.1381 | 7573.808 | 43366 |  | 5421
2016-09-17 09:00 | 19697.643 | 5325.7754 | 3800.6328 | 3016.6414 | 4163.5938 | 26730.37 | 2154.235 | 10412.749 | 75302 |  | 9413
2016-09-17 10:00 | 26480.703 | 6767.605 | 3748.9946 | 3229.7544 | 8651.913 | 30373.72 | 3848.9175 | 12683.131 | 95785 |  | 11973
2016-09-17 11:00 | 29335.424 | 5605.5957 | 4171.561 | 3454.6018 | 10803.259 | 35649.207 | 4432.878 | 13300.272 | 106753 |  | 13344
2016-09-17 12:00 | 30869.629 | 3829.8699 | 4005.5964 | 3327.3818 | 10887.711 | 36361.62 | 5258.1245 | 14739.326 | 109279 |  | 13660
2016-09-17 13:00 | 30847.99 | 2326.7458 | 3574.3323 | 3078.4075 | 10331.178 | 37936.734 | 5326.6196 | 13746.8125 | 107169 |  | 13396
2016-09-17 14:00 | 24726.559 | 1680.7467 | 2765.3066 | 2503.765 | 8771.496 | 33247.99 | 5061.1123 | 12121.639 | 90879 |  | 11360
2016-09-17 15:00 | 23426.94 | 814.1265 | 1611.962 | 1710.2485 | 6561.6953 | 25010.402 | 2043.0511 | 9924.293 | 71103 |  | 8888
2016-09-17 16:00 | 13608.674 | 440.9164 | 469.8449 | 814.732 | 3625.608 | 18494.44 | 359.2588 | 6428.918 | 44242 |  | 5530
2016-09-17 17:00 | 5985.7266 | 229.8187 | 155.7835 | 203.2319 | 1307.5527 | 7045.884 | 243.3516 | 2439.052 | 17610 |  | 2201
2016-09-17 18:00 | 1205.5978 | 84.8362 | 40.4255 | 49.1201 | 206.8972 | 686.2696 | 41.5923 | 566.8661 | 2882 |  | 360
2016-09-17 19:00 | 0 | 0 | 0 | 0 | 0 | 0 | 0 | 0 | 0 |  | 0
2016-09-17 20:00 | 0 | 0 | 0 | 0 | 0 | 0 | 0 | 0 | 0 |  | 0
2016-09-17 21:00 | 0 | 0 | 0 | 0 | 0 | 0 | 0 | 0 | 0 |  | 0
2016-09-17 22:00 | 0 | 0 | 0 | 0 | 0 | 0 | 0 | 0 | 0 |  | 0
2016-09-17 23:00 | 0 | 0 | 0 | 0 | 0 | 0 | 0 | 0 | 0 |  | 0
2016-09-18 | 0 | 0 | 0 | 0 | 0 | 0 | 0 | 0 | 0 |  | 0
2016-09-18 01:00 | 0 | 0 | 0 | 0 | 0 | 0 | 0 | 0 | 0 |  | 0
2016-09-18 02:00 | 0 | 0 | 0 | 0 | 0 | 0 | 0 | 0 | 0 |  | 0
2016-09-18 03:00 | 0 | 0 | 0 | 0 | 0 | 0 | 0 | 0 | 0 |  | 0
2016-09-18 04:00 | 0 | 0 | 0 | 0 | 0 | 0 | 0 | 0 | 0 |  | 0
2016-09-18 05:00 | 0 | 0 | 0 | 0 | 0 | 0 | 0 | 0 | 0 |  | 0
2016-09-18 06:00 | 39.5815 | 9.2357 | 0 | 0 | 0 | 59.6854 | 0.45056 | 0 | 109 |  | 14
2016-09-18 07:00 | 680.126 | 225.6526 | 22.1601 | 97.2113 | 208.0498 | 692.054 | 109.3 | 176.1613 | 2211 |  | 276
2016-09-18 08:00 | 1959.4677 | 229.9268 | 262.5639 | 250.5595 | 657.2466 | 3056.1252 | 291.7256 | 597.598 | 7305 |  | 913
2016-09-18 09:00 | 2656.2173 | 466.6047 | 429.8394 | 348.1257 | 1156.0325 | 4260.5996 | 433.7659 | 1058.3351 | 10810 |  | 1351
2016-09-18 10:00 | 4272.631 | 895.4645 | 891.9475 | 742.3926 | 2175.73 | 6662.5503 | 501.68 | 1692.2467 | 17835 |  | 2229
2016-09-18 11:00 | 13865.6875 | 1213.0184 | 452.124 | 668.3815 | 1367.7814 | 11198.39 | 633.1273 | 2771.0447 | 32170 |  | 4021
2016-09-18 12:00 | 24073.111 | 2002.5847 | 738.7953 | 1185.6064 | 2815.838 | 9502.198 | 1106.8352 | 3144.1 | 44569 |  | 5571
2016-09-18 13:00 | 18437.447 | 2320.3052 | 1220.9855 | 1165.6871 | 2809.2495 | 16078.822 | 2364.8262 | 6126.8364 | 50524 |  | 6316
2016-09-18 14:00 | 9987.472 | 1547.8738 | 742.3423 | 1045.6376 | 2521.0286 | 12398.482 | 1381.1721 | 5535.1104 | 35159 |  | 4395
2016-09-18 15:00 | 6204.651 | 1254.2362 | 619.1225 | 752.413 | 2387.9785 | 10671.39 | 1165.5199 | 2101.4192 | 25157 |  | 3145
2016-09-18 16:00 | 3518.8015 | 769.6091 | 711.7798 | 630.4037 | 1704.5203 | 7416.357 | 505.9789 | 695.5909 | 15953 |  | 1994
2016-09-18 17:00 | 1128.8933 | 310.6295 | 246.346 | 226.2947 | 651.7687 | 3790.8516 | 133.1144 | 654.9925 | 7143 |  | 893
2016-09-18 18:00 | 134.6959 | 34.2344 | 24.7039 | 24.3257 | 49.4843 | 354.2496 | 14.4502 | 113.8894 | 750 |  | 94
2016-09-18 19:00 | 0 | 0 | 0 | 0 | 0 | 0 | 0 | 0 | 0 |  | 0
2016-09-18 20:00 | 0 | 0 | 0 | 0 | 0 | 0 | 0 | 0 | 0 |  | 0
2016-09-18 21:00 | 0 | 0 | 0 | 0 | 0 | 0 | 0 | 0 | 0 |  | 0
2016-09-18 22:00 | 0 | 0 | 0 | 0 | 0 | 0 | 0 | 0 | 0 |  | 0
2016-09-18 23:00 | 0 | 0 | 0 | 0 | 0 | 0 | 0 | 0 | 0 |  | 0
2016-09-19 | 0 | 0 | 0 | 0 | 0 | 0 | 0 | 0 | 0 |  | 0
2016-09-19 01:00 | 0 | 0 | 0 | 0 | 0 | 0 | 0 | 0 | 0 |  | 0
2016-09-19 02:00 | 0 | 0 | 0 | 0 | 0 | 0 | 0 | 0 | 0 |  | 0
2016-09-19 03:00 | 0 | 0 | 0 | 0 | 0 | 0 | 0 | 0 | 0 |  | 0
2016-09-19 04:00 | 0 | 0 | 0 | 0 | 0 | 0 | 0 | 0 | 0 |  | 0
2016-09-19 05:00 | 0 | 0 | 0 | 0 | 0 | 0 | 0 | 0 | 0 |  | 0
2016-09-19 06:00 | 0 | 0 | 0 | 0 | 0 | 21.8036 | 0 | 0 | 22 |  | 3
2016-09-19 07:00 | 1237.8691 | 113.6973 | 58.6828 | 87.4284 | 242.6776 | 970.1443 | 18.8778 | 267.2017 | 2997 |  | 375
2016-09-19 08:00 | 5340.4463 | 598.7473 | 461.7415 | 504.4492 | 1366.3546 | 7152.1426 | 439.6947 | 1538.2106 | 17402 |  | 2175
2016-09-19 09:00 | 5077.352 | 746.516 | 593.7792 | 674.1357 | 1794.7903 | 10286.664 | 724.4675 | 2278.5173 | 22176 |  | 2772
2016-09-19 10:00 | 5347.478 | 482.8725 | 391.5784 | 475.0329 | 1034.2834 | 6602.409 | 680.4136 | 2414.7195 | 17429 |  | 2179
2016-09-19 11:00 | 5496.2295 | 802.203 | 632.2028 | 673.9882 | 1983.5903 | 9514.469 | 783.3248 | 2771.5806 | 22658 |  | 2832
2016-09-19 12:00 | 8563.323 | 760.7055 | 388.2833 | 429.7061 | 1006.3251 | 6896.982 | 476.2123 | 2280.0977 | 20802 |  | 2600
2016-09-19 13:00 | 10484.538 | 786.1312 | 221.743 | 290.8631 | 714.744 | 4199.1855 | 374.9416 | 2805.3252 | 19877 |  | 2485
2016-09-19 14:00 | 10342.546 | 491.0032 | 204.618 | 325.4159 | 782.0898 | 4830.009 | 410.0496 | 2763.27 | 20149 |  | 2519
2016-09-19 15:00 | 11537.092 | 752.4431 | 338.7946 | 435.4607 | 1053.2242 | 3809.5298 | 676.634 | 2753.9734 | 21357 |  | 2670
2016-09-19 16:00 | 8144.627 | 59.4443 | 174.0335 | 321.9776 | 959.7417 | 2140.7625 | 422.219 | 2501.113 | 14724 |  | 1840
2016-09-19 17:00 | 3799.7522 | 121.1241 | 165.3504 | 119.0326 | 430.0984 | 1200.5997 | 311.2592 | 1495.1953 | 7642 |  | 955
2016-09-19 18:00 | 702.9299 | 0.13076 | 24.6129 | 11.2707 | 41.4585 | 255.6392 | 41.0049 | 306.5427 | 1384 |  | 173
2016-09-19 19:00 | 0 | 0 | 0 | 0 | 0 | 0 | 0 | 0 | 0 |  | 0
2016-09-19 20:00 | 0 | 0 | 0 | 0 | 0 | 0 | 0 | 0 | 0 |  | 0
2016-09-19 21:00 | 0 | 0 | 0 | 0 | 0 | 0 | 0 | 0 | 0 |  | 0
2016-09-19 22:00 | 0 | 0 | 0 | 0 | 0 | 0 | 0 | 0 | 0 |  | 0
2016-09-19 23:00 | 0 | 0 | 0 | 0 | 0 | 0 | 0 | 0 | 0 |  | 0
2016-09-20 | 0 | 0 | 0 | 0 | 0 | 0 | 0 | 0 | 0 |  | 0
2016-09-20 01:00 | 0 | 0 | 0 | 0 | 0 | 0 | 0 | 0 | 0 |  | 0
2016-09-20 02:00 | 0 | 0 | 0 | 0 | 0 | 0 | 0 | 0 | 0 |  | 0
2016-09-20 03:00 | 0 | 0 | 0 | 0 | 0 | 0 | 0 | 0 | 0 |  | 0
2016-09-20 04:00 | 0 | 0 | 0 | 0 | 0 | 0 | 0 | 0 | 0 |  | 0
2016-09-20 05:00 | 0 | 0 | 0 | 0 | 0 | 0 | 0 | 0 | 0 |  | 0
2016-09-20 06:00 | 1.0977 | 0 | 0 | 2.1172 | 0.62276 | 30.9365 | 0 | 0 | 35 |  | 4
2016-09-20 07:00 | 1351.3634 | 78.5893 | 102.4841 | 95.3182 | 70.3091 | 1693.0095 | 177.7697 | 750.3081 | 4319 |  | 540
2016-09-20 08:00 | 5810.289 | 407.1931 | 505.5016 | 299.2953 | 983.579 | 7962.0684 | 431.6864 | 3053.035 | 19453 |  | 2432
2016-09-20 09:00 | 16217.205 | 3304.0664 | 557.263 | 866.9798 | 1993.7924 | 12393.27 | 1387.1003 | 9322.981 | 46043 |  | 5755
2016-09-20 10:00 | 22878.96 | 5638.325 | 2287.8896 | 2109.2031 | 4240.6436 | 21646.195 | 2663.0679 | 8776.79 | 70241 |  | 8780
2016-09-20 11:00 | 28929.578 | 4634.0474 | 3164.2002 | 2753.7964 | 4261.6196 | 23273.197 | 4614.608 | 13154.79 | 84786 |  | 10598
2016-09-20 12:00 | 28204.06 | 3386.6157 | 3200.5269 | 2786.8264 | 9534.45 | 24159.178 | 5134.174 | 11575.209 | 87981 |  | 10998
2016-09-20 13:00 | 27624.008 | 2233.907 | 3226.2646 | 2732.249 | 9014.531 | 25893.79 | 5192.399 | 13545.495 | 89463 |  | 11183
2016-09-20 14:00 | 25600.29 | 1623.7427 | 2362.2566 | 2334.3008 | 7955.977 | 28542.893 | 4678.459 | 11230.08 | 84328 |  | 10541
2016-09-20 15:00 | 21020.25 | 711.5187 | 1495.7098 | 1694.1005 | 6197.4214 | 24292.809 | 1981.5933 | 9347.244 | 66741 |  | 8343
2016-09-20 16:00 | 14661.248 | 465.8678 | 576.8744 | 812.0665 | 3586.8743 | 17017.172 | 350.9665 | 6209.389 | 43680 |  | 5460
2016-09-20 17:00 | 6053.504 | 259.9302 | 208.3316 | 231.927 | 1399.8906 | 7666.698 | 147.0426 | 2350.0918 | 18317 |  | 2290
2016-09-20 18:00 | 519.4835 | 69.9575 | 47.9413 | 55.5084 | 205.7707 | 1159.7177 | 37.9933 | 196.5067 | 2293 |  | 287
2016-09-20 19:00 | 0 | 0 | 0 | 0 | 0 | 0 | 0 | 0 | 0 |  | 0
2016-09-20 20:00 | 0 | 0 | 0 | 0 | 0 | 0 | 0 | 0 | 0 |  | 0
2016-09-20 21:00 | 0 | 0 | 0 | 0 | 0 | 0 | 0 | 0 | 0 |  | 0
2016-09-20 22:00 | 0 | 0 | 0 | 0 | 0 | 0 | 0 | 0 | 0 |  | 0
2016-09-20 23:00 | 0 | 0 | 0 | 0 | 0 | 0 | 0 | 0 | 0 |  | 0
2016-09-21 | 0 | 0 | 0 | 0 | 0 | 0 | 0 | 0 | 0 |  | 0
2016-09-21 01:00 | 0 | 0 | 0 | 0 | 0 | 0 | 0 | 0 | 0 |  | 0
2016-09-21 02:00 | 0 | 0 | 0 | 0 | 0 | 0 | 0 | 0 | 0 |  | 0
2016-09-21 03:00 | 0 | 0 | 0 | 0 | 0 | 0 | 0 | 0 | 0 |  | 0
2016-09-21 04:00 | 0 | 0 | 0 | 0 | 0 | 0 | 0 | 0 | 0 |  | 0
2016-09-21 05:00 | 0 | 0 | 0 | 0 | 0 | 0 | 0 | 0 | 0 |  | 0
2016-09-21 06:00 | 0.15041 | 1.4128 | 0 | 24.0409 | 0.10705 | 392.4873 | 3.1517 | 19.0069 | 440 |  | 55
2016-09-21 07:00 | 1371.1886 | 0 | 14.4358 | 1153.7971 | 176.6997 | 7860.2427 | 119.3841 | 2648.5059 | 13344 |  | 1668
2016-09-21 08:00 | 5593.2495 | 2012.8795 | 915.0562 | 2143.684 | 884.558 | 17401.52 | 255.7725 | 7390.833 | 36598 |  | 4575
2016-09-21 09:00 | 19636.926 | 4340.642 | 3230.6868 | 2400.484 | 3197.8193 | 22338.385 | 2060.7405 | 10757.523 | 67963 |  | 8495
2016-09-21 10:00 | 25346.498 | 6723.9 | 4024.1277 | 3176.6235 | 8505.646 | 29629.973 | 3788.9634 | 12612.733 | 93808 |  | 11726
2016-09-21 11:00 | 25920.705 | 5345.0913 | 3991.5728 | 3427.13 | 8795.319 | 35657.04 | 4673.01 | 12649.62 | 100459 |  | 12557
2016-09-21 12:00 | 24552.947 | 3623.4836 | 3676.1182 | 3105.6199 | 0 | 33227.137 | 4703.834 | 12146.553 | 85036 |  | 10629
2016-09-21 13:00 | 23510.396 | 2485.563 | 2471.7988 | 2430.7898 | 0 | 28936.244 | 5330.833 | 14424.062 | 79590 |  | 9949
2016-09-21 14:00 | 22573.889 | 1869.8563 | 1904.7295 | 2030.0153 | 5859.311 | 26458.588 | 4403.648 | 11582.549 | 76683 |  | 9585
2016-09-21 15:00 | 14164.908 | 1168.1588 | 1373.8751 | 1346.4574 | 4963.8564 | 19684.129 | 1876.839 | 9569.283 | 54148 |  | 6768
2016-09-21 16:00 | 11166.708 | 743.9275 | 592.7831 | 807.2142 | 3476.115 | 14862.912 | 631.6998 | 5459.448 | 37741 |  | 4718
2016-09-21 17:00 | 5494.117 | 362.0088 | 294.1636 | 296.1029 | 1422.791 | 6253.1763 | 276.7139 | 2454.1921 | 16853 |  | 2107
2016-09-21 18:00 | 758.6449 | 46.3098 | 38.621 | 40.0815 | 186.9168 | 758.77 | 37.1202 | 313.2447 | 2180 |  | 272
2016-09-21 19:00 | 0 | 0 | 0 | 0 | 0 | 0 | 0 | 0 | 0 |  | 0
2016-09-21 20:00 | 0 | 0 | 0 | 0 | 0 | 0 | 0 | 0 | 0 |  | 0
2016-09-21 21:00 | 0 | 0 | 0 | 0 | 0 | 0 | 0 | 0 | 0 |  | 0
2016-09-21 22:00 | 0 | 0 | 0 | 0 | 0 | 0 | 0 | 0 | 0 |  | 0
2016-09-21 23:00 | 0 | 0 | 0 | 0 | 0 | 0 | 0 | 0 | 0 |  | 0
2016-09-22 | 0 | 0 | 0 | 0 | 0 | 0 | 0 | 0 | 0 |  | 0
2016-09-22 01:00 | 0 | 0 | 0 | 0 | 0 | 0 | 0 | 0 | 0 |  | 0
2016-09-22 02:00 | 0 | 0 | 0 | 0 | 0 | 0 | 0 | 0 | 0 |  | 0
2016-09-22 03:00 | 0 | 0 | 0 | 0 | 0 | 0 | 0 | 0 | 0 |  | 0
2016-09-22 04:00 | 0 | 0 | 0 | 0 | 0 | 0 | 0 | 0 | 0 |  | 0
2016-09-22 05:00 | 0 | 0 | 0 | 0 | 0 | 0 | 0 | 0 | 0 |  | 0
2016-09-22 06:00 | 26.9368 | 7.5241 | 0 | 10.5349 | 0.37608 | 278.7236 | 3.3734 | 24.2853 | 352 |  | 44
2016-09-22 07:00 | 3206.6543 | 243.9193 | 0.0041466 | 978.0322 | 143.1119 | 7513.892 | 195.7344 | 2470.0557 | 14751 |  | 1844
2016-09-22 08:00 | 11156.289 | 1870.094 | 752.4195 | 2122.2764 | 550.4014 | 7554.5854 | 455.1437 | 6783.1475 | 31244 |  | 3906
2016-09-22 09:00 | 19694.812 | 5311.534 | 3484.9404 | 2821.3657 | 2854.236 | 13299.487 | 1314.5803 | 10599.366 | 59380 |  | 7423
2016-09-22 10:00 | 25014.66 | 6615.6855 | 3898.1667 | 3106.145 | 8234.611 | 29977.441 | 3826.499 | 12645.088 | 93318 |  | 11665
2016-09-22 11:00 | 27764.92 | 5214.156 | 3966.498 | 3184.5396 | 9960.812 | 33492.543 | 4578.5327 | 13106.34 | 101268 |  | 12659
2016-09-22 12:00 | 28905.93 | 3257.0288 | 3775.48 | 3092.7993 | 10053.703 | 35318.38 | 5060.304 | 13412.83 | 102876 |  | 12860
2016-09-22 13:00 | 28347.014 | 1870.8179 | 3330.168 | 2833.186 | 9388.641 | 35024.6 | 5201.9575 | 13726.234 | 99723 |  | 12465
2016-09-22 14:00 | 25915.459 | 1318.3396 | 2560.5457 | 2352.6948 | 8074.93 | 32106.545 | 4930.737 | 12034.011 | 89293 |  | 11162
2016-09-22 15:00 | 20759.816 | 559.3101 | 1469.8441 | 1615.4403 | 5979.4517 | 26117.03 | 1690.049 | 9527.608 | 67719 |  | 8465
2016-09-22 16:00 | 14651.605 | 351.4332 | 415.955 | 718.3505 | 3377.2493 | 17193.18 | 278.0095 | 6119.6724 | 43105 |  | 5388
2016-09-22 17:00 | 5384.5986 | 203.6644 | 144.9604 | 155.1156 | 1112.8304 | 6821.241 | 125.6982 | 2188.911 | 16137 |  | 2017
2016-09-22 18:00 | 202.0689 | 24.1547 | 22.0927 | 26.1785 | 96.3372 | 749.5745 | 11.163 | 132.6085 | 1264 |  | 158
2016-09-22 19:00 | 0 | 0 | 0 | 0 | 0 | 0 | 0 | 0 | 0 |  | 0
2016-09-22 20:00 | 0 | 0 | 0 | 0 | 0 | 0 | 0 | 0 | 0 |  | 0
2016-09-22 21:00 | 0 | 0 | 0 | 0 | 0 | 0 | 0 | 0 | 0 |  | 0
2016-09-22 22:00 | 0 | 0 | 0 | 0 | 0 | 0 | 0 | 0 | 0 |  | 0
2016-09-22 23:00 | 0 | 0 | 0 | 0 | 0 | 0 | 0 | 0 | 0 |  | 0
2016-09-23 | 0 | 0 | 0 | 0 | 0 | 0 | 0 | 0 | 0 |  | 0
2016-09-23 01:00 | 0 | 0 | 0 | 0 | 0 | 0 | 0 | 0 | 0 |  | 0
2016-09-23 02:00 | 0 | 0 | 0 | 0 | 0 | 0 | 0 | 0 | 0 |  | 0
2016-09-23 03:00 | 0 | 0 | 0 | 0 | 0 | 0 | 0 | 0 | 0 |  | 0
2016-09-23 04:00 | 0 | 0 | 0 | 0 | 0 | 0 | 0 | 0 | 0 |  | 0
2016-09-23 05:00 | 0 | 0 | 0 | 0 | 0 | 0 | 0 | 0 | 0 |  | 0
2016-09-23 06:00 | 0 | 1.0995 | 0 | 0 | 0.094418 | 23.1822 | 1.4543 | 0 | 26 |  | 3
2016-09-23 07:00 | 617.9418 | 164.8911 | 154.4585 | 204.883 | 590.7129 | 1569.4813 | 123.0411 | 243.7295 | 3669 |  | 459
2016-09-23 08:00 | 2666.1997 | 599.9526 | 679.5386 | 614.4953 | 1437.3782 | 7637.0796 | 180.1815 | 745.1626 | 14560 |  | 1820
2016-09-23 09:00 | 8792.189 | 1279.3949 | 858.6356 | 625.9327 | 1969.6466 | 9623.316 | 674.6711 | 1907.7478 | 25732 |  | 3216
2016-09-23 10:00 | 8702.165 | 758.9861 | 997.5726 | 814.1624 | 2148.828 | 9155.339 | 544.1105 | 3752.1802 | 26873 |  | 3359
2016-09-23 11:00 | 12925.378 | 876.2428 | 858.9956 | 670.403 | 2149.3198 | 7123.7 | 498.5595 | 3691.2292 | 28794 |  | 3599
2016-09-23 12:00 | 13747.13 | 1800.4193 | 941.1122 | 1274.2673 | 3439.8267 | 7141.8096 | 518.031 | 3240.725 | 32103 |  | 4013
2016-09-23 13:00 | 20066.299 | 1723.9066 | 719.719 | 1092.7151 | 2416.217 | 12251.411 | 593.5408 | 2140.0352 | 41004 |  | 5125
2016-09-23 14:00 | 25867.031 | 1928.7715 | 1646.7285 | 1837.3998 | 7484.4336 | 20855.07 | 568.2205 | 6689.1367 | 66877 |  | 8360
2016-09-23 15:00 | 19834.182 | 1165.3464 | 1387.8656 | 1330.1233 | 5333.193 | 12185.35 | 764.9294 | 4055.0842 | 46056 |  | 5757
2016-09-23 16:00 | 13799.033 | 833.7317 | 644.9796 | 765.6934 | 3563.5989 | 3782.178 | 294.1575 | 1734.2926 | 25418 |  | 3177
2016-09-23 17:00 | 4258.944 | 308.9799 | 154.2687 | 164.5375 | 673.1753 | 787.7397 | 29.9847 | 670.9384 | 7049 |  | 881
2016-09-23 18:00 | 167.3103 | 0.7041 | 0 | 0 | 0.81877 | 0.028164 | 0 | 10.5806 | 179 |  | 22
2016-09-23 19:00 | 0 | 0 | 0 | 0 | 0 | 0 | 0 | 0 | 0 |  | 0
2016-09-23 20:00 | 0 | 0 | 0 | 0 | 0 | 0 | 0 | 0 | 0 |  | 0
2016-09-23 21:00 | 0 | 0 | 0 | 0 | 0 | 0 | 0 | 0 | 0 |  | 0
2016-09-23 22:00 | 0 | 0 | 0 | 0 | 0 | 0 | 0 | 0 | 0 |  | 0
2016-09-23 23:00 | 0 | 0 | 0 | 0 | 0 | 0 | 0 | 0 | 0 |  | 0
2016-09-24 | 0 | 0 | 0 | 0 | 0 | 0 | 0 | 0 | 0 |  | 0
2016-09-24 01:00 | 0 | 0 | 0 | 0 | 0 | 0 | 0 | 0 | 0 |  | 0
2016-09-24 02:00 | 0 | 0 | 0 | 0 | 0 | 0 | 0 | 0 | 0 |  | 0
2016-09-24 03:00 | 0 | 0 | 0 | 0 | 0 | 0 | 0 | 0 | 0 |  | 0
2016-09-24 04:00 | 0 | 0 | 0 | 0 | 0 | 0 | 0 | 0 | 0 |  | 0
2016-09-24 05:00 | 0 | 0 | 0 | 0 | 0 | 0 | 0 | 0 | 0 |  | 0
2016-09-24 06:00 | 18.2795 | 9.2104 | 0 | 0.89249 | 0 | 366.9474 | 0.98663 | 35.0325 | 431 |  | 54
2016-09-24 07:00 | 3623.252 | 259.7685 | 0 | 1059.3018 | 81.0335 | 8028.5884 | 132.6445 | 1598.1185 | 14783 |  | 1848
2016-09-24 08:00 | 11430.669 | 1603.2877 | 632.0898 | 2359.6694 | 1020.4515 | 18082.092 | 264.8875 | 7674.257 | 43067 |  | 5383
2016-09-24 09:00 | 19970.535 | 4402.761 | 3343.404 | 2667.671 | 2914.2954 | 26509.246 | 1527.1072 | 11474.281 | 72809 |  | 9101
2016-09-24 10:00 | 26725.293 | 6723.326 | 3700.9893 | 3203.1687 | 7831.594 | 31987.271 | 4007.2632 | 13874.6 | 98054 |  | 12257
2016-09-24 11:00 | 30627.484 | 5160.4307 | 3818.909 | 1888.8972 | 7929.643 | 36925.863 | 2913.5122 | 12220.184 | 101485 |  | 12686
2016-09-24 12:00 | 32066.615 | 3649.8533 | 3488.2014 | 2880.8074 | 9691.943 | 30590.783 | 3398.501 | 11344.853 | 97112 |  | 12139
2016-09-24 13:00 | 16612.182 | 2211.406 | 3307.876 | 2108.2932 | 8084.0493 | 27936.715 | 2076.842 | 7930.4385 | 70268 |  | 8783
2016-09-24 14:00 | 22494.812 | 1798.4161 | 2361.1624 | 2081.1904 | 8078.869 | 25037.27 | 4453.284 | 8366.217 | 74671 |  | 9334
2016-09-24 15:00 | 18795.451 | 970.7368 | 1276.8962 | 1665.697 | 6311.8 | 22322.557 | 1891.601 | 9699.206 | 62934 |  | 7867
2016-09-24 16:00 | 16598.271 | 471.2552 | 422.9317 | 912.6585 | 2694.6973 | 18491.84 | 304.029 | 4455.808 | 44351 |  | 5544
2016-09-24 17:00 | 5665.5625 | 240.0725 | 123.8273 | 148.3099 | 1055.6212 | 5464.4033 | 114.7927 | 1787.5972 | 14600 |  | 1825
2016-09-24 18:00 | 213.5276 | 16.1199 | 20.6764 | 25.6876 | 110.4554 | 656.4037 | 11.1127 | 109.2021 | 1163 |  | 145
2016-09-24 19:00 | 0 | 0 | 0 | 0 | 0 | 0 | 0 | 0 | 0 |  | 0
2016-09-24 20:00 | 0 | 0 | 0 | 0 | 0 | 0 | 0 | 0 | 0 |  | 0
2016-09-24 21:00 | 0 | 0 | 0 | 0 | 0 | 0 | 0 | 0 | 0 |  | 0
2016-09-24 22:00 | 0 | 0 | 0 | 0 | 0 | 0 | 0 | 0 | 0 |  | 0
2016-09-24 23:00 | 0 | 0 | 0 | 0 | 0 | 0 | 0 | 0 | 0 |  | 0
2016-09-25 | 0 | 0 | 0 | 0 | 0 | 0 | 0 | 0 | 0 |  | 0
2016-09-25 01:00 | 0 | 0 | 0 | 0 | 0 | 0 | 0 | 0 | 0 |  | 0
2016-09-25 02:00 | 0 | 0 | 0 | 0 | 0 | 0 | 0 | 0 | 0 |  | 0
2016-09-25 03:00 | 0 | 0 | 0 | 0 | 0 | 0 | 0 | 0 | 0 |  | 0
2016-09-25 04:00 | 0 | 0 | 0 | 0 | 0 | 0 | 0 | 0 | 0 |  | 0
2016-09-25 05:00 | 0 | 0 | 0 | 0 | 0 | 0 | 0 | 0 | 0 |  | 0
2016-09-25 06:00 | 8.5121 | 8.6862 | 0 | 0 | 0 | 176.5514 | 1.1686 | 19.3868 | 214 |  | 27
2016-09-25 07:00 | 2221.2244 | 268.2187 | 0 | 1066.0419 | 29.5469 | 7411.1543 | 117.798 | 2329.4763 | 13443 |  | 1680
2016-09-25 08:00 | 5949.355 | 2195.5796 | 763.2164 | 2382.6648 | 467.0093 | 18014.094 | 250.3613 | 7634.4175 | 37657 |  | 4707
2016-09-25 09:00 | 17555.666 | 5859.9326 | 3737.9932 | 3095.3584 | 2413.7136 | 26534.14 | 2097.939 | 11618.112 | 72913 |  | 9114
2016-09-25 10:00 | 26418.73 | 7091.4814 | 4316.3115 | 3520.5886 | 8694.712 | 32958.336 | 4083.8518 | 10146.932 | 97231 |  | 12154
2016-09-25 11:00 | 30172.115 | 5488.6675 | 4488.115 | 3682.3635 | 11279.212 | 37282.035 | 5028.281 | 13324.169 | 110745 |  | 13843
2016-09-25 12:00 | 32166.37 | 3220.9045 | 4208.8154 | 3546.3281 | 11315.632 | 39082.51 | 5142.9307 | 10135.099 | 108819 |  | 13602
2016-09-25 13:00 | 31746.559 | 1921.4147 | 3669.2822 | 3195.414 | 10477.067 | 38065.004 | 5530.8354 | 13489.18 | 108095 |  | 13512
2016-09-25 14:00 | 28632.99 | 1233.7509 | 2790.0024 | 2605.6023 | 8912.984 | 34443.703 | 5431.7715 | 13756.968 | 97808 |  | 12226
2016-09-25 15:00 | 23594.998 | 481.189 | 1572.7134 | 1778.6149 | 6625.575 | 28044.184 | 1802.148 | 11017.63 | 74917 |  | 9365
2016-09-25 16:00 | 16077.482 | 324.4017 | 393.4137 | 761.8781 | 3777.1306 | 18544.355 | 242.6797 | 7155.102 | 47276 |  | 5910
2016-09-25 17:00 | 5639.773 | 184.5832 | 136.6902 | 132.6326 | 1164.0569 | 7286.767 | 96.0233 | 2476.816 | 17117 |  | 2140
2016-09-25 18:00 | 160.0234 | 11.9737 | 19.401 | 22.4468 | 96.989 | 635.1881 | 7.383 | 125.5333 | 1079 |  | 135
2016-09-25 19:00 | 0 | 0 | 0 | 0 | 0 | 0 | 0 | 0 | 0 |  | 0
2016-09-25 20:00 | 0 | 0 | 0 | 0 | 0 | 0 | 0 | 0 | 0 |  | 0
2016-09-25 21:00 | 0 | 0 | 0 | 0 | 0 | 0 | 0 | 0 | 0 |  | 0
2016-09-25 22:00 | 0 | 0 | 0 | 0 | 0 | 0 | 0 | 0 | 0 |  | 0
2016-09-25 23:00 | 0 | 0 | 0 | 0 | 0 | 0 | 0 | 0 | 0 |  | 0
2016-09-26 | 0 | 0 | 0 | 0 | 0 | 0 | 0 | 0 | 0 |  | 0
2016-09-26 01:00 | 0 | 0 | 0 | 0 | 0 | 0 | 0 | 0 | 0 |  | 0
2016-09-26 02:00 | 0 | 0 | 0 | 0 | 0 | 0 | 0 | 0 | 0 |  | 0
2016-09-26 03:00 | 0 | 0 | 0 | 0 | 0 | 0 | 0 | 0 | 0 |  | 0
2016-09-26 04:00 | 0 | 0 | 0 | 0 | 0 | 0 | 0 | 0 | 0 |  | 0
2016-09-26 05:00 | 0 | 0 | 0 | 0 | 0 | 0 | 0 | 0 | 0 |  | 0
2016-09-26 06:00 | 15.3477 | 2.8988 | 0 | 0 | 0 | 282.4507 | 1.1434 | 20.0119 | 322 |  | 40
2016-09-26 07:00 | 3934.751 | 246.356 | 0 | 1082.858 | 24.1243 | 7899.9272 | 113.827 | 2026.8995 | 15329 |  | 1916
2016-09-26 08:00 | 11630.604 | 1775.7915 | 805.4196 | 2412.9019 | 459.1444 | 18528.762 | 251.2849 | 6946.085 | 42810 |  | 5351
2016-09-26 09:00 | 20990.258 | 5751.7036 | 3608.6885 | 3045.046 | 2372.3071 | 26242.973 | 2162.5288 | 11388.747 | 75562 |  | 9445
2016-09-26 10:00 | 26345.541 | 7019.741 | 4177.355 | 3387.9666 | 8187.786 | 32282.602 | 4087.1133 | 13743.354 | 99231 |  | 12404
2016-09-26 11:00 | 28778.951 | 5474.0938 | 4295.513 | 3496.0542 | 10935.365 | 35996.785 | 4970.693 | 10443.704 | 104391 |  | 13049
2016-09-26 12:00 | 31209.834 | 3427.8096 | 3967.1294 | 3299.7356 | 10603.22 | 37364.023 | 5418.0635 | 11587.524 | 106877 |  | 13360
2016-09-26 13:00 | 31069.617 | 2259.164 | 3243.9355 | 2681.5889 | 9168.221 | 35993.535 | 5041.8096 | 12729.136 | 102187 |  | 12773
2016-09-26 14:00 | 26343.191 | 1454.9493 | 2649.0996 | 2424.6199 | 8585.911 | 30759.209 | 4678.825 | 12557.188 | 89453 |  | 11182
2016-09-26 15:00 | 19043.904 | 686.7445 | 1534.7583 | 1549.144 | 6189.9336 | 26742.486 | 1881.1058 | 9856.253 | 67484 |  | 8436
2016-09-26 16:00 | 6691.701 | 323.8002 | 415.784 | 726.3511 | 3530.1238 | 17247.236 | 377.7404 | 4334.089 | 33647 |  | 4206
2016-09-26 17:00 | 4144.141 | 255.0196 | 155.2202 | 205.823 | 821.9722 | 4536.289 | 195.0402 | 802.7683 | 11116 |  | 1390
2016-09-26 18:00 | 273.9948 | 19.5499 | 6.4918 | 16.0314 | 33.6319 | 261.8694 | 14.6876 | 103.4828 | 730 |  | 91
2016-09-26 19:00 | 0.080469 | 0 | 0 | 0 | 0 | 0 | 0 | 0 | 0 |  | 0
2016-09-26 20:00 | 0 | 0 | 0 | 0 | 0 | 0 | 0 | 0 | 0 |  | 0
2016-09-26 21:00 | 0 | 0 | 0 | 0 | 0 | 0 | 0 | 0 | 0 |  | 0
2016-09-26 22:00 | 0 | 0 | 0 | 0 | 0 | 0 | 0 | 0 | 0 |  | 0
2016-09-26 23:00 | 0 | 0 | 0 | 0 | 0 | 0 | 0 | 0 | 0 |  | 0
2016-09-27 | 0 | 0 | 0 | 0 | 0 | 0 | 0 | 0 | 0 |  | 0
2016-09-27 01:00 | 0 | 0 | 0 | 0 | 0 | 0 | 0 | 0 | 0 |  | 0
2016-09-27 02:00 | 0 | 0 | 0 | 0 | 0 | 0 | 0 | 0 | 0 |  | 0
2016-09-27 03:00 | 0 | 0 | 0 | 0 | 0 | 0 | 0 | 0 | 0 |  | 0
2016-09-27 04:00 | 0 | 0 | 0 | 0 | 0 | 0 | 0 | 0 | 0 |  | 0
2016-09-27 05:00 | 0 | 0 | 0 | 0 | 0 | 0 | 0 | 0 | 0 |  | 0
2016-09-27 06:00 | 0 | 0 | 0 | 0 | 0 | 0 | 0 | 0 | 0 |  | 0
2016-09-27 07:00 | 638.6201 | 84.2887 | 0.55781 | 31.87 | 87.3645 | 633.1174 | 47.6585 | 131.2635 | 1655 |  | 207
2016-09-27 08:00 | 3733.0645 | 755.0669 | 285.3953 | 298.5888 | 877.5011 | 3277.8254 | 369.5854 | 2046.1736 | 11643 |  | 1455
2016-09-27 09:00 | 4962.916 | 1467.8813 | 940.1162 | 685.6532 | 2166.4324 | 8039.9644 | 961.8195 | 4165.723 | 23391 |  | 2924
2016-09-27 10:00 | 7338.6377 | 2005.7155 | 1414.0192 | 1263.974 | 3498.4358 | 19990.275 | 1605.4047 | 4438.575 | 41555 |  | 5194
2016-09-27 11:00 | 17891.236 | 2899.736 | 1674.9097 | 1560.8511 | 4375.7085 | 18605.004 | 1474.7236 | 7901.13 | 56383 |  | 7048
2016-09-27 12:00 | 20651.658 | 2540.696 | 2486.4658 | 1905.7095 | 6061.3496 | 20770.564 | 2188.351 | 8522.621 | 65127 |  | 8141
2016-09-27 13:00 | 25356.389 | 2408.7063 | 2118.3015 | 2176.3508 | 6805.196 | 23759.35 | 3084.5908 | 11219.26 | 76928 |  | 9616
2016-09-27 14:00 | 25757.686 | 1696.244 | 1987.563 | 1969.0421 | 6544.107 | 24210.115 | 3301.2756 | 10648.966 | 76115 |  | 9514
2016-09-27 15:00 | 21538.791 | 967.9827 | 1343.5364 | 1599.5618 | 5778.982 | 22205.908 | 1787.5488 | 9854.659 | 65077 |  | 8135
2016-09-27 16:00 | 14288.314 | 627.2811 | 592.259 | 840.3482 | 3767.3013 | 11857.068 | 883.2159 | 6026.377 | 38882 |  | 4860
2016-09-27 17:00 | 4572.007 | 211.9416 | 240.2475 | 222.477 | 1335.4432 | 6789.096 | 165.2778 | 1948.5245 | 15485 |  | 1936
2016-09-27 18:00 | 131.6977 | 8.6524 | 17.1197 | 20.8444 | 87.3649 | 493.3278 | 9.0397 | 72.6351 | 841 |  | 105
2016-09-27 19:00 | 0 | 0 | 0 | 0 | 0 | 0 | 0 | 0 | 0 |  | 0
2016-09-27 20:00 | 0 | 0 | 0 | 0 | 0 | 0 | 0 | 0 | 0 |  | 0
2016-09-27 21:00 | 0 | 0 | 0 | 0 | 0 | 0 | 0 | 0 | 0 |  | 0
2016-09-27 22:00 | 0 | 0 | 0 | 0 | 0 | 0 | 0 | 0 | 0 |  | 0
2016-09-27 23:00 | 0 | 0 | 0 | 0 | 0 | 0 | 0 | 0 | 0 |  | 0
2016-09-28 | 0 | 0 | 0 | 0 | 0 | 0 | 0 | 0 | 0 |  | 0
2016-09-28 01:00 | 0 | 0 | 0 | 0 | 0 | 0 | 0 | 0 | 0 |  | 0
2016-09-28 02:00 | 0 | 0 | 0 | 0 | 0 | 0 | 0 | 0 | 0 |  | 0
2016-09-28 03:00 | 0 | 0 | 0 | 0 | 0 | 0 | 0 | 0 | 0 |  | 0
2016-09-28 04:00 | 0 | 0 | 0 | 0 | 0 | 0 | 0 | 0 | 0 |  | 0
2016-09-28 05:00 | 0 | 0 | 0 | 0 | 0 | 0 | 0 | 0 | 0 |  | 0
2016-09-28 06:00 | 1.9799 | 0 | 0 | 0 | 0 | 0 | 0 | 0 | 2 |  | 0
2016-09-28 07:00 | 1472.9502 | 10.507 | 0 | 2.6424 | 6.2886 | 348.7174 | 8.7812 | 122.0987 | 1972 |  | 246
2016-09-28 08:00 | 1836.2637 | 120.0326 | 73.4965 | 107.4674 | 306.7931 | 1527.1038 | 77.0641 | 434.2585 | 4482 |  | 560
2016-09-28 09:00 | 3577.5635 | 194.8365 | 178.3083 | 170.5695 | 455.3012 | 1564.6447 | 220.8356 | 758.4035 | 7120 |  | 890
2016-09-28 10:00 | 5390.273 | 294.2233 | 206.7861 | 187.763 | 616.9112 | 2418.0215 | 267.2572 | 1308.4336 | 10690 |  | 1336
2016-09-28 11:00 | 3470.9197 | 288.7362 | 250.853 | 258.1785 | 757.0738 | 2995.3535 | 456.47 | 1161.0995 | 9639 |  | 1205
2016-09-28 12:00 | 4644.2393 | 517.4277 | 317.4047 | 280.0691 | 1018.0954 | 4322.7305 | 449.4471 | 2512.8706 | 14062 |  | 1758
2016-09-28 13:00 | 7886.9546 | 698.4403 | 276.5417 | 323.481 | 834.0218 | 4396.9204 | 564.1992 | 2076.626 | 17057 |  | 2132
2016-09-28 14:00 | 8662.442 | 441.7178 | 370.5189 | 334.3897 | 1171.7135 | 4516.075 | 712.8854 | 2606.848 | 18817 |  | 2352
2016-09-28 15:00 | 5956.7812 | 584.4576 | 477.4956 | 496.2242 | 1329.0098 | 8009.733 | 1092.3107 | 4192.6313 | 22139 |  | 2767
2016-09-28 16:00 | 3823.6892 | 633.4719 | 507.4742 | 599.3564 | 2248.2542 | 9797.94 | 725.5073 | 3882.2349 | 22218 |  | 2777
2016-09-28 17:00 | 1835.2461 | 310.2641 | 183.5877 | 235.0502 | 759.7598 | 2923.0283 | 224.7633 | 1114.6903 | 7586 |  | 948
2016-09-28 18:00 | 71.6084 | 16.3995 | 3.9731 | 7.2196 | 22.2385 | 127.0219 | 2.3351 | 89.4315 | 340 |  | 43
2016-09-28 19:00 | 0 | 0 | 0 | 0 | 0 | 0 | 0 | 0 | 0 |  | 0
2016-09-28 20:00 | 0 | 0 | 0 | 0 | 0 | 0 | 0 | 0 | 0 |  | 0
2016-09-28 21:00 | 0 | 0 | 0 | 0 | 0 | 0 | 0 | 0 | 0 |  | 0
2016-09-28 22:00 | 0 | 0 | 0 | 0 | 0 | 0 | 0 | 0 | 0 |  | 0
2016-09-28 23:00 | 0 | 0 | 0 | 0 | 0 | 0 | 0 | 0 | 0 |  | 0
2016-09-29 | 0 | 0 | 0 | 0 | 0 | 0 | 0 | 0 | 0 |  | 0
2016-09-29 01:00 | 0 | 0 | 0 | 0 | 0 | 0 | 0 | 0 | 0 |  | 0
2016-09-29 02:00 | 0 | 0 | 0 | 0 | 0 | 0 | 0 | 0 | 0 |  | 0
2016-09-29 03:00 | 0 | 0 | 0 | 0 | 0 | 0 | 0 | 0 | 0 |  | 0
2016-09-29 04:00 | 0 | 0 | 0 | 0 | 0 | 0 | 0 | 0 | 0 |  | 0
2016-09-29 05:00 | 0 | 0 | 0 | 0 | 0 | 0 | 0 | 0 | 0 |  | 0
2016-09-29 06:00 | 8.0306 | 3.3844 | 0 | 0.20945 | 0 | 58.9791 | 0 | 11.304 | 82 |  | 10
2016-09-29 07:00 | 3910.9172 | 285.3159 | 0 | 759.4577 | 48.5063 | 6454.144 | 98.701 | 2020.0806 | 13577 |  | 1697
2016-09-29 08:00 | 15441.1455 | 1573.0151 | 784.4907 | 2256.2412 | 500.3402 | 13807.486 | 237.3519 | 7318.2314 | 41918 |  | 5240
2016-09-29 09:00 | 22885.096 | 5650.126 | 3145.9763 | 2862.4377 | 1916.7179 | 25802.371 | 1965.5138 | 11137.339 | 75366 |  | 9421
2016-09-29 10:00 | 35627.402 | 6818.0654 | 3751.7476 | 3394.6199 | 7158.855 | 31714.701 | 3908.81 | 13602.769 | 105977 |  | 13247
2016-09-29 11:00 | 40973.44 | 5324.211 | 4221.0073 | 3553.1216 | 10601.326 | 35696.65 | 4826.0215 | 13789.836 | 118986 |  | 14873
2016-09-29 12:00 | 40425.105 | 3203.8933 | 4036.7268 | 3402.46 | 10731.943 | 38074.18 | 5309.016 | 13237.952 | 118421 |  | 14803
2016-09-29 13:00 | 41179.37 | 1786.6677 | 3470.425 | 3071.296 | 9933.048 | 37157.562 | 5443.1 | 13688.978 | 115730 |  | 14466
2016-09-29 14:00 | 37352.39 | 1060.6465 | 2603.3833 | 2478.6667 | 8406.606 | 33234.914 | 5207.557 | 12521.249 | 102865 |  | 12858
2016-09-29 15:00 | 29925.33 | 495.2107 | 1318.1927 | 1632.0571 | 5863.251 | 24901.463 | 1784.7908 | 9654.703 | 75575 |  | 9447
2016-09-29 16:00 | 19452.512 | 339.0732 | 373.7411 | 698.6659 | 3420.2637 | 16876.232 | 258.705 | 5795.6934 | 47215 |  | 5902
2016-09-29 17:00 | 6115.526 | 201.9584 | 138.0482 | 171.153 | 941.2228 | 4582.816 | 105.068 | 1694.0643 | 13950 |  | 1744
2016-09-29 18:00 | 500.5282 | 10.9035 | 6.9746 | 11.3763 | 44.5032 | 237.242 | 4.5183 | 50.1039 | 866 |  | 108
2016-09-29 19:00 | 0 | 0 | 0 | 0 | 0 | 0 | 0 | 0 | 0 |  | 0
2016-09-29 20:00 | 0 | 0 | 0 | 0 | 0 | 0 | 0 | 0 | 0 |  | 0
2016-09-29 21:00 | 0 | 0 | 0 | 0 | 0 | 0 | 0 | 0 | 0 |  | 0
2016-09-29 22:00 | 0 | 0 | 0 | 0 | 0 | 0 | 0 | 0 | 0 |  | 0
2016-09-29 23:00 | 0 | 0 | 0 | 0 | 0 | 0 | 0 | 0 | 0 |  | 0
2016-09-30 | 0 | 0 | 0 | 0 | 0 | 0 | 0 | 0 | 0 |  | 0
2016-09-30 01:00 | 0 | 0 | 0 | 0 | 0 | 0 | 0 | 0 | 0 |  | 0
2016-09-30 02:00 | 0 | 0 | 0 | 0 | 0 | 0 | 0 | 0 | 0 |  | 0
2016-09-30 03:00 | 0 | 0 | 0 | 0 | 0 | 0 | 0 | 0 | 0 |  | 0
2016-09-30 04:00 | 0 | 0 | 0 | 0 | 0 | 0 | 0 | 0 | 0 |  | 0
2016-09-30 05:00 | 0 | 0 | 0 | 0 | 0 | 0 | 0 | 0 | 0 |  | 0
2016-09-30 06:00 | 0 | 0 | 0 | 0 | 0 | 1.313 | 0 | 4.2262 | 6 |  | 1
2016-09-30 07:00 | 908.0612 | 143.4039 | 0 | 52.4557 | 61.3614 | 868.6562 | 164.0562 | 420.571 | 2619 |  | 327
2016-09-30 08:00 | 3693.1177 | 586.9899 | 362.4525 | 498.6538 | 1025.5806 | 3764.0105 | 481.3657 | 1536.7992 | 11949 |  | 1494
2016-09-30 09:00 | 5124.2153 | 1194.8239 | 1128.8705 | 1012.8536 | 2757.1904 | 8399.14 | 1008.4584 | 4683.056 | 25309 |  | 3164
2016-09-30 10:00 | 10373.782 | 2189.3147 | 3060.7175 | 2122.0425 | 5580.1934 | 9671.032 | 1828.9159 | 6621.9404 | 41448 |  | 5181
2016-09-30 11:00 | 40816.016 | 2407.0056 | 2736.1274 | 1972.2872 | 6545.149 | 20530.035 | 1830.1603 | 8053.6123 | 84890 |  | 10611
2016-09-30 12:00 | 31761.488 | 2398.7788 | 2353.8708 | 1950.9562 | 5432.2188 | 28076.035 | 3430.4888 | 9175.119 | 84579 |  | 10572
2016-09-30 13:00 | 33184.695 | 1881.654 | 1202.885 | 1348.8307 | 3688.112 | 17377.322 | 2816.4353 | 7622.522 | 69122 |  | 8640
2016-09-30 14:00 | 23478.793 | 1486.0325 | 682.6546 | 749.0936 | 2223.7336 | 7550.458 | 1559.6393 | 6427.229 | 44158 |  | 5520
2016-09-30 15:00 | 17738.14 | 1166.4639 | 477.4975 | 618.2856 | 1646.1511 | 5379.726 | 915.9184 | 6598.041 | 34540 |  | 4318
2016-09-30 16:00 | 6227.166 | 741.8394 | 318.2247 | 354.5423 | 1044.4742 | 4879.846 | 694.5036 | 3246.5256 | 17507 |  | 2188
2016-09-30 17:00 | 1660.6333 | 194.0041 | 101.1955 | 103.3038 | 260.1434 | 2051.102 | 257.1318 | 1074.0667 | 5702 |  | 713
2016-09-30 18:00 | 124.6484 | 7.212 | 0.859 | 0.21928 | 2.8385 | 43.8494 | 8.2068 | 45.9738 | 234 |  | 29
2016-09-30 19:00 | 0 | 0 | 0 | 0 | 0 | 0 | 0 | 0 | 0 |  | 0
2016-09-30 20:00 | 0 | 0 | 0 | 0 | 0 | 0 | 0 | 0 | 0 |  | 0
2016-09-30 21:00 | 0 | 0 | 0 | 0 | 0 | 0 | 0 | 0 | 0 |  | 0
2016-09-30 22:00 | 0 | 0 | 0 | 0 | 0 | 0 | 0 | 0 | 0 |  | 0
2016-09-30 23:00 | 0 | 0 | 0 | 0 | 0 | 0 | 0 | 0 | 0 |  | 0
2016-10-01 | 0 | 0 | 0 | 0 | 0 | 0 | 0 | 0 | 0 |  | 0
2016-10-01 01:00 | 0 | 0 | 0 | 0 | 0 | 0 | 0 | 0 | 0 |  | 0
2016-10-01 02:00 | 0 | 0 | 0 | 0 | 0 | 0 | 0 | 0 | 0 |  | 0
2016-10-01 03:00 | 0 | 0 | 0 | 0 | 0 | 0 | 0 | 0 | 0 |  | 0
2016-10-01 04:00 | 0 | 0 | 0 | 0 | 0 | 0 | 0 | 0 | 0 |  | 0
2016-10-01 05:00 | 0 | 0 | 0 | 0 | 0 | 0 | 0 | 0 | 0 |  | 0
2016-10-01 06:00 | 0 | 0 | 0 | 0 | 0 | 0 | 0 | 0 | 0 |  | 0
2016-10-01 07:00 | 58.5231 | 54.7224 | 0 | 14.8613 | 81.8016 | 377.1813 | 57.7361 | 230.9638 | 876 |  | 109
2016-10-01 08:00 | 4028.199 | 428.7252 | 149.4165 | 211.5981 | 860.3536 | 1787.7466 | 413.4424 | 849.1741 | 8729 |  | 1091
2016-10-01 09:00 | 7685.6655 | 656.1966 | 200.5739 | 383.5633 | 1077.5983 | 2892.4934 | 493.3013 | 1590.6951 | 14980 |  | 1873
2016-10-01 10:00 | 6639.97 | 982.6041 | 789.0275 | 816.2808 | 2093.964 | 5295.9663 | 810.6014 | 2447.4526 | 19876 |  | 2484
2016-10-01 11:00 | 8865.87 | 1448.73 | 634.1804 | 802.4318 | 1943.0651 | 11912.817 | 762.7263 | 3602.9258 | 29973 |  | 3747
2016-10-01 12:00 | 8522.296 | 1831.7096 | 809.1836 | 1019.5612 | 2458.4998 | 9337.309 | 1263.6578 | 4104.9497 | 29347 |  | 3668
2016-10-01 13:00 | 8069.785 | 1376.0533 | 682.1205 | 749.022 | 2471.5432 | 7964.891 | 1045.9373 | 3745.1648 | 26105 |  | 3263
2016-10-01 14:00 | 7136.7095 | 902.3237 | 669.8005 | 470.2324 | 1632.6495 | 4186.933 | 1064.7579 | 2869.3748 | 18933 |  | 2367
2016-10-01 15:00 | 4343.476 | 571.0299 | 298.2919 | 280.6735 | 1270.4587 | 3706.4382 | 382.6711 | 2372.7886 | 13226 |  | 1653
2016-10-01 16:00 | 2697.798 | 323.8218 | 119.0721 | 183.4617 | 510.2302 | 1617.279 | 221.0778 | 1331.3876 | 7004 |  | 876
2016-10-01 17:00 | 782.5721 | 57.332 | 58.1809 | 65.7581 | 176.5364 | 940.3503 | 152.873 | 169.3616 | 2403 |  | 300
2016-10-01 18:00 | 9.2795 | 0 | 0 | 0 | 0 | 5.9094 | 0.0025146 | 0.011064 | 15 |  | 2
2016-10-01 19:00 | 0 | 0 | 0 | 0 | 0 | 0 | 0 | 0 | 0 |  | 0
2016-10-01 20:00 | 0 | 0 | 0 | 0 | 0 | 0 | 0 | 0 | 0 |  | 0
2016-10-01 21:00 | 0 | 0 | 0 | 0 | 0 | 0 | 0 | 0 | 0 |  | 0
2016-10-01 22:00 | 0 | 0 | 0 | 0 | 0 | 0 | 0 | 0 | 0 |  | 0
2016-10-01 23:00 | 0 | 0 | 0 | 0 | 0 | 0 | 0 | 0 | 0 |  | 0
2016-10-02 | 0 | 0 | 0 | 0 | 0 | 0 | 0 | 0 | 0 |  | 0
2016-10-02 01:00 | 0 | 0 | 0 | 0 | 0 | 0 | 0 | 0 | 0 |  | 0
2016-10-02 02:00 | 0 | 0 | 0 | 0 | 0 | 0 | 0 | 0 | 0 |  | 0
2016-10-02 03:00 | 0 | 0 | 0 | 0 | 0 | 0 | 0 | 0 | 0 |  | 0
2016-10-02 04:00 | 0 | 0 | 0 | 0 | 0 | 0 | 0 | 0 | 0 |  | 0
2016-10-02 05:00 | 0 | 0 | 0 | 0 | 0 | 0 | 0 | 0 | 0 |  | 0
2016-10-02 06:00 | 0 | 0 | 0 | 0 | 0 | 0 | 0 | 0 | 0 |  | 0
2016-10-02 07:00 | 547.6904 | 21.4566 | 10.6776 | 45.0087 | 143.7073 | 403.1264 | 63.1824 | 220.8788 | 1456 |  | 182
2016-10-02 08:00 | 3158.9573 | 239.757 | 160.2136 | 151.7806 | 434.7354 | 2845.3901 | 356.2061 | 837.6802 | 8185 |  | 1023
2016-10-02 09:00 | 7496.214 | 588.3899 | 354.9508 | 294.7121 | 926.3133 | 4047.052 | 456.541 | 1182.5983 | 15347 |  | 1918
2016-10-02 10:00 | 10984.97 | 790.537 | 540.6566 | 493.0234 | 1668.3181 | 5830.1455 | 542.251 | 2539.7197 | 23390 |  | 2924
2016-10-02 11:00 | 11655.746 | 1251.038 | 660.9328 | 573.7581 | 1973.7256 | 7356.6006 | 753.0102 | 3368.7593 | 27594 |  | 3449
2016-10-02 12:00 | 11923.452 | 996.1797 | 589.3292 | 607.3723 | 1769.8009 | 7493.566 | 794.524 | 2587.7004 | 26762 |  | 3345
2016-10-02 13:00 | 10489.873 | 1107.1283 | 627.23 | 545.9274 | 1761.665 | 6071.331 | 658.5759 | 2610.007 | 23872 |  | 2984
2016-10-02 14:00 | 9102.431 | 905.4313 | 525.4041 | 551.6769 | 2147.1255 | 3665.0684 | 430.8805 | 3032.2947 | 20360 |  | 2545
2016-10-02 15:00 | 5888.39 | 569.8032 | 486.461 | 468.1461 | 1223.3694 | 2960.2305 | 384.5433 | 1286.3276 | 13267 |  | 1658
2016-10-02 16:00 | 2924.3499 | 294.4175 | 163.5273 | 174.0821 | 766.6459 | 2786.0781 | 315.9983 | 1018.0292 | 8443 |  | 1055
2016-10-02 17:00 | 1478.8773 | 84.6139 | 35.1847 | 42.4955 | 140.1876 | 649.414 | 61.4907 | 205.2723 | 2698 |  | 337
2016-10-02 18:00 | 16.8845 | 0.043755 | 0 | 0 | 0.0060352 | 0 | 0 | 0 | 17 |  | 2
2016-10-02 19:00 | 0 | 0 | 0 | 0 | 0 | 0 | 0 | 0 | 0 |  | 0
2016-10-02 20:00 | 0 | 0 | 0 | 0 | 0 | 0 | 0 | 0 | 0 |  | 0
2016-10-02 21:00 | 0 | 0 | 0 | 0 | 0 | 0 | 0 | 0 | 0 |  | 0
2016-10-02 22:00 | 0 | 0 | 0 | 0 | 0 | 0 | 0 | 0 | 0 |  | 0
2016-10-02 23:00 | 0 | 0 | 0 | 0 | 0 | 0 | 0 | 0 | 0 |  | 0
2016-10-03 | 0 | 0 | 0 | 0 | 0 | 0 | 0 | 0 | 0 |  | 0
2016-10-03 01:00 | 0 | 0 | 0 | 0 | 0 | 0 | 0 | 0 | 0 |  | 0
2016-10-03 02:00 | 0 | 0 | 0 | 0 | 0 | 0 | 0 | 0 | 0 |  | 0
2016-10-03 03:00 | 0 | 0 | 0 | 0 | 0 | 0 | 0 | 0 | 0 |  | 0
2016-10-03 04:00 | 0 | 0 | 0 | 0 | 0 | 0 | 0 | 0 | 0 |  | 0
2016-10-03 05:00 | 0 | 0 | 0 | 0 | 0 | 0 | 0 | 0 | 0 |  | 0
2016-10-03 06:00 | 0 | 0 | 0 | 0 | 0 | 0.026552 | 0 | 2.803 | 3 |  | 0
2016-10-03 07:00 | 200.8137 | 282.7814 | 143.1765 | 158.5937 | 353.7613 | 1840.6372 | 137.0158 | 784.1742 | 3901 |  | 488
2016-10-03 08:00 | 1344.0771 | 946.9189 | 728.1088 | 720.9874 | 1648.639 | 6621.2295 | 386.3662 | 3277.7188 | 15674 |  | 1959
2016-10-03 09:00 | 6072.51 | 2056.2578 | 1597.2238 | 2068.19 | 2972.39 | 19566.63 | 820.5077 | 2471.565 | 37625 |  | 4703
2016-10-03 10:00 | 15948.706 | 4467.1133 | 3490.6914 | 2947.1162 | 6322.0967 | 30979.463 | 1526.227 | 3977.3176 | 69659 |  | 8707
2016-10-03 11:00 | 20573.371 | 4950.875 | 3566.6707 | 3258.7747 | 8634.53 | 32797.46 | 4088.3171 | 7978.3003 | 85848 |  | 10731
2016-10-03 12:00 | 27834.648 | 2806.1414 | 1647.9567 | 2659.9075 | 10248.982 | 35228.305 | 3009.055 | 9096.2 | 92531 |  | 11566
2016-10-03 13:00 | 38042.887 | 1698.9366 | 1750.5261 | 1682.6799 | 5617.9297 | 26244.443 | 3296.5603 | 9611.735 | 87946 |  | 10993
2016-10-03 14:00 | 33084.77 | 1068.0194 | 1358.5358 | 783.5383 | 3663.9192 | 15095.807 | 1026.2974 | 3096.2725 | 59177 |  | 7397
2016-10-03 15:00 | 9038.741 | 898.2284 | 851.6863 | 674.4086 | 1435.7314 | 11576.633 | 1298.1299 | 2375.4114 | 28149 |  | 3519
2016-10-03 16:00 | 5556.723 | 409.3968 | 390.1014 | 508.2738 | 1719.9229 | 3109.7551 | 341.1372 | 541.429 | 12577 |  | 1572
2016-10-03 17:00 | 2368.0725 | 224.0874 | 120.5402 | 240.672 | 880.308 | 1372.7244 | 63.864 | 118.5526 | 5389 |  | 674
2016-10-03 18:00 | 25.9833 | 1.3599 | 6.2444 | 3.771 | 33.5514 | 45.0484 | 0 | 0 | 116 |  | 14
2016-10-03 19:00 | 0 | 0 | 0 | 0 | 0 | 0 | 0 | 0 | 0 |  | 0
2016-10-03 20:00 | 0 | 0 | 0 | 0 | 0 | 0 | 0 | 0 | 0 |  | 0
2016-10-03 21:00 | 0 | 0 | 0 | 0 | 0 | 0 | 0 | 0 | 0 |  | 0
2016-10-03 22:00 | 0 | 0 | 0 | 0 | 0 | 0 | 0 | 0 | 0 |  | 0
2016-10-03 23:00 | 0 | 0 | 0 | 0 | 0 | 0 | 0 | 0 | 0 |  | 0
2016-10-04 | 0 | 0 | 0 | 0 | 0 | 0 | 0 | 0 | 0 |  | 0
2016-10-04 01:00 | 0 | 0 | 0 | 0 | 0 | 0 | 0 | 0 | 0 |  | 0
2016-10-04 02:00 | 0 | 0 | 0 | 0 | 0 | 0 | 0 | 0 | 0 |  | 0
2016-10-04 03:00 | 0 | 0 | 0 | 0 | 0 | 0 | 0 | 0 | 0 |  | 0
2016-10-04 04:00 | 0 | 0 | 0 | 0 | 0 | 0 | 0 | 0 | 0 |  | 0
2016-10-04 05:00 | 0 | 0 | 0 | 0 | 0 | 0 | 0 | 0 | 0 |  | 0
2016-10-04 06:00 | 0 | 0 | 0 | 0 | 0 | 0 | 0 | 0 | 0 |  | 0
2016-10-04 07:00 | 143.3104 | 34.8361 | 0 | 17.6548 | 29.9592 | 553.4887 | 60.9872 | 224.4117 | 1065 |  | 133
2016-10-04 08:00 | 1442.4631 | 337.5546 | 57.4682 | 205.9899 | 606.6084 | 4518.6396 | 553.9391 | 972.2703 | 8695 |  | 1087
2016-10-04 09:00 | 4423.5996 | 856.1056 | 491.0578 | 569.7337 | 1395.3276 | 10312.747 | 1947.8135 | 2604.051 | 22600 |  | 2825
2016-10-04 10:00 | 9906.608 | 1278.3145 | 1063.467 | 1821.9061 | 3115.1865 | 28132.24 | 3772.2153 | 3876.1792 | 52966 |  | 6621
2016-10-04 11:00 | 23185.639 | 2602.1565 | 3102.5635 | 3107.6804 | 7777.1567 | 35188.137 | 4709.9136 | 8297.27 | 87971 |  | 10996
2016-10-04 12:00 | 25115.46 | 3071.8767 | 3634.1924 | 3258.8691 | 8816.052 | 36664.594 | 5224.132 | 6701.6177 | 92487 |  | 11561
2016-10-04 13:00 | 23315.97 | 2035.9136 | 2944.9766 | 2828.4595 | 7590.7017 | 35795.047 | 5353.3564 | 7435.691 | 87300 |  | 10913
2016-10-04 14:00 | 11230.814 | 1059.5823 | 2386.5854 | 2366.798 | 7683.5303 | 31995.533 | 5081.4385 | 4846.4814 | 66651 |  | 8331
2016-10-04 15:00 | 6417.031 | 467.9147 | 1170.938 | 1520.7759 | 5796.5986 | 25084.174 | 1586.5239 | 3240.7732 | 45285 |  | 5661
2016-10-04 16:00 | 7213.164 | 302.0555 | 270.373 | 551.8748 | 3140.7756 | 15509.902 | 233.46 | 2478.895 | 29700 |  | 3713
2016-10-04 17:00 | 2158.77 | 142.0927 | 104.7401 | 98.8217 | 904.5371 | 5011.179 | 76.226 | 849.6997 | 9346 |  | 1168
2016-10-04 18:00 | 59.1034 | 1.884 | 2.5448 | 3.9701 | 25.7983 | 135.9157 | 0.69807 | 18.6879 | 249 |  | 31
2016-10-04 19:00 | 0 | 0 | 0 | 0 | 0 | 0 | 0 | 0 | 0 |  | 0
2016-10-04 20:00 | 0 | 0 | 0 | 0 | 0 | 0 | 0 | 0 | 0 |  | 0
2016-10-04 21:00 | 0 | 0 | 0 | 0 | 0 | 0 | 0 | 0 | 0 |  | 0
2016-10-04 22:00 | 0 | 0 | 0 | 0 | 0 | 0 | 0 | 0 | 0 |  | 0
2016-10-04 23:00 | 0 | 0 | 0 | 0 | 0 | 0 | 0 | 0 | 0 |  | 0
2016-10-05 | 0 | 0 | 0 | 0 | 0 | 0 | 0 | 0 | 0 |  | 0
2016-10-05 01:00 | 0 | 0 | 0 | 0 | 0 | 0 | 0 | 0 | 0 |  | 0
2016-10-05 02:00 | 0 | 0 | 0 | 0 | 0 | 0 | 0 | 0 | 0 |  | 0
2016-10-05 03:00 | 0 | 0 | 0 | 0 | 0 | 0 | 0 | 0 | 0 |  | 0
2016-10-05 04:00 | 0 | 0 | 0 | 0 | 0 | 0 | 0 | 0 | 0 |  | 0
2016-10-05 05:00 | 0 | 0 | 0 | 0 | 0 | 0 | 0 | 0 | 0 |  | 0
2016-10-05 06:00 | 0 | 0 | 0 | 0 | 0 | 2.0349 | 0 | 0 | 2 |  | 0
2016-10-05 07:00 | 1202.2693 | 340.8529 | 0 | 458.0738 | 29.5767 | 5662.449 | 88.3711 | 779.43 | 8561 |  | 1070
2016-10-05 08:00 | 5167.0796 | 1168.7734 | 953.2123 | 2239.7222 | 452.1486 | 16758.553 | 236.8351 | 2518.9382 | 29495 |  | 3687
2016-10-05 09:00 | 9957.86 | 5619.281 | 2182.602 | 2936.5542 | 1218.8044 | 25140.92 | 2071.0767 | 4761.843 | 53889 |  | 6736
2016-10-05 10:00 | 23857.725 | 6585.0083 | 3558.9097 | 3274.9282 | 5556.2812 | 29446.33 | 3935.1572 | 10574.906 | 86789 |  | 10849
2016-10-05 11:00 | 39176.773 | 4964.921 | 4092.04 | 3394.713 | 9129.974 | 31885.906 | 4828.011 | 14146.711 | 111619 |  | 13952
2016-10-05 12:00 | 39243.58 | 2751.0293 | 3914.8638 | 3244.8862 | 10402.801 | 30566.975 | 5302.6763 | 13193.112 | 108620 |  | 13577
2016-10-05 13:00 | 37941.26 | 1588.4591 | 3324.1277 | 2936.4875 | 8722.8545 | 36353.277 | 5423.626 | 13037.178 | 109327 |  | 13666
2016-10-05 14:00 | 34974.92 | 741.2218 | 2422.2058 | 2349.094 | 8008.6885 | 32573.143 | 5067.419 | 11930.775 | 98067 |  | 12258
2016-10-05 15:00 | 27478.252 | 405.3492 | 1099.2192 | 1514.9227 | 5194.503 | 25865.348 | 1411.281 | 9274.352 | 72243 |  | 9030
2016-10-05 16:00 | 17282.062 | 284.2277 | 250.7567 | 537.1772 | 3108.6326 | 16291.523 | 212.0774 | 5538.326 | 43505 |  | 5438
2016-10-05 17:00 | 3529.9678 | 125.2335 | 98.1719 | 91.2133 | 877.3347 | 5289.0903 | 64.1899 | 1512.7139 | 11588 |  | 1448
2016-10-05 18:00 | 60.2701 | 0.096562 | 0.98775 | 1.9896 | 20.4149 | 112.0708 | 0 | 21.8292 | 218 |  | 27
2016-10-05 19:00 | 0 | 0 | 0 | 0 | 0 | 0 | 0 | 0 | 0 |  | 0
2016-10-05 20:00 | 0 | 0 | 0 | 0 | 0 | 0 | 0 | 0 | 0 |  | 0
2016-10-05 21:00 | 0 | 0 | 0 | 0 | 0 | 0 | 0 | 0 | 0 |  | 0
2016-10-05 22:00 | 0 | 0 | 0 | 0 | 0 | 0 | 0 | 0 | 0 |  | 0
2016-10-05 23:00 | 0 | 0 | 0 | 0 | 0 | 0 | 0 | 0 | 0 |  | 0
2016-10-06 | 0 | 0 | 0 | 0 | 0 | 0 | 0 | 0 | 0 |  | 0
2016-10-06 01:00 | 0 | 0 | 0 | 0 | 0 | 0 | 0 | 0 | 0 |  | 0
2016-10-06 02:00 | 0 | 0 | 0 | 0 | 0 | 0 | 0 | 0 | 0 |  | 0
2016-10-06 03:00 | 0 | 0 | 0 | 0 | 0 | 0 | 0 | 0 | 0 |  | 0
2016-10-06 04:00 | 0 | 0 | 0 | 0 | 0 | 0 | 0 | 0 | 0 |  | 0
2016-10-06 05:00 | 0 | 0 | 0 | 0 | 0 | 0 | 0 | 0 | 0 |  | 0
2016-10-06 06:00 | 0 | 0 | 0 | 0 | 0 | 14.8388 | 0 | 0.33944 | 15 |  | 2
2016-10-06 07:00 | 1576.6648 | 292.9428 | 0 | 389.5847 | 7.2782 | 6254.0674 | 90.5911 | 694.6648 | 9306 |  | 1163
2016-10-06 08:00 | 6453.047 | 897.2805 | 877.8656 | 2217.9644 | 392.2892 | 17302.385 | 231.9013 | 2931.2798 | 31304 |  | 3913
2016-10-06 09:00 | 15730.626 | 5347.574 | 2058.3032 | 2897.9004 | 990.4499 | 25340.479 | 2064.7583 | 8898.287 | 63328 |  | 7916
2016-10-06 10:00 | 33597.297 | 6471.0557 | 3332.0867 | 3193.544 | 5095.1445 | 30804.068 | 3858.1958 | 12402.931 | 98754 |  | 12344
2016-10-06 11:00 | 38351.25 | 4895.5234 | 4038.257 | 3265.5515 | 9818.937 | 34342.79 | 4706.9453 | 13460.307 | 112880 |  | 14110
2016-10-06 12:00 | 37626.445 | 2691.923 | 3808.8455 | 3134.474 | 10143.188 | 35547.684 | 5156.316 | 13739.484 | 111848 |  | 13981
2016-10-06 13:00 | 38175.746 | 1521.0062 | 3241.5476 | 2808.7134 | 9339.342 | 34494.566 | 5266.97 | 13134.616 | 107983 |  | 13498
2016-10-06 14:00 | 31455.57 | 692.1499 | 2367.7527 | 2253.5896 | 7810.341 | 31461.068 | 4875.2656 | 11528.185 | 92444 |  | 11555
2016-10-06 15:00 | 27082.041 | 398.2982 | 1071.3307 | 1461.7913 | 5586.39 | 24777.58 | 1199.9741 | 8797.888 | 70375 |  | 8797
2016-10-06 16:00 | 16075.06 | 275.8428 | 245.8521 | 521.4938 | 3034.239 | 15196.391 | 195.6115 | 5081.968 | 40626 |  | 5078
2016-10-06 17:00 | 3511.8203 | 123.1252 | 97.7212 | 87.4092 | 858.0342 | 4780.912 | 56.2074 | 1235.992 | 10751 |  | 1344
2016-10-06 18:00 | 57.8385 | 0.23537 | 1.5712 | 1.4384 | 17.4215 | 95.271 | 0 | 9.2036 | 183 |  | 23
2016-10-06 19:00 | 0 | 0 | 0 | 0 | 0 | 0 | 0 | 0 | 0 |  | 0
2016-10-06 20:00 | 0 | 0 | 0 | 0 | 0 | 0 | 0 | 0 | 0 |  | 0
2016-10-06 21:00 | 0 | 0 | 0 | 0 | 0 | 0 | 0 | 0 | 0 |  | 0
2016-10-06 22:00 | 0 | 0 | 0 | 0 | 0 | 0 | 0 | 0 | 0 |  | 0
2016-10-06 23:00 | 0 | 0 | 0 | 0 | 0 | 0 | 0 | 0 | 0 |  | 0
2016-10-07 | 0 | 0 | 0 | 0 | 0 | 0 | 0 | 0 | 0 |  | 0
2016-10-07 01:00 | 0 | 0 | 0 | 0 | 0 | 0 | 0 | 0 | 0 |  | 0
2016-10-07 02:00 | 0 | 0 | 0 | 0 | 0 | 0 | 0 | 0 | 0 |  | 0
2016-10-07 03:00 | 0 | 0 | 0 | 0 | 0 | 0 | 0 | 0 | 0 |  | 0
2016-10-07 04:00 | 0 | 0 | 0 | 0 | 0 | 0 | 0 | 0 | 0 |  | 0
2016-10-07 05:00 | 0 | 0 | 0 | 0 | 0 | 0 | 0 | 0 | 0 |  | 0
2016-10-07 06:00 | 0 | 0 | 0 | 0 | 0 | 15.0655 | 0 | 0 | 15 |  | 2
2016-10-07 07:00 | 1297.9137 | 300.2382 | 0 | 242.0035 | 30.1027 | 5844.198 | 88.3344 | 300.6657 | 8103 |  | 1013
2016-10-07 08:00 | 5630.1504 | 918.7953 | 962.8804 | 2057.6604 | 381.8513 | 16583.62 | 235.7683 | 1152.7871 | 27924 |  | 3490
2016-10-07 09:00 | 11428.123 | 5323.455 | 1932.2114 | 2788.4556 | 773.4223 | 24200.67 | 2043.4443 | 3140.3447 | 51630 |  | 6454
2016-10-07 10:00 | 23215.021 | 6340.439 | 3309.253 | 3122.141 | 4494.7104 | 29789.447 | 3797.3228 | 4669.5215 | 78738 |  | 9842
2016-10-07 11:00 | 38456.094 | 4785.06 | 3958.0515 | 3217.3638 | 9434.355 | 33621.688 | 4644.466 | 5105.566 | 103223 |  | 12903
2016-10-07 12:00 | 37441.453 | 2580.333 | 3741.517 | 3123.4932 | 10083.278 | 35417.387 | 5093.1787 | 5259.9688 | 102741 |  | 12843
2016-10-07 13:00 | 37941.17 | 1470.6287 | 3142.6226 | 2815.9917 | 9358.533 | 34550.273 | 5221.7104 | 5017.836 | 99519 |  | 12440
2016-10-07 14:00 | 34045.484 | 630.4545 | 2229.7285 | 2271.2244 | 7753.4014 | 30988.627 | 4769.59 | 4373.506 | 87062 |  | 10883
2016-10-07 15:00 | 26820.354 | 395.0734 | 922.1517 | 1482.9525 | 5617.7524 | 24273.332 | 1046.3512 | 3427.212 | 63985 |  | 7998
2016-10-07 16:00 | 15267.315 | 273.2598 | 227.5274 | 545.2382 | 3109.8516 | 14695.816 | 192.783 | 2040.3999 | 36352 |  | 4544
2016-10-07 17:00 | 3002.6143 | 115.7885 | 86.6709 | 92.7724 | 939.6617 | 4368.435 | 53.7069 | 593.9241 | 9254 |  | 1157
2016-10-07 18:00 | 36.2737 | 0.0020117 | 0.036211 | 2.5448 | 20.0287 | 54.8294 | 0 | 14.5731 | 128 |  | 16
2016-10-07 19:00 | 0 | 0 | 0 | 0 | 0 | 0 | 0 | 0 | 0 |  | 0
2016-10-07 20:00 | 0 | 0 | 0 | 0 | 0 | 0 | 0 | 0 | 0 |  | 0
2016-10-07 21:00 | 0 | 0 | 0 | 0 | 0 | 0 | 0 | 0 | 0 |  | 0
2016-10-07 22:00 | 0 | 0 | 0 | 0 | 0 | 0 | 0 | 0 | 0 |  | 0
2016-10-07 23:00 | 0 | 0 | 0 | 0 | 0 | 0 | 0 | 0 | 0 |  | 0
2016-10-08 | 0 | 0 | 0 | 0 | 0 | 0 | 0 | 0 | 0 |  | 0
2016-10-08 01:00 | 0 | 0 | 0 | 0 | 0 | 0 | 0 | 0 | 0 |  | 0
2016-10-08 02:00 | 0 | 0 | 0 | 0 | 0 | 0 | 0 | 0 | 0 |  | 0
2016-10-08 03:00 | 0 | 0 | 0 | 0 | 0 | 0 | 0 | 0 | 0 |  | 0
2016-10-08 04:00 | 0 | 0 | 0 | 0 | 0 | 0 | 0 | 0 | 0 |  | 0
2016-10-08 05:00 | 0 | 0 | 0 | 0 | 0 | 0 | 0 | 0 | 0 |  | 0
2016-10-08 06:00 | 0 | 0 | 0 | 0 | 0 | 14.5539 | 0 | 0 | 15 |  | 2
2016-10-08 07:00 | 1287.4053 | 239.4129 | 92.6161 | 233.7517 | 401.4719 | 5461.512 | 135.9571 | 315.3972 | 8168 |  | 1021
2016-10-08 08:00 | 6667.7646 | 980.4035 | 674.9404 | 1311.8958 | 1154.8563 | 10338.993 | 547.9982 | 929.9291 | 22607 |  | 2826
2016-10-08 09:00 | 10937.976 | 1842.8113 | 1937.6521 | 2203.667 | 2678.172 | 20549.363 | 1446.8481 | 1392.8875 | 42989 |  | 5374
2016-10-08 10:00 | 23545.709 | 2723.4048 | 1893.4646 | 2007.3055 | 4289.429 | 22676.521 | 2342.5764 | 2142.539 | 61621 |  | 7703
2016-10-08 11:00 | 26460.082 | 3752.749 | 2564.3066 | 2408.4644 | 7191.1147 | 23928.27 | 2989.8132 | 3645.4336 | 72940 |  | 9118
2016-10-08 12:00 | 14486.852 | 2543.3032 | 2249.7673 | 2032.6274 | 6093.986 | 23905.877 | 2896.1282 | 2348.2026 | 56557 |  | 7070
2016-10-08 13:00 | 10874.581 | 1913.3597 | 1171.8663 | 1139.0029 | 3318.3904 | 13744.953 | 1574.4666 | 2160.5925 | 35897 |  | 4487
2016-10-08 14:00 | 10634.446 | 1686.0265 | 1100.2341 | 900.2662 | 2995.3264 | 12769.788 | 1224.2948 | 2154.4797 | 33465 |  | 4183
2016-10-08 15:00 | 7134.7847 | 971.6893 | 689.9954 | 605.7607 | 1850.6384 | 7293.631 | 812.9949 | 1029.3738 | 20389 |  | 2549
2016-10-08 16:00 | 5832.57 | 554.5303 | 439.1843 | 393.6994 | 1204.7318 | 5360.7837 | 507.9841 | 562.9605 | 14856 |  | 1857
2016-10-08 17:00 | 1323.8876 | 67.6581 | 94.9924 | 87.892 | 230.6596 | 1386.3558 | 108.2214 | 176.2283 | 3476 |  | 434
2016-10-08 18:00 | 14.0816 | 0 | 0 | 0 | 0 | 0 | 0 | 1.1951 | 15 |  | 2
2016-10-08 19:00 | 0 | 0 | 0 | 0 | 0 | 0 | 0 | 0 | 0 |  | 0
2016-10-08 20:00 | 0 | 0 | 0 | 0 | 0 | 0 | 0 | 0 | 0 |  | 0
2016-10-08 21:00 | 0 | 0 | 0 | 0 | 0 | 0 | 0 | 0 | 0 |  | 0
2016-10-08 22:00 | 0 | 0 | 0 | 0 | 0 | 0 | 0 | 0 | 0 |  | 0
2016-10-08 23:00 | 0 | 0 | 0 | 0 | 0 | 0 | 0 | 0 | 0 |  | 0
2016-10-09 | 0 | 0 | 0 | 0 | 0 | 0 | 0 | 0 | 0 |  | 0
2016-10-09 01:00 | 0 | 0 | 0 | 0 | 0 | 0 | 0 | 0 | 0 |  | 0
2016-10-09 02:00 | 0 | 0 | 0 | 0 | 0 | 0 | 0 | 0 | 0 |  | 0
2016-10-09 03:00 | 0 | 0 | 0 | 0 | 0 | 0 | 0 | 0 | 0 |  | 0
2016-10-09 04:00 | 0 | 0 | 0 | 0 | 0 | 0 | 0 | 0 | 0 |  | 0
2016-10-09 05:00 | 0 | 0 | 0 | 0 | 0 | 0 | 0 | 0 | 0 |  | 0
2016-10-09 06:00 | 0 | 0 | 0 | 0 | 0 | 0 | 0 | 0 | 0 |  | 0
2016-10-09 07:00 | 177.5253 | 10.9651 | 0 | 0 | 0.10008 | 68.645 | 9.4027 | 106.668 | 373 |  | 47
2016-10-09 08:00 | 1171.931 | 69.9149 | 0 | 8.5934 | 22.6227 | 713.6691 | 85.8486 | 433.7076 | 2506 |  | 313
2016-10-09 09:00 | 1831.7418 | 200.197 | 30.1757 | 99.7354 | 283.8002 | 1331.5327 | 144.9306 | 625.3345 | 4547 |  | 568
2016-10-09 10:00 | 2103.228 | 269.2963 | 115.8087 | 122.9261 | 387.7526 | 1457.6477 | 183.1279 | 931.4594 | 5571 |  | 696
2016-10-09 11:00 | 2819.1694 | 205.6944 | 137.361 | 166.7679 | 432.8145 | 1721.0459 | 191.5326 | 442.9351 | 6117 |  | 765
2016-10-09 12:00 | 2878.916 | 296.0712 | 165.9713 | 174.2236 | 537.2891 | 1287.4187 | 186.1654 | 903.8538 | 6430 |  | 804
2016-10-09 13:00 | 2979.7388 | 241.1327 | 146.8352 | 159.1192 | 480.0198 | 1653.7885 | 169.6193 | 921.6892 | 6752 |  | 844
2016-10-09 14:00 | 5076.205 | 166.4853 | 120.7671 | 144.3227 | 371.3628 | 1417.8372 | 193.8313 | 747.1684 | 8238 |  | 1030
2016-10-09 15:00 | 3898.8958 | 152.0698 | 68.747 | 100.7572 | 271.0364 | 740.5559 | 89.9575 | 456.9334 | 5779 |  | 722
2016-10-09 16:00 | 3648.949 | 15.4985 | 4.305 | 27.4949 | 215.3326 | 271.0385 | 41.288 | 536.293 | 4760 |  | 595
2016-10-09 17:00 | 1389.8794 | 15.52 | 0 | 0 | 21.8634 | 19.5537 | 2.5365 | 48.7683 | 1498 |  | 187
2016-10-09 18:00 | 157.4817 | 7.1083 | 0 | 0 | 0 | 0 | 0 | 19.8257 | 184 |  | 23
2016-10-09 19:00 | 0 | 0 | 0 | 0 | 0 | 0 | 0 | 0 | 0 |  | 0
2016-10-09 20:00 | 0 | 0 | 0 | 0 | 0 | 0 | 0 | 0 | 0 |  | 0
2016-10-09 21:00 | 0 | 0 | 0 | 0 | 0 | 0 | 0 | 0 | 0 |  | 0
2016-10-09 22:00 | 0 | 0 | 0 | 0 | 0 | 0 | 0 | 0 | 0 |  | 0
2016-10-09 23:00 | 0 | 0 | 0 | 0 | 0 | 0 | 0 | 0 | 0 |  | 0
2016-10-10 | 0 | 0 | 0 | 0 | 0 | 0 | 0 | 0 | 0 |  | 0
2016-10-10 01:00 | 0 | 0 | 0 | 0 | 0 | 0 | 0 | 0 | 0 |  | 0
2016-10-10 02:00 | 0 | 0 | 0 | 0 | 0 | 0 | 0 | 0 | 0 |  | 0
2016-10-10 03:00 | 0 | 0 | 0 | 0 | 0 | 0 | 0 | 0 | 0 |  | 0
2016-10-10 04:00 | 0 | 0 | 0 | 0 | 0 | 0 | 0 | 0 | 0 |  | 0
2016-10-10 05:00 | 0 | 0 | 0 | 0 | 0 | 0 | 0 | 0 | 0 |  | 0
2016-10-10 06:00 | 0 | 0 | 0 | 0 | 0 | 3.1073 | 0 | 0 | 3 |  | 0
2016-10-10 07:00 | 2598.2573 | 286.7948 | 0 | 218.8285 | 15.8373 | 5553.008 | 75.0863 | 808.5971 | 9556 |  | 1195
2016-10-10 08:00 | 13879.242 | 757.9104 | 831.6429 | 2131.751 | 364.6223 | 16918.9 | 223.137 | 6892.744 | 42000 |  | 5250
2016-10-10 09:00 | 26518.639 | 5262.764 | 1809.6387 | 3028.4058 | 632.817 | 25620.207 | 2021.1931 | 11234.141 | 76128 |  | 9516
2016-10-10 10:00 | 35769.082 | 6691.8374 | 3230.1423 | 3427.3083 | 4219.9575 | 31923.55 | 3982.7324 | 13193.6875 | 102438 |  | 12805
2016-10-10 11:00 | 41074.992 | 4922.4736 | 4281.3745 | 3570.9666 | 10325.277 | 36327.234 | 4945.308 | 13004.16 | 118452 |  | 14806
2016-10-10 12:00 | 41756.84 | 2516.163 | 4036.445 | 3446.7036 | 11082.003 | 37943.32 | 5458.389 | 11256.596 | 117496 |  | 14687
2016-10-10 13:00 | 39886.902 | 1456.3013 | 3409.6138 | 3057.561 | 10240.537 | 36923.613 | 5578.666 | 14426.562 | 114980 |  | 14372
2016-10-10 14:00 | 36168.203 | 585.9412 | 2397.174 | 2411.0269 | 8446.769 | 32808.434 | 4877.6094 | 12530.911 | 100226 |  | 12528
2016-10-10 15:00 | 27520.46 | 403.2047 | 945.4213 | 1516.6367 | 6014.6567 | 25182.293 | 924.0065 | 9670.827 | 72178 |  | 9022
2016-10-10 16:00 | 17068.078 | 279.0837 | 227.5194 | 497.0514 | 3215.3018 | 15009.17 | 190.8839 | 5430.5923 | 41918 |  | 5240
2016-10-10 17:00 | 2607.1 | 110.0249 | 82.1757 | 76.1496 | 928.1627 | 4238.9185 | 48.9552 | 1213.6095 | 9305 |  | 1163
2016-10-10 18:00 | 25.3 | 0 | 0.048126 | 0 | 10.8914 | 18.7512 | 0 | 2.7963 | 58 |  | 7
2016-10-10 19:00 | 0 | 0 | 0 | 0 | 0 | 0 | 0 | 0 | 0 |  | 0
2016-10-10 20:00 | 0 | 0 | 0 | 0 | 0 | 0 | 0 | 0 | 0 |  | 0
2016-10-10 21:00 | 0 | 0 | 0 | 0 | 0 | 0 | 0 | 0 | 0 |  | 0
2016-10-10 22:00 | 0 | 0 | 0 | 0 | 0 | 0 | 0 | 0 | 0 |  | 0
2016-10-10 23:00 | 0 | 0 | 0 | 0 | 0 | 0 | 0 | 0 | 0 |  | 0
2016-10-11 | 0 | 0 | 0 | 0 | 0 | 0 | 0 | 0 | 0 |  | 0
2016-10-11 01:00 | 0 | 0 | 0 | 0 | 0 | 0 | 0 | 0 | 0 |  | 0
2016-10-11 02:00 | 0 | 0 | 0 | 0 | 0 | 0 | 0 | 0 | 0 |  | 0
2016-10-11 03:00 | 0 | 0 | 0 | 0 | 0 | 0 | 0 | 0 | 0 |  | 0
2016-10-11 04:00 | 0 | 0 | 0 | 0 | 0 | 0 | 0 | 0 | 0 |  | 0
2016-10-11 05:00 | 0 | 0 | 0 | 0 | 0 | 0 | 0 | 0 | 0 |  | 0
2016-10-11 06:00 | 0 | 0 | 0 | 0 | 0 | 2.4705 | 0 | 0 | 2 |  | 0
2016-10-11 07:00 | 2834.7498 | 299.1136 | 0 | 163.3943 | 0 | 5344.1074 | 80.2081 | 736.0548 | 9458 |  | 1182
2016-10-11 08:00 | 13618.758 | 759.5996 | 757.602 | 1976.5247 | 363.6264 | 16358.995 | 239.7439 | 6470.631 | 40545 |  | 5068
2016-10-11 09:00 | 25100.373 | 4910.7954 | 1639.3771 | 2835.6074 | 639.8005 | 24402.861 | 1986.7795 | 10465.975 | 71982 |  | 8998
2016-10-11 10:00 | 33190.664 | 6369.046 | 2994.2861 | 3206.0132 | 3728.5317 | 30389.996 | 3859.7432 | 12913.481 | 96652 |  | 12081
2016-10-11 11:00 | 37489.38 | 4665.471 | 4023.013 | 3307.8333 | 9604.713 | 34755.043 | 4772.8867 | 12722.826 | 111341 |  | 13918
2016-10-11 12:00 | 37857.19 | 2390.2637 | 3773.8254 | 3188.3428 | 10322.124 | 35953.094 | 5239.2236 | 8516.44 | 107241 |  | 13405
2016-10-11 13:00 | 37390.633 | 1360.9297 | 3165.1206 | 2825.0496 | 9477.3955 | 34721.57 | 5325.797 | 9947.631 | 104214 |  | 13027
2016-10-11 14:00 | 33024.484 | 546.0508 | 2160.6614 | 2246.454 | 7797.3975 | 30734.555 | 4473.9155 | 11605.974 | 92589 |  | 11574
2016-10-11 15:00 | 25564.264 | 383.2163 | 784.5984 | 1427.6222 | 5496.5586 | 23880.658 | 815.1283 | 8792.764 | 67145 |  | 8393
2016-10-11 16:00 | 14716.234 | 260.4814 | 207.2131 | 474.0836 | 2904.781 | 14167.461 | 174.3154 | 4887.131 | 37792 |  | 4724
2016-10-11 17:00 | 2246.5183 | 87.7029 | 65.8657 | 67.3302 | 740.1596 | 3705.1936 | 41.9665 | 934.7491 | 7889 |  | 986
2016-10-11 18:00 | 60.322 | 0 | 0 | 0 | 0.048281 | 3.5386 | 0 | 0 | 64 |  | 8
2016-10-11 19:00 | 0 | 0 | 0 | 0 | 0 | 0 | 0 | 0 | 0 |  | 0
2016-10-11 20:00 | 0 | 0 | 0 | 0 | 0 | 0 | 0 | 0 | 0 |  | 0
2016-10-11 21:00 | 0 | 0 | 0 | 0 | 0 | 0 | 0 | 0 | 0 |  | 0
2016-10-11 22:00 | 0 | 0 | 0 | 0 | 0 | 0 | 0 | 0 | 0 |  | 0
2016-10-11 23:00 | 0 | 0 | 0 | 0 | 0 | 0 | 0 | 0 | 0 |  | 0
2016-10-12 | 0 | 0 | 0 | 0 | 0 | 0 | 0 | 0 | 0 |  | 0
2016-10-12 01:00 | 0 | 0 | 0 | 0 | 0 | 0 | 0 | 0 | 0 |  | 0
2016-10-12 02:00 | 0 | 0 | 0 | 0 | 0 | 0 | 0 | 0 | 0 |  | 0
2016-10-12 03:00 | 0 | 0 | 0 | 0 | 0 | 0 | 0 | 0 | 0 |  | 0
2016-10-12 04:00 | 0 | 0 | 0 | 0 | 0 | 0 | 0 | 0 | 0 |  | 0
2016-10-12 05:00 | 0 | 0 | 0 | 0 | 0 | 0 | 0 | 0 | 0 |  | 0
2016-10-12 06:00 | 0 | 0 | 0 | 0 | 0 | 0.024675 | 0 | 0 | 0 |  | 0
2016-10-12 07:00 | 1480.5875 | 438.3313 | 0 | 190.1532 | 27.2047 | 2903.193 | 73.3031 | 794.0859 | 5907 |  | 738
2016-10-12 08:00 | 8867.929 | 1442.6968 | 662.0902 | 2085.7112 | 868.7831 | 14568.006 | 303.9444 | 2757.412 | 31557 |  | 3945
2016-10-12 09:00 | 23630.176 | 4877.139 | 1527.4584 | 2757.994 | 627.0163 | 23774.27 | 1600.417 | 4789.2407 | 63584 |  | 7948
2016-10-12 10:00 | 24144.234 | 6162.718 | 2776.5525 | 3116.4233 | 3315.525 | 29493.219 | 3590.913 | 8713.012 | 81313 |  | 10164
2016-10-12 11:00 | 36544.2 | 4339.2007 | 3976.8264 | 3204.233 | 8838.869 | 33976.777 | 4517.887 | 10285.438 | 105683 |  | 13210
2016-10-12 12:00 | 37088.93 | 2282.4417 | 3699.1794 | 3108.8074 | 10295.351 | 35049.434 | 4533.4614 | 11894.723 | 107952 |  | 13494
2016-10-12 13:00 | 37489.36 | 1467.9592 | 3076.5708 | 2861.883 | 9586.203 | 34794.05 | 4796.1504 | 13084.187 | 107156 |  | 13395
2016-10-12 14:00 | 33204.145 | 563.2692 | 1992.727 | 2099.9265 | 7517.966 | 29884.293 | 4195.9424 | 11577.254 | 91036 |  | 11379
2016-10-12 15:00 | 25718.633 | 372.8077 | 742.5777 | 1354.4459 | 5444.246 | 23600.434 | 784.2283 | 8755.987 | 66773 |  | 8347
2016-10-12 16:00 | 14719.202 | 247.7391 | 205.4266 | 433.3624 | 2849.873 | 13759.991 | 177.4215 | 4752.1885 | 37145 |  | 4643
2016-10-12 17:00 | 1918.5614 | 80.2897 | 69.9334 | 67.5334 | 795.1801 | 3563.48 | 41.546 | 996.9152 | 7533 |  | 942
2016-10-12 18:00 | 11.3314 | 0 | 0 | 0 | 2.3014 | 7.0048 | 0 | 0.56127 | 21 |  | 3
2016-10-12 19:00 | 0 | 0 | 0 | 0 | 0 | 0 | 0 | 0 | 0 |  | 0
2016-10-12 20:00 | 0 | 0 | 0 | 0 | 0 | 0 | 0 | 0 | 0 |  | 0
2016-10-12 21:00 | 0 | 0 | 0 | 0 | 0 | 0 | 0 | 0 | 0 |  | 0
2016-10-12 22:00 | 0 | 0 | 0 | 0 | 0 | 0 | 0 | 0 | 0 |  | 0
2016-10-12 23:00 | 0 | 0 | 0 | 0 | 0 | 0 | 0 | 0 | 0 |  | 0
2016-10-13 | 0 | 0 | 0 | 0 | 0 | 0 | 0 | 0 | 0 |  | 0
2016-10-13 01:00 | 0 | 0 | 0 | 0 | 0 | 0 | 0 | 0 | 0 |  | 0
2016-10-13 02:00 | 0 | 0 | 0 | 0 | 0 | 0 | 0 | 0 | 0 |  | 0
2016-10-13 03:00 | 0 | 0 | 0 | 0 | 0 | 0 | 0 | 0 | 0 |  | 0
2016-10-13 04:00 | 0 | 0 | 0 | 0 | 0 | 0 | 0 | 0 | 0 |  | 0
2016-10-13 05:00 | 0 | 0 | 0 | 0 | 0 | 0 | 0 | 0 | 0 |  | 0
2016-10-13 06:00 | 0 | 0 | 0 | 0 | 0 | 0 | 0 | 0 | 0 |  | 0
2016-10-13 07:00 | 1301.1787 | 98.7349 | 63.2208 | 126.0418 | 215.6567 | 814.9255 | 71.5607 | 226.4201 | 2918 |  | 365
2016-10-13 08:00 | 5027.3477 | 583.9869 | 780.986 | 845.8773 | 1075.2399 | 7825.8447 | 476.8121 | 1373.4911 | 17990 |  | 2249
2016-10-13 09:00 | 21760.719 | 1103.516 | 1390.1991 | 1948.3394 | 2490.838 | 22312.936 | 796.5477 | 4302.2324 | 56105 |  | 7013
2016-10-13 10:00 | 22142.594 | 3939.8484 | 1430.8357 | 1467.1527 | 3822.428 | 13114.684 | 1940.7257 | 7940.439 | 55799 |  | 6975
2016-10-13 11:00 | 30641.12 | 3133.6516 | 2546.2964 | 2268.2964 | 7306.043 | 24709.727 | 1769.858 | 9669.962 | 82045 |  | 10256
2016-10-13 12:00 | 30987.447 | 2710.3613 | 2888.5308 | 2484.6492 | 7388.397 | 30522.758 | 3939.6553 | 8798.477 | 89720 |  | 11215
2016-10-13 13:00 | 23086.148 | 2090.7048 | 2487.1472 | 2208.673 | 6291.6904 | 28610.488 | 3166.209 | 8797.286 | 76738 |  | 9592
2016-10-13 14:00 | 6912.8394 | 1229.4337 | 1159.0668 | 1040.5032 | 3176.2544 | 23383.67 | 2446.2288 | 4631.415 | 43979 |  | 5497
2016-10-13 15:00 | 2264.9692 | 641.693 | 626.407 | 565.5002 | 1727.491 | 8057.155 | 694.0792 | 1002.6547 | 15580 |  | 1947
2016-10-13 16:00 | 503.6307 | 269.2333 | 122.6605 | 142.2335 | 442.5097 | 2269.621 | 182.3794 | 263.3511 | 4196 |  | 524
2016-10-13 17:00 | 306.5064 | 3.6633 | 14.2651 | 15.8453 | 51.5443 | 448.4805 | 7.1718 | 78.3945 | 926 |  | 116
2016-10-13 18:00 | 30.146 | 0 | 0 | 0 | 0 | 0 | 0 | 0.42766 | 31 |  | 4
2016-10-13 19:00 | 0 | 0 | 0 | 0 | 0 | 0 | 0 | 0 | 0 |  | 0
2016-10-13 20:00 | 0 | 0 | 0 | 0 | 0 | 0 | 0 | 0 | 0 |  | 0
2016-10-13 21:00 | 0 | 0 | 0 | 0 | 0 | 0 | 0 | 0 | 0 |  | 0
2016-10-13 22:00 | 0 | 0 | 0 | 0 | 0 | 0 | 0 | 0 | 0 |  | 0
2016-10-13 23:00 | 0 | 0 | 0 | 0 | 0 | 0 | 0 | 0 | 0 |  | 0
2016-10-14 | 0 | 0 | 0 | 0 | 0 | 0 | 0 | 0 | 0 |  | 0
2016-10-14 01:00 | 0 | 0 | 0 | 0 | 0 | 0 | 0 | 0 | 0 |  | 0
2016-10-14 02:00 | 0 | 0 | 0 | 0 | 0 | 0 | 0 | 0 | 0 |  | 0
2016-10-14 03:00 | 0 | 0 | 0 | 0 | 0 | 0 | 0 | 0 | 0 |  | 0
2016-10-14 04:00 | 0 | 0 | 0 | 0 | 0 | 0 | 0 | 0 | 0 |  | 0
2016-10-14 05:00 | 0 | 0 | 0 | 0 | 0 | 0 | 0 | 0 | 0 |  | 0
2016-10-14 06:00 | 0 | 0 | 0 | 0 | 0 | 0 | 0 | 0 | 0 |  | 0
2016-10-14 07:00 | 2369.3313 | 320.4807 | 0 | 101.8183 | 0.091632 | 4500.6978 | 64.6713 | 409.3939 | 7766 |  | 971
2016-10-14 08:00 | 12723.6875 | 805.1972 | 480.6896 | 1931.3942 | 328.1329 | 16201.422 | 224.8637 | 6245.838 | 38941 |  | 4868
2016-10-14 09:00 | 24648.527 | 4386.4404 | 1498.6819 | 2936.3347 | 565.4917 | 24655.049 | 1825.3823 | 10735.084 | 71251 |  | 8906
2016-10-14 10:00 | 33867.01 | 6498.8403 | 2960.5269 | 3342.4395 | 3267.112 | 30712.236 | 3867.9265 | 13518.111 | 98034 |  | 12254
2016-10-14 11:00 | 39188.832 | 4744.9243 | 4168.2725 | 3453.679 | 9923.94 | 35051.83 | 4864.492 | 11864.766 | 113261 |  | 14158
2016-10-14 12:00 | 40826.188 | 2372.8584 | 3864.1978 | 3326.1858 | 10696.089 | 36547.883 | 5349.1357 | 9405.76 | 112388 |  | 14049
2016-10-14 13:00 | 39487.426 | 1330.7338 | 3165.917 | 2939.4893 | 9689.833 | 35293.812 | 5442.6206 | 12094.002 | 109444 |  | 13680
2016-10-14 14:00 | 33809.508 | 527.6497 | 2030.0747 | 2326.3555 | 7938.363 | 31301.975 | 4210.7485 | 12374.335 | 94519 |  | 11815
2016-10-14 15:00 | 26552.047 | 390.9494 | 651.0425 | 1453.5774 | 5506.094 | 23978.148 | 713.0275 | 9319.401 | 68564 |  | 8571
2016-10-14 16:00 | 14907.716 | 265.919 | 194.9798 | 467.6039 | 2930.7522 | 14268.178 | 173.2714 | 5101.769 | 38310 |  | 4789
2016-10-14 17:00 | 1469.2473 | 89.6362 | 65.0449 | 66.785 | 760.6751 | 3755.0562 | 40.164 | 1045.5063 | 7292 |  | 912
2016-10-14 18:00 | 3.4967 | 0 | 0 | 0 | 0.036211 | 2.3758 | 0 | 0.171 | 6 |  | 1
2016-10-14 19:00 | 0 | 0 | 0 | 0 | 0 | 0 | 0 | 0 | 0 |  | 0
2016-10-14 20:00 | 0 | 0 | 0 | 0 | 0 | 0 | 0 | 0 | 0 |  | 0
2016-10-14 21:00 | 0 | 0 | 0 | 0 | 0 | 0 | 0 | 0 | 0 |  | 0
2016-10-14 22:00 | 0 | 0 | 0 | 0 | 0 | 0 | 0 | 0 | 0 |  | 0
2016-10-14 23:00 | 0 | 0 | 0 | 0 | 0 | 0 | 0 | 0 | 0 |  | 0
2016-10-15 | 0 | 0 | 0 | 0 | 0 | 0 | 0 | 0 | 0 |  | 0
2016-10-15 01:00 | 0 | 0 | 0 | 0 | 0 | 0 | 0 | 0 | 0 |  | 0
2016-10-15 02:00 | 0 | 0 | 0 | 0 | 0 | 0 | 0 | 0 | 0 |  | 0
2016-10-15 03:00 | 0 | 0 | 0 | 0 | 0 | 0 | 0 | 0 | 0 |  | 0
2016-10-15 04:00 | 0 | 0 | 0 | 0 | 0 | 0 | 0 | 0 | 0 |  | 0
2016-10-15 05:00 | 0 | 0 | 0 | 0 | 0 | 0 | 0 | 0 | 0 |  | 0
2016-10-15 06:00 | 0 | 0 | 0 | 0 | 0 | 0 | 0 | 0 | 0 |  | 0
2016-10-15 07:00 | 2334.5889 | 300.8756 | 0 | 79.2664 | 0 | 4903.4937 | 72.1207 | 500.1977 | 8191 |  | 1024
2016-10-15 08:00 | 12865.487 | 827.4553 | 306.7449 | 1786.6726 | 342.5505 | 16565.965 | 243.0011 | 6491.899 | 39430 |  | 4929
2016-10-15 09:00 | 23672.143 | 4659.178 | 1318.3331 | 2850.4614 | 607.4946 | 23778.582 | 1842.9907 | 10576.425 | 69306 |  | 8663
2016-10-15 10:00 | 30378.742 | 6300.2607 | 2715.6758 | 3221.2444 | 2843.0159 | 29585.734 | 3746.2754 | 12908.893 | 91700 |  | 11462
2016-10-15 11:00 | 33325.54 | 4427.7666 | 3987.408 | 3307.3938 | 8416.477 | 33489.3 | 4346.1265 | 13097.234 | 104397 |  | 13050
2016-10-15 12:00 | 33204.316 | 2456.192 | 3571.794 | 3191.9922 | 9400.808 | 33869.684 | 4296.7915 | 11920.686 | 101912 |  | 12739
2016-10-15 13:00 | 34931.734 | 1726.6521 | 2748.7178 | 2846.5115 | 8476.413 | 31959.639 | 4317.775 | 9214.281 | 96222 |  | 12028
2016-10-15 14:00 | 23833.611 | 1727.6378 | 1750.0494 | 1367.4457 | 5973.8228 | 17933.352 | 1568.4124 | 5075.313 | 59230 |  | 7404
2016-10-15 15:00 | 21762.305 | 799.5234 | 875.4085 | 784.8358 | 2940.3362 | 12599.249 | 864.9103 | 8135.3423 | 48762 |  | 6095
2016-10-15 16:00 | 13387.517 | 219.736 | 169.1031 | 292.4737 | 1018.332 | 12862.613 | 285.5796 | 3618.762 | 31854 |  | 3982
2016-10-15 17:00 | 1232.9556 | 100.1413 | 52.6366 | 72.4179 | 570.6843 | 1585.8116 | 34.5975 | 766.2455 | 4415 |  | 552
2016-10-15 18:00 | 23.3951 | 0 | 0 | 0 | 0.048281 | 1.6255 | 0 | 0 | 25 |  | 3
2016-10-15 19:00 | 0 | 0 | 0 | 0 | 0 | 0 | 0 | 0 | 0 |  | 0
2016-10-15 20:00 | 0 | 0 | 0 | 0 | 0 | 0 | 0 | 0 | 0 |  | 0
2016-10-15 21:00 | 0 | 0 | 0 | 0 | 0 | 0 | 0 | 0 | 0 |  | 0
2016-10-15 22:00 | 0 | 0 | 0 | 0 | 0 | 0 | 0 | 0 | 0 |  | 0
2016-10-15 23:00 | 0 | 0 | 0 | 0 | 0 | 0 | 0 | 0 | 0 |  | 0
2016-10-16 | 0 | 0 | 0 | 0 | 0 | 0 | 0 | 0 | 0 |  | 0
2016-10-16 01:00 | 0 | 0 | 0 | 0 | 0 | 0 | 0 | 0 | 0 |  | 0
2016-10-16 02:00 | 0 | 0 | 0 | 0 | 0 | 0 | 0 | 0 | 0 |  | 0
2016-10-16 03:00 | 0 | 0 | 0 | 0 | 0 | 0 | 0 | 0 | 0 |  | 0
2016-10-16 04:00 | 0 | 0 | 0 | 0 | 0 | 0 | 0 | 0 | 0 |  | 0
2016-10-16 05:00 | 0 | 0 | 0 | 0 | 0 | 0 | 0 | 0 | 0 |  | 0
2016-10-16 06:00 | 0 | 0 | 0 | 0 | 0 | 0 | 0 | 0 | 0 |  | 0
2016-10-16 07:00 | 1544.8962 | 155.7347 | 0 | 143.3755 | 44.3427 | 3421.5618 | 109.5301 | 601.0314 | 6020 |  | 753
2016-10-16 08:00 | 8663.776 | 965.7067 | 404.1957 | 1522.5382 | 715.9539 | 13554.49 | 388.0232 | 1884.3644 | 28099 |  | 3512
2016-10-16 09:00 | 22094.441 | 2671.5425 | 1309.1299 | 2340.6123 | 1380.0653 | 21305.121 | 1607.9943 | 4928.436 | 57637 |  | 7205
2016-10-16 10:00 | 16105.107 | 2465.0327 | 2214.5103 | 2118.2046 | 3827.5159 | 25019.693 | 3134.0479 | 10706.49 | 65591 |  | 8199
2016-10-16 11:00 | 27900.414 | 2037.8534 | 2961.4797 | 2610.0847 | 6581.5303 | 22991.959 | 4118.908 | 4970.609 | 74173 |  | 9272
2016-10-16 12:00 | 32235.752 | 1997.9424 | 2054.848 | 2122.0906 | 5343.1035 | 30865.729 | 1763.7573 | 6072.727 | 82456 |  | 10307
2016-10-16 13:00 | 11079.457 | 2095.6577 | 2253.1653 | 2499.1733 | 8391.887 | 22166.182 | 3219.252 | 3901.1953 | 55606 |  | 6951
2016-10-16 14:00 | 5991.6333 | 1343.5464 | 1719.6082 | 1340.03 | 4485.5713 | 21838.57 | 1801.9508 | 3277.478 | 41798 |  | 5225
2016-10-16 15:00 | 7180.9434 | 461.3706 | 470.1065 | 623.5252 | 1696.3093 | 12557.384 | 875.5302 | 3491.894 | 27357 |  | 3420
2016-10-16 16:00 | 4973.146 | 247.0491 | 190.4635 | 198.4379 | 515.173 | 2724.9153 | 418.3148 | 2089.1487 | 11357 |  | 1420
2016-10-16 17:00 | 1446.1466 | 114.0262 | 43.7408 | 61.7467 | 164.2186 | 985.889 | 87.727 | 471.1174 | 3375 |  | 422
2016-10-16 18:00 | 0 | 0 | 0 | 0 | 0 | 0 | 0 | 0 | 0 |  | 0
2016-10-16 19:00 | 0 | 0 | 0 | 0 | 0 | 0 | 0 | 0 | 0 |  | 0
2016-10-16 20:00 | 0 | 0 | 0 | 0 | 0 | 0 | 0 | 0 | 0 |  | 0
2016-10-16 21:00 | 0 | 0 | 0 | 0 | 0 | 0 | 0 | 0 | 0 |  | 0
2016-10-16 22:00 | 0 | 0 | 0 | 0 | 0 | 0 | 0 | 0 | 0 |  | 0
2016-10-16 23:00 | 0 | 0 | 0 | 0 | 0 | 0 | 0 | 0 | 0 |  | 0
2016-10-17 | 0 | 0 | 0 | 0 | 0 | 0 | 0 | 0 | 0 |  | 0
2016-10-17 01:00 | 0 | 0 | 0 | 0 | 0 | 0 | 0 | 0 | 0 |  | 0
2016-10-17 02:00 | 0 | 0 | 0 | 0 | 0 | 0 | 0 | 0 | 0 |  | 0
2016-10-17 03:00 | 0 | 0 | 0 | 0 | 0 | 0 | 0 | 0 | 0 |  | 0
2016-10-17 04:00 | 0 | 0 | 0 | 0 | 0 | 0 | 0 | 0 | 0 |  | 0
2016-10-17 05:00 | 0 | 0 | 0 | 0 | 0 | 0 | 0 | 0 | 0 |  | 0
2016-10-17 06:00 | 0 | 0 | 0 | 0 | 0 | 0 | 0 | 0 | 0 |  | 0
2016-10-17 07:00 | 1440.8633 | 234.6064 | 0 | 67.163 | 14.918 | 4002.0413 | 53.4561 | 329.868 | 6143 |  | 768
2016-10-17 08:00 | 6134.707 | 699.6423 | 221.5769 | 1639.776 | 377.4051 | 14937.099 | 211.2897 | 5478.6885 | 29700 |  | 3713
2016-10-17 09:00 | 20216.574 | 3881.9004 | 1026.5121 | 2622.8284 | 593.5449 | 23065.818 | 1552.8242 | 9802.968 | 62763 |  | 7845
2016-10-17 10:00 | 28198.39 | 5302.845 | 2394.4072 | 3017.109 | 2163.9805 | 28830.629 | 3526.6165 | 12281.051 | 85715 |  | 10714
2016-10-17 11:00 | 34431.086 | 3393.6448 | 3423.5796 | 3006.3274 | 8059.086 | 32573.783 | 4490.583 | 13533.016 | 102911 |  | 12864
2016-10-17 12:00 | 22958.236 | 1910.1702 | 3181.081 | 3067.0874 | 8977.456 | 33940.84 | 4960.505 | 13681.157 | 92677 |  | 11585
2016-10-17 13:00 | 21672.756 | 1361.1842 | 2199.0269 | 2540.9758 | 7233.408 | 32129.768 | 4955.6123 | 10874.34 | 82967 |  | 10371
2016-10-17 14:00 | 9857.672 | 1162.9495 | 1215.9642 | 1395.6128 | 4742.4717 | 22900.578 | 3222.6748 | 8695.064 | 53193 |  | 6649
2016-10-17 15:00 | 4374.285 | 567.021 | 559.5767 | 1168.5109 | 4022.7998 | 21101.18 | 560.2958 | 6668.962 | 39023 |  | 4878
2016-10-17 16:00 | 1430.096 | 413.2794 | 289.9903 | 447.4686 | 831.4957 | 6261.362 | 194.0323 | 2978.7197 | 12846 |  | 1606
2016-10-17 17:00 | 94.6484 | 45.1389 | 32.6824 | 47.895 | 126.3319 | 1775.0963 | 42.0691 | 344.702 | 2509 |  | 314
2016-10-17 18:00 | 0 | 0 | 0 | 0 | 0 | 0 | 0 | 0 | 0 |  | 0
2016-10-17 19:00 | 0 | 0 | 0 | 0 | 0 | 0 | 0 | 0 | 0 |  | 0
2016-10-17 20:00 | 0 | 0 | 0 | 0 | 0 | 0 | 0 | 0 | 0 |  | 0
2016-10-17 21:00 | 0 | 0 | 0 | 0 | 0 | 0 | 0 | 0 | 0 |  | 0
2016-10-17 22:00 | 0 | 0 | 0 | 0 | 0 | 0 | 0 | 0 | 0 |  | 0
2016-10-17 23:00 | 0 | 0 | 0 | 0 | 0 | 0 | 0 | 0 | 0 |  | 0
2016-10-18 | 0 | 0 | 0 | 0 | 0 | 0 | 0 | 0 | 0 |  | 0
2016-10-18 01:00 | 0 | 0 | 0 | 0 | 0 | 0 | 0 | 0 | 0 |  | 0
2016-10-18 02:00 | 0 | 0 | 0 | 0 | 0 | 0 | 0 | 0 | 0 |  | 0
2016-10-18 03:00 | 0 | 0 | 0 | 0 | 0 | 0 | 0 | 0 | 0 |  | 0
2016-10-18 04:00 | 0 | 0 | 0 | 0 | 0 | 0 | 0 | 0 | 0 |  | 0
2016-10-18 05:00 | 0 | 0 | 0 | 0 | 0 | 0 | 0 | 0 | 0 |  | 0
2016-10-18 06:00 | 0 | 0 | 0 | 0 | 0 | 0 | 0 | 0 | 0 |  | 0
2016-10-18 07:00 | 37.4126 | 35.8556 | 0 | 9.0452 | 4.5206 | 294.2607 | 11.2349 | 87.4787 | 480 |  | 60
2016-10-18 08:00 | 1212.1692 | 197.9141 | 99.7745 | 165.2241 | 392.4219 | 1861.143 | 225.2661 | 557.8488 | 4712 |  | 589
2016-10-18 09:00 | 3111.0474 | 481.1021 | 268.2356 | 264.509 | 960.4952 | 2213.978 | 181.7334 | 1107.8307 | 8589 |  | 1074
2016-10-18 10:00 | 4941.415 | 823.3232 | 460.7102 | 429.385 | 1510.6674 | 4103.1343 | 343.9992 | 1919.793 | 14532 |  | 1817
2016-10-18 11:00 | 7560.0737 | 943.1223 | 656.3281 | 547.8972 | 2010.4436 | 5179.0605 | 501.377 | 2328.0366 | 19726 |  | 2466
2016-10-18 12:00 | 8819.999 | 917.5014 | 598.6003 | 601.228 | 1891.1132 | 6044.607 | 553.1412 | 2294.3633 | 21721 |  | 2715
2016-10-18 13:00 | 7526.186 | 786.1276 | 552.5455 | 469.8861 | 1486.0294 | 5745.207 | 485.3948 | 2146.4585 | 19198 |  | 2400
2016-10-18 14:00 | 13439.486 | 651.1722 | 429.1464 | 406.3088 | 1265.8961 | 5012.237 | 409.1941 | 1526.7278 | 23140 |  | 2893
2016-10-18 15:00 | 18982.629 | 436.3408 | 263.0838 | 268.8494 | 813.0804 | 3287.14 | 275.7299 | 1044.6669 | 25372 |  | 3171
2016-10-18 16:00 | 9787.906 | 172.0703 | 131.1927 | 125.408 | 379.3981 | 2105.172 | 131.8815 | 525.4197 | 13358 |  | 1670
2016-10-18 17:00 | 1169.1368 | 17.5754 | 13.9047 | 20.8648 | 54.5759 | 220.8505 | 9.7118 | 97.7906 | 1604 |  | 201
2016-10-18 18:00 | 0 | 0 | 0 | 0 | 0 | 0 | 0 | 0 | 0 |  | 0
2016-10-18 19:00 | 0 | 0 | 0 | 0 | 0 | 0 | 0 | 0 | 0 |  | 0
2016-10-18 20:00 | 0 | 0 | 0 | 0 | 0 | 0 | 0 | 0 | 0 |  | 0
2016-10-18 21:00 | 0 | 0 | 0 | 0 | 0 | 0 | 0 | 0 | 0 |  | 0
2016-10-18 22:00 | 0 | 0 | 0 | 0 | 0 | 0 | 0 | 0 | 0 |  | 0
2016-10-18 23:00 | 0 | 0 | 0 | 0 | 0 | 0 | 0 | 0 | 0 |  | 0
2016-10-19 | 0 | 0 | 0 | 0 | 0 | 0 | 0 | 0 | 0 |  | 0
2016-10-19 01:00 | 0 | 0 | 0 | 0 | 0 | 0 | 0 | 0 | 0 |  | 0
2016-10-19 02:00 | 0 | 0 | 0 | 0 | 0 | 0 | 0 | 0 | 0 |  | 0
2016-10-19 03:00 | 0 | 0 | 0 | 0 | 0 | 0 | 0 | 0 | 0 |  | 0
2016-10-19 04:00 | 0 | 0 | 0 | 0 | 0 | 0 | 0 | 0 | 0 |  | 0
2016-10-19 05:00 | 0 | 0 | 0 | 0 | 0 | 0 | 0 | 0 | 0 |  | 0
2016-10-19 06:00 | 0 | 0 | 0 | 0 | 0 | 0 | 0 | 0 | 0 |  | 0
2016-10-19 07:00 | 1136.9352 | 117.4501 | 16.6963 | 78.4206 | 18.6514 | 607.3903 | 29.6293 | 345.4672 | 2351 |  | 294
2016-10-19 08:00 | 9889.285 | 783.5805 | 322.7284 | 1490.4265 | 391.5299 | 11074.372 | 204.4278 | 5002.8135 | 29159 |  | 3645
2016-10-19 09:00 | 21256.219 | 3525.1946 | 862.7549 | 2472.6697 | 666.5334 | 20682.096 | 1314.169 | 9240.313 | 60020 |  | 7502
2016-10-19 10:00 | 27958.951 | 5233.7695 | 1930.6959 | 2965.639 | 2296.7327 | 21916.084 | 2429.8735 | 10316.146 | 75048 |  | 9381
2016-10-19 11:00 | 35170.324 | 4129.5044 | 2108.1523 | 2729.1082 | 8388.89 | 24427.682 | 3928.5369 | 13543.057 | 94425 |  | 11803
2016-10-19 12:00 | 37045.707 | 2486.965 | 2144.3975 | 1976.24 | 8362.938 | 26977.557 | 4927.8887 | 13601.586 | 97523 |  | 12190
2016-10-19 13:00 | 32995.77 | 1218.7937 | 2468.1555 | 2304.9065 | 8010.861 | 28915.594 | 4838.981 | 12115.441 | 92869 |  | 11609
2016-10-19 14:00 | 20729.252 | 556.1678 | 1491.1353 | 2071.5854 | 7032.3105 | 23692.44 | 2751.144 | 5408.1636 | 63732 |  | 7967
2016-10-19 15:00 | 26504.854 | 355.5552 | 435.7242 | 1370.7167 | 4905.2944 | 21455.594 | 733.3721 | 7861.004 | 63622 |  | 7953
2016-10-19 16:00 | 11272.116 | 222.2768 | 163.8424 | 353.7527 | 2555.5347 | 11012.8545 | 170.5394 | 4122.8403 | 29874 |  | 3734
2016-10-19 17:00 | 645.1131 | 51.7837 | 43.1383 | 44.4831 | 626.8153 | 2586.0342 | 28.3009 | 544.9545 | 4571 |  | 571
2016-10-19 18:00 | 2 | 0 | 0 | 0 | 0 | 0 | 0 | 0 | 2 |  | 0
2016-10-19 19:00 | 0 | 0 | 0 | 0 | 0 | 0 | 0 | 0 | 0 |  | 0
2016-10-19 20:00 | 0 | 0 | 0 | 0 | 0 | 0 | 0 | 0 | 0 |  | 0
2016-10-19 21:00 | 0 | 0 | 0 | 0 | 0 | 0 | 0 | 0 | 0 |  | 0
2016-10-19 22:00 | 0 | 0 | 0 | 0 | 0 | 0 | 0 | 0 | 0 |  | 0
2016-10-19 23:00 | 0 | 0 | 0 | 0 | 0 | 0 | 0 | 0 | 0 |  | 0
2016-10-20 | 0 | 0 | 0 | 0 | 0 | 0 | 0 | 0 | 0 |  | 0
2016-10-20 01:00 | 0 | 0 | 0 | 0 | 0 | 0 | 0 | 0 | 0 |  | 0
2016-10-20 02:00 | 0 | 0 | 0 | 0 | 0 | 0 | 0 | 0 | 0 |  | 0
2016-10-20 03:00 | 0 | 0 | 0 | 0 | 0 | 0 | 0 | 0 | 0 |  | 0
2016-10-20 04:00 | 0 | 0 | 0 | 0 | 0 | 0 | 0 | 0 | 0 |  | 0
2016-10-20 05:00 | 0 | 0 | 0 | 0 | 0 | 0 | 0 | 0 | 0 |  | 0
2016-10-20 06:00 | 0 | 0 | 0 | 0 | 0 | 0 | 0 | 0 | 0 |  | 0
2016-10-20 07:00 | 975.8711 | 214.4229 | 0 | 37.3083 | 10.8725 | 3326.5793 | 54.8043 | 390.512 | 5010 |  | 626
2016-10-20 08:00 | 8623.052 | 760.4147 | 319.6714 | 1494.506 | 410.3674 | 14177.699 | 254.2633 | 5015.8633 | 31056 |  | 3882
2016-10-20 09:00 | 22561.104 | 3711.494 | 884.4862 | 2641.3906 | 623.2524 | 22893.525 | 1640.9105 | 9279.414 | 64236 |  | 8029
2016-10-20 10:00 | 23174.176 | 5458.8486 | 2108.3699 | 3103.0815 | 1934.8373 | 29158.926 | 3530.633 | 11173.679 | 79643 |  | 9955
2016-10-20 11:00 | 26622.215 | 4206.4976 | 3806.3203 | 3181.1775 | 8243.279 | 33150.598 | 4498.3667 | 9563.571 | 93272 |  | 11659
2016-10-20 12:00 | 19981.45 | 2287.45 | 2825.6963 | 2272.4314 | 6756.35 | 32784.32 | 3424.406 | 8390.809 | 78723 |  | 9840
2016-10-20 13:00 | 9527.073 | 1513.4894 | 1665.0774 | 1553.7932 | 4588.0464 | 19635.582 | 2076.3723 | 7236.0957 | 47796 |  | 5974
2016-10-20 14:00 | 3430.541 | 1086.2134 | 1040.6702 | 824.871 | 2758.67 | 11087.486 | 1220.7179 | 3387.173 | 24836 |  | 3105
2016-10-20 15:00 | 1683.0148 | 823.6359 | 787.0296 | 841.4667 | 2630.0344 | 9441.867 | 442.0007 | 707.7227 | 17357 |  | 2170
2016-10-20 16:00 | 233.0713 | 260.1333 | 355.8388 | 331.0897 | 801.3319 | 4383.334 | 395.1317 | 360.1721 | 7120 |  | 890
2016-10-20 17:00 | 87.1809 | 20.4491 | 36.0148 | 20.5598 | 108.1138 | 489.8254 | 9.0789 | 0.16496 | 771 |  | 96
2016-10-20 18:00 | 0 | 0 | 0 | 0 | 0 | 0 | 0 | 0 | 0 |  | 0
2016-10-20 19:00 | 0 | 0 | 0 | 0 | 0 | 0 | 0 | 0 | 0 |  | 0
2016-10-20 20:00 | 0 | 0 | 0 | 0 | 0 | 0 | 0 | 0 | 0 |  | 0
2016-10-20 21:00 | 0 | 0 | 0 | 0 | 0 | 0 | 0 | 0 | 0 |  | 0
2016-10-20 22:00 | 0 | 0 | 0 | 0 | 0 | 0 | 0 | 0 | 0 |  | 0
2016-10-20 23:00 | 0 | 0 | 0 | 0 | 0 | 0 | 0 | 0 | 0 |  | 0
2016-10-21 | 0 | 0 | 0 | 0 | 0 | 0 | 0 | 0 | 0 |  | 0
2016-10-21 01:00 | 0 | 0 | 0 | 0 | 0 | 0 | 0 | 0 | 0 |  | 0
2016-10-21 02:00 | 0 | 0 | 0 | 0 | 0 | 0 | 0 | 0 | 0 |  | 0
2016-10-21 03:00 | 0 | 0 | 0 | 0 | 0 | 0 | 0 | 0 | 0 |  | 0
2016-10-21 04:00 | 0 | 0 | 0 | 0 | 0 | 0 | 0 | 0 | 0 |  | 0
2016-10-21 05:00 | 0 | 0 | 0 | 0 | 0 | 0 | 0 | 0 | 0 |  | 0
2016-10-21 06:00 | 0 | 0 | 0 | 0 | 0 | 0 | 0 | 0 | 0 |  | 0
2016-10-21 07:00 | 513.8106 | 21.4568 | 0 | 5.6564 | 8.3268 | 197.6387 | 7.3316 | 40.0312 | 794 |  | 99
2016-10-21 08:00 | 2307.945 | 291.0406 | 91.4834 | 143.6101 | 499.5665 | 2403.7087 | 136.694 | 839.8942 | 6714 |  | 839
2016-10-21 09:00 | 2929.12 | 897.7993 | 307.223 | 307.2076 | 755.9374 | 4550.9727 | 231.3421 | 917.9097 | 10898 |  | 1362
2016-10-21 10:00 | 7788.469 | 426.5905 | 268.9975 | 289.7832 | 961.6033 | 5697.3423 | 475.0497 | 1655.7832 | 17564 |  | 2195
2016-10-21 11:00 | 13150.966 | 604.6533 | 644.7154 | 430.8371 | 1570.1459 | 7489.303 | 366.0357 | 1594.667 | 25851 |  | 3231
2016-10-21 12:00 | 17603.902 | 1212.7867 | 1554.0656 | 1729.707 | 7005.6797 | 9815.114 | 703.9353 | 1917.897 | 41543 |  | 5193
2016-10-21 13:00 | 18267.943 | 1077.032 | 1310.2937 | 1440.3914 | 3828.7544 | 10773.306 | 527.3346 | 1783.351 | 39008 |  | 4876
2016-10-21 14:00 | 11219.085 | 291.2612 | 676.8251 | 507.9182 | 1946.5813 | 9589.376 | 241.07 | 1141.9303 | 25614 |  | 3202
2016-10-21 15:00 | 8928.072 | 575.8298 | 631.8693 | 445.4257 | 1683.1738 | 4651.6094 | 222.9241 | 352.7033 | 17492 |  | 2186
2016-10-21 16:00 | 2972.9434 | 287.633 | 284.0104 | 208.066 | 701.3837 | 2913.364 | 72.9831 | 398.5036 | 7839 |  | 980
2016-10-21 17:00 | 441.5331 | 7.7924 | 81.7909 | 103.7911 | 165.2285 | 650.7286 | 14.9008 | 17.3345 | 1483 |  | 185
2016-10-21 18:00 | 0 | 0 | 0 | 0 | 0 | 0 | 0 | 0 | 0 |  | 0
2016-10-21 19:00 | 0 | 0 | 0 | 0 | 0 | 0 | 0 | 0 | 0 |  | 0
2016-10-21 20:00 | 0 | 0 | 0 | 0 | 0 | 0 | 0 | 0 | 0 |  | 0
2016-10-21 21:00 | 0 | 0 | 0 | 0 | 0 | 0 | 0 | 0 | 0 |  | 0
2016-10-21 22:00 | 0 | 0 | 0 | 0 | 0 | 0 | 0 | 0 | 0 |  | 0
2016-10-21 23:00 | 0 | 0 | 0 | 0 | 0 | 0 | 0 | 0 | 0 |  | 0
2016-10-22 | 0 | 0 | 0 | 0 | 0 | 0 | 0 | 0 | 0 |  | 0
2016-10-22 01:00 | 0 | 0 | 0 | 0 | 0 | 0 | 0 | 0 | 0 |  | 0
2016-10-22 02:00 | 0 | 0 | 0 | 0 | 0 | 0 | 0 | 0 | 0 |  | 0
2016-10-22 03:00 | 0 | 0 | 0 | 0 | 0 | 0 | 0 | 0 | 0 |  | 0
2016-10-22 04:00 | 0 | 0 | 0 | 0 | 0 | 0 | 0 | 0 | 0 |  | 0
2016-10-22 05:00 | 0 | 0 | 0 | 0 | 0 | 0 | 0 | 0 | 0 |  | 0
2016-10-22 06:00 | 0 | 0 | 0 | 0 | 0 | 0 | 0 | 0 | 0 |  | 0
2016-10-22 07:00 | 143.86 | 26.3907 | 0 | 5.6941 | 3.9695 | 55.5968 | 2.0569 | 142.5997 | 380 |  | 48
2016-10-22 08:00 | 3019.0496 | 521.5841 | 177.1295 | 206.9906 | 566.2085 | 2402.8174 | 188.5649 | 936.5508 | 8019 |  | 1002
2016-10-22 09:00 | 5527.947 | 1206.3378 | 461.6668 | 371.9567 | 1768.018 | 5116.16 | 390.4309 | 2185.11 | 17028 |  | 2128
2016-10-22 10:00 | 8244.18 | 962.0504 | 764.1664 | 743.7213 | 2095.6355 | 7661.81 | 1035.2598 | 2937.7075 | 24445 |  | 3056
2016-10-22 11:00 | 6743.9966 | 1061.6777 | 874.7369 | 656.2948 | 1566.474 | 7919.8555 | 562.4779 | 2254.0635 | 21640 |  | 2705
2016-10-22 12:00 | 4802.8228 | 711.8907 | 661.4345 | 704.543 | 1651.7775 | 4317.309 | 930.4496 | 2518.8918 | 16299 |  | 2037
2016-10-22 13:00 | 4918.3745 | 802.4987 | 323.9269 | 314.5259 | 832.4281 | 3228.1538 | 330.335 | 1784.4186 | 12535 |  | 1567
2016-10-22 14:00 | 6659.8726 | 669.4392 | 379.1494 | 300.4509 | 1183.3594 | 3882.0764 | 541.0266 | 2085.7031 | 15701 |  | 1963
2016-10-22 15:00 | 3350.7864 | 644.6965 | 247.2314 | 235.8272 | 1052.3531 | 7772.4995 | 337.7492 | 2039.0217 | 15680 |  | 1960
2016-10-22 16:00 | 2005.4553 | 186.8806 | 92.7292 | 181.1278 | 204.106 | 1497.3041 | 194.7293 | 643.0147 | 5005 |  | 626
2016-10-22 17:00 | 705.5318 | 5.671 | 1.5455 | 3.8967 | 8.3567 | 163.9672 | 59.2773 | 71.6026 | 1020 |  | 127
2016-10-22 18:00 | 0 | 0 | 0 | 0 | 0 | 0 | 0 | 0 | 0 |  | 0
2016-10-22 19:00 | 0 | 0 | 0 | 0 | 0 | 0 | 0 | 0 | 0 |  | 0
2016-10-22 20:00 | 0 | 0 | 0 | 0 | 0 | 0 | 0 | 0 | 0 |  | 0
2016-10-22 21:00 | 0 | 0 | 0 | 0 | 0 | 0 | 0 | 0 | 0 |  | 0
2016-10-22 22:00 | 0 | 0 | 0 | 0 | 0 | 0 | 0 | 0 | 0 |  | 0
2016-10-22 23:00 | 0 | 0 | 0 | 0 | 0 | 0 | 0 | 0 | 0 |  | 0
2016-10-23 | 0 | 0 | 0 | 0 | 0 | 0 | 0 | 0 | 0 |  | 0
2016-10-23 01:00 | 0 | 0 | 0 | 0 | 0 | 0 | 0 | 0 | 0 |  | 0
2016-10-23 02:00 | 0 | 0 | 0 | 0 | 0 | 0 | 0 | 0 | 0 |  | 0
2016-10-23 03:00 | 0 | 0 | 0 | 0 | 0 | 0 | 0 | 0 | 0 |  | 0
2016-10-23 04:00 | 0 | 0 | 0 | 0 | 0 | 0 | 0 | 0 | 0 |  | 0
2016-10-23 05:00 | 0 | 0 | 0 | 0 | 0 | 0 | 0 | 0 | 0 |  | 0
2016-10-23 06:00 | 0 | 0 | 0 | 0 | 0 | 0 | 0 | 0 | 0 |  | 0
2016-10-23 07:00 | 421.8243 | 56.5573 | 24.6977 | 28.0309 | 86.6403 | 689.368 | 13.8816 | 62.9409 | 1384 |  | 173
2016-10-23 08:00 | 4189.6646 | 1024.7905 | 425.1309 | 643.6343 | 704.8694 | 9569.013 | 338.7862 | 1300.9574 | 18197 |  | 2275
2016-10-23 09:00 | 6228.6953 | 3321.9932 | 817.1061 | 1386.6262 | 851.3709 | 19913.332 | 883.653 | 3742.383 | 37145 |  | 4643
2016-10-23 10:00 | 31423.324 | 5862.4746 | 1829.8304 | 2202.2712 | 2111.5886 | 22047.521 | 822.699 | 5062.02 | 71362 |  | 8920
2016-10-23 11:00 | 33344.03 | 4600.6206 | 3994.757 | 3213.1653 | 8666.541 | 34809.93 | 2076.8508 | 9649.344 | 100355 |  | 12544
2016-10-23 12:00 | 34688.945 | 2257.4482 | 3761.124 | 2476.6199 | 10220.191 | 34154.375 | 4085.0273 | 10496.239 | 102140 |  | 12767
2016-10-23 13:00 | 35466.207 | 1067.0197 | 2758.8408 | 2768.5312 | 9381.471 | 25645.688 | 3229.7876 | 13830.835 | 94148 |  | 11769
2016-10-23 14:00 | 32325.867 | 554.8622 | 1250.1302 | 2234.7188 | 7699.642 | 30148.96 | 2108.7117 | 11942.269 | 88265 |  | 11033
2016-10-23 15:00 | 23681.395 | 386.433 | 392.1735 | 1329.052 | 5200.3574 | 22502.03 | 400.8973 | 8674.374 | 62567 |  | 7821
2016-10-23 16:00 | 9431.654 | 236.3709 | 167.4997 | 369.0679 | 2708.5942 | 11847.955 | 149.693 | 4360.851 | 29272 |  | 3659
2016-10-23 17:00 | 516.6189 | 48.1163 | 44.3121 | 38.9026 | 594.1008 | 2112.383 | 26.7468 | 504.8831 | 3886 |  | 486
2016-10-23 18:00 | 0 | 0 | 0 | 0 | 0 | 0 | 0 | 0 | 0 |  | 0
2016-10-23 19:00 | 0 | 0 | 0 | 0 | 0 | 0 | 0 | 0 | 0 |  | 0
2016-10-23 20:00 | 0 | 0 | 0 | 0 | 0 | 0 | 0 | 0 | 0 |  | 0
2016-10-23 21:00 | 0 | 0 | 0 | 0 | 0 | 0 | 0 | 0 | 0 |  | 0
2016-10-23 22:00 | 0 | 0 | 0 | 0 | 0 | 0 | 0 | 0 | 0 |  | 0
2016-10-23 23:00 | 0 | 0 | 0 | 0 | 0 | 0 | 0 | 0 | 0 |  | 0
2016-10-24 | 0 | 0 | 0 | 0 | 0 | 0 | 0 | 0 | 0 |  | 0
2016-10-24 01:00 | 0 | 0 | 0 | 0 | 0 | 0 | 0 | 0 | 0 |  | 0
2016-10-24 02:00 | 0 | 0 | 0 | 0 | 0 | 0 | 0 | 0 | 0 |  | 0
2016-10-24 03:00 | 0 | 0 | 0 | 0 | 0 | 0 | 0 | 0 | 0 |  | 0
2016-10-24 04:00 | 0 | 0 | 0 | 0 | 0 | 0 | 0 | 0 | 0 |  | 0
2016-10-24 05:00 | 0 | 0 | 0 | 0 | 0 | 0 | 0 | 0 | 0 |  | 0
2016-10-24 06:00 | 0 | 0 | 0 | 0 | 0 | 0 | 0 | 0 | 0 |  | 0
2016-10-24 07:00 | 1276.1959 | 276.5347 | 0 | 19.4975 | 0 | 2619.5063 | 43.3967 | 337.0416 | 4572 |  | 572
2016-10-24 08:00 | 10769.886 | 859.3319 | 208.2273 | 1789.6761 | 279.0779 | 14505.257 | 229.126 | 5071.523 | 33712 |  | 4214
2016-10-24 09:00 | 14740.055 | 2826.166 | 741.1717 | 2787.8645 | 559.5833 | 23545.531 | 1655.0992 | 10275.955 | 57131 |  | 7141
2016-10-24 10:00 | 29602.732 | 4950.32 | 1396.9412 | 2901.2173 | 2170.5403 | 30229.191 | 3388.879 | 13274.815 | 87915 |  | 10989
2016-10-24 11:00 | 22352.469 | 4280.314 | 3801.5034 | 2895.1392 | 7551.4014 | 34306.68 | 4756.6553 | 14363.149 | 94307 |  | 11788
2016-10-24 12:00 | 35248.312 | 2291.6191 | 3691.2383 | 3272.2385 | 10139.367 | 36162.97 | 5258.5 | 8948.458 | 105013 |  | 13127
2016-10-24 13:00 | 37018.246 | 1151.9564 | 2679.3167 | 2675.5828 | 9221.242 | 34448.44 | 4287.8213 | 10722.519 | 102205 |  | 12776
2016-10-24 14:00 | 30302.645 | 689.2007 | 1178.825 | 2169.4946 | 7553.6274 | 28456.473 | 1836.7595 | 10800.004 | 82987 |  | 10373
2016-10-24 15:00 | 23959.24 | 475.176 | 421.8936 | 1249.0038 | 5161.507 | 22977.795 | 505.7421 | 4935.589 | 59686 |  | 7461
2016-10-24 16:00 | 9498.318 | 267.3976 | 163.9772 | 329.2661 | 2615.9182 | 11528.311 | 189.1901 | 1752.3257 | 26345 |  | 3293
2016-10-24 17:00 | 1089.2622 | 61.0436 | 38.112 | 40.339 | 370.7276 | 2288.159 | 50.4821 | 369.6453 | 4308 |  | 538
2016-10-24 18:00 | 0 | 0 | 0 | 0 | 0 | 0 | 0 | 0 | 0 |  | 0
2016-10-24 19:00 | 0 | 0 | 0 | 0 | 0 | 0 | 0 | 0 | 0 |  | 0
2016-10-24 20:00 | 0 | 0 | 0 | 0 | 0 | 0 | 0 | 0 | 0 |  | 0
2016-10-24 21:00 | 0 | 0 | 0 | 0 | 0 | 0 | 0 | 0 | 0 |  | 0
2016-10-24 22:00 | 0 | 0 | 0 | 0 | 0 | 0 | 0 | 0 | 0 |  | 0
2016-10-24 23:00 | 0 | 0 | 0 | 0 | 0 | 0 | 0 | 0 | 0 |  | 0
2016-10-25 | 0 | 0 | 0 | 0 | 0 | 0 | 0 | 0 | 0 |  | 0
2016-10-25 01:00 | 0 | 0 | 0 | 0 | 0 | 0 | 0 | 0 | 0 |  | 0
2016-10-25 02:00 | 0 | 0 | 0 | 0 | 0 | 0 | 0 | 0 | 0 |  | 0
2016-10-25 03:00 | 0 | 0 | 0 | 0 | 0 | 0 | 0 | 0 | 0 |  | 0
2016-10-25 04:00 | 0 | 0 | 0 | 0 | 0 | 0 | 0 | 0 | 0 |  | 0
2016-10-25 05:00 | 0 | 0 | 0 | 0 | 0 | 0 | 0 | 0 | 0 |  | 0
2016-10-25 06:00 | 0 | 0 | 0 | 0 | 0 | 0 | 0 | 0 | 0 |  | 0
2016-10-25 07:00 | 636.0589 | 128.4056 | 0 | 44.6226 | 1.7655 | 3110.0771 | 35.3741 | 138.9028 | 4095 |  | 512
2016-10-25 08:00 | 8087.301 | 1242.908 | 405.049 | 1087.7683 | 902.839 | 12795.582 | 439.1697 | 1228.2036 | 26189 |  | 3274
2016-10-25 09:00 | 17809.447 | 1593.6909 | 1089.7754 | 2063.439 | 1589.4655 | 22976.396 | 1697.361 | 3787.1777 | 52607 |  | 6576
2016-10-25 10:00 | 17919.504 | 3894.2893 | 1898.8364 | 1622.075 | 3351.6682 | 26455.86 | 3252.954 | 5175.0825 | 63570 |  | 7946
2016-10-25 11:00 | 17392.572 | 2517.8853 | 2481.1074 | 2828.3794 | 5440.2896 | 31017.654 | 3388.214 | 5384.7656 | 70451 |  | 8806
2016-10-25 12:00 | 17440.287 | 2170.9583 | 1780.6335 | 1661.2109 | 4678.967 | 27201.707 | 3746.646 | 7347.8022 | 66028 |  | 8254
2016-10-25 13:00 | 15721.068 | 2099.487 | 1121.0488 | 1211.4882 | 3374.2527 | 19611.19 | 2921.9812 | 5496.489 | 51557 |  | 6445
2016-10-25 14:00 | 16747.39 | 1571.2278 | 932.8309 | 845.5596 | 2576.6758 | 21022.668 | 1762.5271 | 6047.907 | 51507 |  | 6438
2016-10-25 15:00 | 9212.068 | 879.447 | 541.2368 | 699.036 | 2689.6196 | 10568.297 | 1400.3232 | 2967.0166 | 28957 |  | 3620
2016-10-25 16:00 | 4070.7893 | 591.6394 | 442.3538 | 351.9049 | 2486.3374 | 3903.539 | 376.6581 | 3924.7444 | 16148 |  | 2018
2016-10-25 17:00 | 543.318 | 73.5042 | 40.4868 | 49.9832 | 269.7755 | 1253.9385 | 56.2758 | 541.1041 | 2828 |  | 354
2016-10-25 18:00 | 0 | 0 | 0 | 0 | 0 | 0 | 0 | 0 | 0 |  | 0
2016-10-25 19:00 | 0 | 0 | 0 | 0 | 0 | 0 | 0 | 0 | 0 |  | 0
2016-10-25 20:00 | 0 | 0 | 0 | 0 | 0 | 0 | 0 | 0 | 0 |  | 0
2016-10-25 21:00 | 0 | 0 | 0 | 0 | 0 | 0 | 0 | 0 | 0 |  | 0
2016-10-25 22:00 | 0 | 0 | 0 | 0 | 0 | 0 | 0 | 0 | 0 |  | 0
2016-10-25 23:00 | 0 | 0 | 0 | 0 | 0 | 0 | 0 | 0 | 0 |  | 0
2016-10-26 | 0 | 0 | 0 | 0 | 0 | 0 | 0 | 0 | 0 |  | 0
2016-10-26 01:00 | 0 | 0 | 0 | 0 | 0 | 0 | 0 | 0 | 0 |  | 0
2016-10-26 02:00 | 0 | 0 | 0 | 0 | 0 | 0 | 0 | 0 | 0 |  | 0
2016-10-26 03:00 | 0 | 0 | 0 | 0 | 0 | 0 | 0 | 0 | 0 |  | 0
2016-10-26 04:00 | 0 | 0 | 0 | 0 | 0 | 0 | 0 | 0 | 0 |  | 0
2016-10-26 05:00 | 0 | 0 | 0 | 0 | 0 | 0 | 0 | 0 | 0 |  | 0
2016-10-26 06:00 | 0 | 0 | 0 | 0 | 0 | 0 | 0 | 0 | 0 |  | 0
2016-10-26 07:00 | 607.7235 | 323.6733 | 0 | 3.384 | 0 | 2430.3262 | 36.1767 | 317.1282 | 3718 |  | 465
2016-10-26 08:00 | 11001.64 | 757.6346 | 199.8225 | 1649.7234 | 251.0808 | 13926.686 | 221.8247 | 5007.8867 | 33016 |  | 4127
2016-10-26 09:00 | 17190.836 | 2779.56 | 604.1679 | 2788.1963 | 494.1668 | 26480.496 | 1622.6881 | 9763.357 | 61723 |  | 7715
2016-10-26 10:00 | 21418.451 | 6095.7847 | 1429.7181 | 3238.0708 | 1346.7314 | 20183.49 | 3708.7854 | 12897.595 | 70319 |  | 8790
2016-10-26 11:00 | 28445.156 | 4748.9224 | 3953.7573 | 3372.3823 | 8206.147 | 33781.254 | 4758.3867 | 14392.228 | 101658 |  | 12707
2016-10-26 12:00 | 28584.895 | 2372.955 | 3711.1357 | 3216.8289 | 10262.622 | 32697.322 | 5219.7705 | 14705.011 | 100771 |  | 12596
2016-10-26 13:00 | 21161.79 | 1148.7899 | 2546.9617 | 1989.5093 | 9351.209 | 34187.04 | 4488.1616 | 13192.713 | 88066 |  | 11008
2016-10-26 14:00 | 20542.48 | 1101.3214 | 1444.9421 | 1159.5808 | 6625.6216 | 6590.013 | 1431.8287 | 11570.388 | 50466 |  | 6308
2016-10-26 15:00 | 14858.267 | 1099.1367 | 700.7098 | 612.6589 | 5704.981 | 2479.894 | 642.6415 | 9291.195 | 35389 |  | 4424
2016-10-26 16:00 | 4580.991 | 330.2377 | 164.6028 | 589.1378 | 1591.4103 | 1391.8397 | 170.4509 | 3792.7517 | 12611 |  | 1576
2016-10-26 17:00 | 291.1449 | 14.2088 | 26.2429 | 61.0154 | 128.4643 | 294.753 | 1.8105 | 176.3432 | 994 |  | 124
2016-10-26 18:00 | 0 | 0 | 0 | 0 | 0 | 0 | 0 | 0 | 0 |  | 0
2016-10-26 19:00 | 0 | 0 | 0 | 0 | 0 | 0 | 0 | 0 | 0 |  | 0
2016-10-26 20:00 | 0 | 0 | 0 | 0 | 0 | 0 | 0 | 0 | 0 |  | 0
2016-10-26 21:00 | 0 | 0 | 0 | 0 | 0 | 0 | 0 | 0 | 0 |  | 0
2016-10-26 22:00 | 0 | 0 | 0 | 0 | 0 | 0 | 0 | 0 | 0 |  | 0
2016-10-26 23:00 | 0 | 0 | 0 | 0 | 0 | 0 | 0 | 0 | 0 |  | 0
2016-10-27 | 0 | 0 | 0 | 0 | 0 | 0 | 0 | 0 | 0 |  | 0
2016-10-27 01:00 | 0 | 0 | 0 | 0 | 0 | 0 | 0 | 0 | 0 |  | 0
2016-10-27 02:00 | 0 | 0 | 0 | 0 | 0 | 0 | 0 | 0 | 0 |  | 0
2016-10-27 03:00 | 0 | 0 | 0 | 0 | 0 | 0 | 0 | 0 | 0 |  | 0
2016-10-27 04:00 | 0 | 0 | 0 | 0 | 0 | 0 | 0 | 0 | 0 |  | 0
2016-10-27 05:00 | 0 | 0 | 0 | 0 | 0 | 0 | 0 | 0 | 0 |  | 0
2016-10-27 06:00 | 0 | 0 | 0 | 0 | 0 | 0 | 0 | 0 | 0 |  | 0
2016-10-27 07:00 | 470.1289 | 221.0669 | 33.1143 | 82.561 | 155.4878 | 2649.2578 | 59.676 | 463.6186 | 4135 |  | 517
2016-10-27 08:00 | 6141.8867 | 745.5789 | 507.181 | 753.4947 | 1313.3055 | 12064.275 | 517.3881 | 1552.5751 | 23596 |  | 2949
2016-10-27 09:00 | 6212.2256 | 1532.245 | 842.9401 | 1393.1929 | 2267.2646 | 16756.16 | 929.1841 | 4506.0723 | 34439 |  | 4305
2016-10-27 10:00 | 7691.1113 | 1354.9514 | 823.67 | 919.5742 | 2274.5266 | 17973.77 | 2406.5896 | 6404.585 | 39849 |  | 4981
2016-10-27 11:00 | 15140.845 | 1481.0955 | 679.7716 | 725.2744 | 2121.1492 | 11909.003 | 2274.9463 | 5625.1494 | 39957 |  | 4995
2016-10-27 12:00 | 8253.35 | 1505.5476 | 1143.6233 | 1116.8889 | 3210.255 | 14791.626 | 1016.7256 | 3040.4714 | 34078 |  | 4260
2016-10-27 13:00 | 4762.1807 | 822.2302 | 698.9153 | 670.189 | 1743.8774 | 11346.675 | 502.1662 | 2374.5679 | 22921 |  | 2865
2016-10-27 14:00 | 4197.313 | 469.9219 | 378.265 | 302.2185 | 1050.6111 | 5834.2017 | 221.6954 | 1469.316 | 13924 |  | 1740
2016-10-27 15:00 | 2441.5942 | 207.7929 | 140.7519 | 162.8723 | 417.662 | 2587.892 | 223.9269 | 847.4335 | 7030 |  | 879
2016-10-27 16:00 | 683.2704 | 156.7114 | 75.3152 | 79.0133 | 260.6081 | 538.7242 | 48.5191 | 235.7614 | 2078 |  | 260
2016-10-27 17:00 | 5.1629 | 8.4925 | 6.2157 | 7.5842 | 32.5245 | 31.3818 | 0 | 0.28768 | 92 |  | 11
2016-10-27 18:00 | 0 | 0 | 0 | 0 | 0 | 0 | 0 | 0 | 0 |  | 0
2016-10-27 19:00 | 0 | 0 | 0 | 0 | 0 | 0 | 0 | 0 | 0 |  | 0
2016-10-27 20:00 | 0 | 0 | 0 | 0 | 0 | 0 | 0 | 0 | 0 |  | 0
2016-10-27 21:00 | 0 | 0 | 0 | 0 | 0 | 0 | 0 | 0 | 0 |  | 0
2016-10-27 22:00 | 0 | 0 | 0 | 0 | 0 | 0 | 0 | 0 | 0 |  | 0
2016-10-27 23:00 | 0 | 0 | 0 | 0 | 0 | 0 | 0 | 0 | 0 |  | 0
2016-10-28 | 0 | 0 | 0 | 0 | 0 | 0 | 0 | 0 | 0 |  | 0
2016-10-28 01:00 | 0 | 0 | 0 | 0 | 0 | 0 | 0 | 0 | 0 |  | 0
2016-10-28 02:00 | 0 | 0 | 0 | 0 | 0 | 0 | 0 | 0 | 0 |  | 0
2016-10-28 03:00 | 0 | 0 | 0 | 0 | 0 | 0 | 0 | 0 | 0 |  | 0
2016-10-28 04:00 | 0 | 0 | 0 | 0 | 0 | 0 | 0 | 0 | 0 |  | 0
2016-10-28 05:00 | 0 | 0 | 0 | 0 | 0 | 0 | 0 | 0 | 0 |  | 0
2016-10-28 06:00 | 0 | 0 | 0 | 0 | 0 | 0 | 0 | 0 | 0 |  | 0
2016-10-28 07:00 | 7.3387 | 0 | 0 | 0 | 0 | 1.2344 | 0 | 0 | 9 |  | 1
2016-10-28 08:00 | 1471.0042 | 33.2827 | 0 | 30.0878 | 11.0682 | 33.1014 | 35.735 | 49.6303 | 1664 |  | 208
2016-10-28 09:00 | 5252.6455 | 251.9888 | 273.2767 | 145.9672 | 668.5851 | 364.2202 | 59.834 | 447.7331 | 7464 |  | 933
2016-10-28 10:00 | 6844.202 | 639.8777 | 313.2192 | 317.1069 | 867.62 | 5443.067 | 61.045 | 695.8336 | 15182 |  | 1898
2016-10-28 11:00 | 8631.538 | 1184.4089 | 576.0614 | 325.1107 | 1358.1855 | 6470.6816 | 213.9557 | 1182.5948 | 19943 |  | 2493
2016-10-28 12:00 | 12381.495 | 1433.5853 | 581.6168 | 415.4062 | 1534.8835 | 3108.2097 | 188.1515 | 1197.713 | 20841 |  | 2605
2016-10-28 13:00 | 12602.957 | 735.2806 | 302.5602 | 163.1616 | 780.6163 | 3061.8071 | 485.5746 | 1055.213 | 19187 |  | 2398
2016-10-28 14:00 | 8247.278 | 788.9498 | 235.9667 | 106.4522 | 610.5199 | 2900.3464 | 337.5341 | 1234.7133 | 14462 |  | 1808
2016-10-28 15:00 | 7253.9116 | 332.8565 | 137.4542 | 106.6975 | 388.6384 | 1275.1619 | 201.5619 | 738.4074 | 10435 |  | 1304
2016-10-28 16:00 | 3193.9614 | 124.4298 | 47.2125 | 24.1566 | 116.0973 | 630.2812 | 29.6662 | 353.4828 | 4519 |  | 565
2016-10-28 17:00 | 882.2142 | 21.7467 | 0 | 0 | 0.0045264 | 2.4568 | 0 | 39.0112 | 945 |  | 118
2016-10-28 18:00 | 0 | 0 | 0 | 0 | 0 | 0 | 0 | 0 | 0 |  | 0
2016-10-28 19:00 | 0 | 0 | 0 | 0 | 0 | 0 | 0 | 0 | 0 |  | 0
2016-10-28 20:00 | 0 | 0 | 0 | 0 | 0 | 0 | 0 | 0 | 0 |  | 0
2016-10-28 21:00 | 0 | 0 | 0 | 0 | 0 | 0 | 0 | 0 | 0 |  | 0
2016-10-28 22:00 | 0 | 0 | 0 | 0 | 0 | 0 | 0 | 0 | 0 |  | 0
2016-10-28 23:00 | 0 | 0 | 0 | 0 | 0 | 0 | 0 | 0 | 0 |  | 0
2016-10-29 | 0 | 0 | 0 | 0 | 0 | 0 | 0 | 0 | 0 |  | 0
2016-10-29 01:00 | 0 | 0 | 0 | 0 | 0 | 0 | 0 | 0 | 0 |  | 0
2016-10-29 02:00 | 0 | 0 | 0 | 0 | 0 | 0 | 0 | 0 | 0 |  | 0
2016-10-29 03:00 | 0 | 0 | 0 | 0 | 0 | 0 | 0 | 0 | 0 |  | 0
2016-10-29 04:00 | 0 | 0 | 0 | 0 | 0 | 0 | 0 | 0 | 0 |  | 0
2016-10-29 05:00 | 0 | 0 | 0 | 0 | 0 | 0 | 0 | 0 | 0 |  | 0
2016-10-29 06:00 | 0 | 0 | 0 | 0 | 0 | 0 | 0 | 0 | 0 |  | 0
2016-10-29 07:00 | 29.1821 | 10.1062 | 0 | 2.4234 | 0 | 591.4502 | 9.0093 | 9.6529 | 652 |  | 81
2016-10-29 08:00 | 2718.1387 | 202.9883 | 61.5905 | 132.4305 | 292.8195 | 1394.7767 | 84.1707 | 473.7957 | 5361 |  | 670
2016-10-29 09:00 | 5624.0244 | 914.0748 | 494.077 | 454.3245 | 1414.0631 | 4166.717 | 438.23 | 1881.6017 | 15387 |  | 1923
2016-10-29 10:00 | 5080.923 | 1287.6956 | 924.0343 | 795.4172 | 2299.3252 | 7743.2783 | 491.7372 | 1910.2292 | 20533 |  | 2567
2016-10-29 11:00 | 5361.913 | 847.7277 | 496.0236 | 494.9161 | 1440.8213 | 6912.1226 | 517.3225 | 1460.1473 | 17531 |  | 2191
2016-10-29 12:00 | 2154.5518 | 682.5679 | 478.3149 | 385.0089 | 1253.2937 | 4403.516 | 202.8284 | 1239.8097 | 10800 |  | 1350
2016-10-29 13:00 | 3696.859 | 374.241 | 185.5305 | 199.1667 | 573.8367 | 1814.8959 | 127.8998 | 1170.3817 | 8143 |  | 1018
2016-10-29 14:00 | 4198.865 | 228.0112 | 138.8393 | 102.9857 | 314.3637 | 1248.194 | 167.0256 | 838.6412 | 7237 |  | 905
2016-10-29 15:00 | 3327.7356 | 326.2962 | 141.2654 | 137.2734 | 506.3607 | 1786.0718 | 152.5171 | 477.9477 | 6855 |  | 857
2016-10-29 16:00 | 967.5065 | 98.3871 | 33.8233 | 39.9482 | 116.4604 | 844.6321 | 93.1549 | 109.1277 | 2303 |  | 288
2016-10-29 17:00 | 10.6613 | 9.9852 | 0 | 0 | 0.43151 | 6.3264 | 0 | 1.5166 | 29 |  | 4
2016-10-29 18:00 | 0 | 0 | 0 | 0 | 0 | 0 | 0 | 0 | 0 |  | 0
2016-10-29 19:00 | 0 | 0 | 0 | 0 | 0 | 0 | 0 | 0 | 0 |  | 0
2016-10-29 20:00 | 0 | 0 | 0 | 0 | 0 | 0 | 0 | 0 | 0 |  | 0
2016-10-29 21:00 | 0 | 0 | 0 | 0 | 0 | 0 | 0 | 0 | 0 |  | 0
2016-10-29 22:00 | 0 | 0 | 0 | 0 | 0 | 0 | 0 | 0 | 0 |  | 0
2016-10-29 23:00 | 0 | 0 | 0 | 0 | 0 | 0 | 0 | 0 | 0 |  | 0
2016-10-30 | 0 | 0 | 0 | 0 | 0 | 0 | 0 | 0 | 0 |  | 0
2016-10-30 01:00 | 0 | 0 | 0 | 0 | 0 | 0 | 0 | 0 | 0 |  | 0
2016-10-30 02:00 | 0 | 0 | 0 | 0 | 0 | 0 | 0 | 0 | 0 |  | 0
2016-10-30 03:00 | 0 | 0 | 0 | 0 | 0 | 0 | 0 | 0 | 0 |  | 0
2016-10-30 04:00 | 0 | 0 | 0 | 0 | 0 | 0 | 0 | 0 | 0 |  | 0
2016-10-30 05:00 | 0 | 0 | 0 | 0 | 0 | 0 | 0 | 0 | 0 |  | 0
2016-10-30 06:00 | 0 | 0 | 0 | 0 | 0 | 0 | 0 | 0 | 0 |  | 0
2016-10-30 07:00 | 208.6451 | 50.0454 | 0 | 0 | 14.6708 | 379.9489 | 10.2377 | 44.9762 | 709 |  | 89
2016-10-30 08:00 | 3558.7622 | 373.7514 | 176.0021 | 253.294 | 599.2067 | 2948.2693 | 185.9584 | 772.1327 | 8867 |  | 1108
2016-10-30 09:00 | 10041.702 | 915.7461 | 522.3414 | 443.4524 | 1241.6758 | 5163.8545 | 567.9573 | 1710.8052 | 20608 |  | 2576
2016-10-30 10:00 | 20459.969 | 2471.7651 | 1145.3568 | 930.073 | 2522.101 | 10676.29 | 1153.5262 | 5494.2 | 44853 |  | 5607
2016-10-30 11:00 | 25524.266 | 1770.2096 | 1204.9841 | 895.2587 | 2508.762 | 17660.338 | 1396.1338 | 5252.105 | 56212 |  | 7027
2016-10-30 12:00 | 24917.77 | 2654.7812 | 1853.2725 | 1186.2258 | 4012.106 | 10930.399 | 633.2609 | 6259.9536 | 52448 |  | 6556
2016-10-30 13:00 | 12140.417 | 1738.1637 | 1234.4696 | 1497.323 | 3668.9966 | 18668.225 | 602.0785 | 2256.843 | 41807 |  | 5226
2016-10-30 14:00 | 10855.116 | 925.0416 | 564.1322 | 633.7975 | 1590.0383 | 7823.8164 | 592.4969 | 4953.1724 | 27938 |  | 3492
2016-10-30 15:00 | 2903.4612 | 952.7752 | 493.6758 | 618.4707 | 1845.3717 | 7059.986 | 521.1901 | 1743.964 | 16139 |  | 2017
2016-10-30 16:00 | 985.2924 | 115.2403 | 156.4785 | 129.7217 | 414.7822 | 2196.0193 | 150.5148 | 823.9517 | 4972 |  | 622
2016-10-30 17:00 | 13.5991 | 57.6649 | 0.26404 | 12.9364 | 65.3809 | 12.3167 | 11.8234 | 94.8415 | 269 |  | 34
2016-10-30 18:00 | 0 | 0 | 0 | 0 | 0 | 0 | 0 | 0 | 0 |  | 0
2016-10-30 19:00 | 0 | 0 | 0 | 0 | 0 | 0 | 0 | 0 | 0 |  | 0
2016-10-30 20:00 | 0 | 0 | 0 | 0 | 0 | 0 | 0 | 0 | 0 |  | 0
2016-10-30 21:00 | 0 | 0 | 0 | 0 | 0 | 0 | 0 | 0 | 0 |  | 0
2016-10-30 22:00 | 0 | 0 | 0 | 0 | 0 | 0 | 0 | 0 | 0 |  | 0
2016-10-30 23:00 | 0 | 0 | 0 | 0 | 0 | 0 | 0 | 0 | 0 |  | 0
2016-10-31 | 0 | 0 | 0 | 0 | 0 | 0 | 0 | 0 | 0 |  | 0
2016-10-31 01:00 | 0 | 0 | 0 | 0 | 0 | 0 | 0 | 0 | 0 |  | 0
2016-10-31 02:00 | 0 | 0 | 0 | 0 | 0 | 0 | 0 | 0 | 0 |  | 0
2016-10-31 03:00 | 0 | 0 | 0 | 0 | 0 | 0 | 0 | 0 | 0 |  | 0
2016-10-31 04:00 | 0 | 0 | 0 | 0 | 0 | 0 | 0 | 0 | 0 |  | 0
2016-10-31 05:00 | 0 | 0 | 0 | 0 | 0 | 0 | 0 | 0 | 0 |  | 0
2016-10-31 06:00 | 0 | 0 | 0 | 0 | 0 | 0 | 0 | 0 | 0 |  | 0
2016-10-31 07:00 | 414.8825 | 186.3243 | 0 | 2.6244 | 0 | 1645.805 | 23.0622 | 110.902 | 2384 |  | 298
2016-10-31 08:00 | 5254.095 | 797.8005 | 75.0355 | 1507.4668 | 324.0514 | 13158.996 | 194.9989 | 3811.083 | 25124 |  | 3140
2016-10-31 09:00 | 14026.325 | 1940.5754 | 346.6248 | 2633.4297 | 545.7852 | 22308.646 | 1245.3203 | 9394.063 | 52441 |  | 6555
2016-10-31 10:00 | 13994.239 | 5874.872 | 984.787 | 2828.3418 | 1177.2349 | 29136.117 | 2366.7837 | 10579.635 | 66942 |  | 8368
2016-10-31 11:00 | 19057.955 | 4841.6616 | 3704.796 | 3215.0435 | 7391.8545 | 26461.668 | 3885.663 | 11608.512 | 80167 |  | 10021
2016-10-31 12:00 | 21275.4 | 2727.5203 | 3574.464 | 3112.185 | 9817.698 | 29412.518 | 4457.686 | 9813.262 | 84191 |  | 10524
2016-10-31 13:00 | 25303.807 | 1308.0507 | 2172.7788 | 2754.8064 | 8869.664 | 28683.426 | 3852.5056 | 9447.617 | 82393 |  | 10299
2016-10-31 14:00 | 23438.01 | 711.9231 | 852.495 | 2095.3237 | 7249.021 | 26151.262 | 803.0751 | 8175.464 | 69477 |  | 8685
2016-10-31 15:00 | 22557.85 | 384.0451 | 284.115 | 1167.8229 | 4742.985 | 21094.592 | 324.7316 | 6365.6675 | 56922 |  | 7115
2016-10-31 16:00 | 7300.8643 | 211.0273 | 145.0359 | 278.5305 | 2371.8164 | 10526.787 | 132.0633 | 3548.5713 | 24515 |  | 3064
2016-10-31 17:00 | 331.2249 | 21.463 | 21.2608 | 22.9859 | 396.6586 | 1254.5762 | 12.879 | 212.7976 | 2274 |  | 284
2016-10-31 18:00 | 0 | 0 | 0 | 0 | 0 | 0 | 0 | 0 | 0 |  | 0
2016-10-31 19:00 | 0 | 0 | 0 | 0 | 0 | 0 | 0 | 0 | 0 |  | 0
2016-10-31 20:00 | 0 | 0 | 0 | 0 | 0 | 0 | 0 | 0 | 0 |  | 0
2016-10-31 21:00 | 0 | 0 | 0 | 0 | 0 | 0 | 0 | 0 | 0 |  | 0
2016-10-31 22:00 | 0 | 0 | 0 | 0 | 0 | 0 | 0 | 0 | 0 |  | 0
2016-10-31 23:00 | 0 | 0 | 0 | 0 | 0 | 0 | 0 | 0 | 0 |  | 0
2016-11-01 | 0 | 0 | 0 | 0 | 0 | 0 | 0 | 0 | 0 |  | 0
2016-11-01 01:00 | 0 | 0 | 0 | 0 | 0 | 0 | 0 | 0 | 0 |  | 0
2016-11-01 02:00 | 0 | 0 | 0 | 0 | 0 | 0 | 0 | 0 | 0 |  | 0
2016-11-01 03:00 | 0 | 0 | 0 | 0 | 0 | 0 | 0 | 0 | 0 |  | 0
2016-11-01 04:00 | 0 | 0 | 0 | 0 | 0 | 0 | 0 | 0 | 0 |  | 0
2016-11-01 05:00 | 0 | 0 | 0 | 0 | 0 | 0 | 0 | 0 | 0 |  | 0
2016-11-01 06:00 | 0 | 0 | 0 | 0 | 0 | 0 | 0 | 0 | 0 |  | 0
2016-11-01 07:00 | 413.0937 | 34.4172 | 31.9023 | 41.5312 | 124.3381 | 1918.8668 | 48.4873 | 85.9794 | 2699 |  | 337
2016-11-01 08:00 | 7331.114 | 403.525 | 478.4889 | 270.7828 | 754.0362 | 9323.469 | 309.6521 | 949.6365 | 19821 |  | 2478
2016-11-01 09:00 | 17989.63 | 1206.4349 | 608.4412 | 1140.9573 | 1936.3593 | 20179.555 | 734.1611 | 2345.7178 | 46141 |  | 5768
2016-11-01 10:00 | 28475.416 | 2747.0076 | 892.6098 | 2893.8425 | 1428.4907 | 28586.943 | 1413.27 | 3355.7222 | 69793 |  | 8724
2016-11-01 11:00 | 31947.67 | 4928.5527 | 2869.5176 | 2754.7546 | 5295.2725 | 24375.553 | 2033.7642 | 6655.074 | 80860 |  | 10108
2016-11-01 12:00 | 35228.473 | 2688.2505 | 3143.2224 | 2172.037 | 6638.045 | 11392.111 | 3498.2798 | 12656.276 | 77417 |  | 9677
2016-11-01 13:00 | 33640.707 | 1214.9192 | 2084.2478 | 2567.0708 | 8833.395 | 15134.249 | 4042.2063 | 12717.835 | 80235 |  | 10029
2016-11-01 14:00 | 27828.611 | 754.7787 | 800.6268 | 2017.8303 | 7074.4805 | 19436.5 | 713.962 | 10681.06 | 69308 |  | 8663
2016-11-01 15:00 | 20737.273 | 393.1693 | 286.508 | 1094.8317 | 4541.8794 | 20207.32 | 376.6873 | 6870.5864 | 54508 |  | 6814
2016-11-01 16:00 | 7343.7515 | 223.8882 | 152.4289 | 259.9664 | 2073.6355 | 9047.69 | 163.7418 | 3062.7593 | 22328 |  | 2791
2016-11-01 17:00 | 219.9648 | 19.6605 | 14.585 | 21.4399 | 252.9455 | 815.5991 | 18.9212 | 119.8139 | 1483 |  | 185
2016-11-01 18:00 | 0 | 0 | 0 | 0 | 0 | 0 | 0 | 0 | 0 |  | 0
2016-11-01 19:00 | 0 | 0 | 0 | 0 | 0 | 0 | 0 | 0 | 0 |  | 0
2016-11-01 20:00 | 0 | 0 | 0 | 0 | 0 | 0 | 0 | 0 | 0 |  | 0
2016-11-01 21:00 | 0 | 0 | 0 | 0 | 0 | 0 | 0 | 0 | 0 |  | 0
2016-11-01 22:00 | 0 | 0 | 0 | 0 | 0 | 0 | 0 | 0 | 0 |  | 0
2016-11-01 23:00 | 0 | 0 | 0 | 0 | 0 | 0 | 0 | 0 | 0 |  | 0
2016-11-02 | 0 | 0 | 0 | 0 | 0 | 0 | 0 | 0 | 0 |  | 0
2016-11-02 01:00 | 0 | 0 | 0 | 0 | 0 | 0 | 0 | 0 | 0 |  | 0
2016-11-02 02:00 | 0 | 0 | 0 | 0 | 0 | 0 | 0 | 0 | 0 |  | 0
2016-11-02 03:00 | 0 | 0 | 0 | 0 | 0 | 0 | 0 | 0 | 0 |  | 0
2016-11-02 04:00 | 0 | 0 | 0 | 0 | 0 | 0 | 0 | 0 | 0 |  | 0
2016-11-02 05:00 | 0 | 0 | 0 | 0 | 0 | 0 | 0 | 0 | 0 |  | 0
2016-11-02 06:00 | 0 | 0 | 0 | 0 | 0 | 0 | 0 | 0 | 0 |  | 0
2016-11-02 07:00 | 346.0246 | 93.2259 | 0 | 24.6224 | 62.7453 | 279.9279 | 28.1139 | 182.3956 | 1017 |  | 127
2016-11-02 08:00 | 6783.0874 | 986.158 | 154.0384 | 1009.3565 | 511.3473 | 7608.2505 | 270.5038 | 2922.8457 | 20246 |  | 2531
2016-11-02 09:00 | 15025.164 | 1866.4369 | 465.2935 | 1989.6915 | 911.2739 | 17439.736 | 1180.8563 | 7499.3325 | 46378 |  | 5797
2016-11-02 10:00 | 24111.727 | 4211.831 | 931.1997 | 2626.8242 | 1576.6688 | 25042.783 | 1596.0616 | 2660.3281 | 62757 |  | 7845
2016-11-02 11:00 | 17099.432 | 1881.8773 | 1730.5698 | 1346.7737 | 4596.842 | 19989.209 | 1253.4633 | 2992.4792 | 50891 |  | 6361
2016-11-02 12:00 | 4555.7383 | 1670.5654 | 2429.7258 | 1191.3463 | 5192.5303 | 12049.704 | 1023.2713 | 3843.0457 | 31956 |  | 3994
2016-11-02 13:00 | 1935.0303 | 1089.898 | 956.9675 | 734.0787 | 2035.2488 | 12024.77 | 1005.2875 | 6905.9175 | 26687 |  | 3336
2016-11-02 14:00 | 1824.8151 | 623.2496 | 580.9633 | 1009.8285 | 1399.9219 | 15996.956 | 969.1676 | 7010.073 | 29415 |  | 3677
2016-11-02 15:00 | 3038.8687 | 374.1525 | 349.8882 | 514.5755 | 1030.5481 | 11763.028 | 607.2921 | 6000.9487 | 23679 |  | 2960
2016-11-02 16:00 | 2499.037 | 161.8106 | 101.4897 | 141.7678 | 352.1494 | 6912.656 | 238.623 | 2270.146 | 12678 |  | 1585
2016-11-02 17:00 | 423.4563 | 11.1097 | 4.1959 | 17.8429 | 41.6003 | 467.3172 | 20.6568 | 140.6553 | 1127 |  | 141
2016-11-02 18:00 | 0 | 0 | 0 | 0 | 0 | 0 | 0 | 0 | 0 |  | 0
2016-11-02 19:00 | 0 | 0 | 0 | 0 | 0 | 0 | 0 | 0 | 0 |  | 0
2016-11-02 20:00 | 0 | 0 | 0 | 0 | 0 | 0 | 0 | 0 | 0 |  | 0
2016-11-02 21:00 | 0 | 0 | 0 | 0 | 0 | 0 | 0 | 0 | 0 |  | 0
2016-11-02 22:00 | 0 | 0 | 0 | 0 | 0 | 0 | 0 | 0 | 0 |  | 0
2016-11-02 23:00 | 0 | 0 | 0 | 0 | 0 | 0 | 0 | 0 | 0 |  | 0
2016-11-03 | 0 | 0 | 0 | 0 | 0 | 0 | 0 | 0 | 0 |  | 0
2016-11-03 01:00 | 0 | 0 | 0 | 0 | 0 | 0 | 0 | 0 | 0 |  | 0
2016-11-03 02:00 | 0 | 0 | 0 | 0 | 0 | 0 | 0 | 0 | 0 |  | 0
2016-11-03 03:00 | 0 | 0 | 0 | 0 | 0 | 0 | 0 | 0 | 0 |  | 0
2016-11-03 04:00 | 0 | 0 | 0 | 0 | 0 | 0 | 0 | 0 | 0 |  | 0
2016-11-03 05:00 | 0 | 0 | 0 | 0 | 0 | 0 | 0 | 0 | 0 |  | 0
2016-11-03 06:00 | 0 | 0 | 0 | 0 | 0 | 0 | 0 | 0 | 0 |  | 0
2016-11-03 07:00 | 0 | 0 | 0 | 0 | 0 | 0.17938 | 0 | 0 | 0 |  | 0
2016-11-03 08:00 | 701.6671 | 26.62 | 0 | 10.319 | 27.4568 | 417.4092 | 15.1097 | 9.3584 | 1208 |  | 151
2016-11-03 09:00 | 2790.4392 | 148.1591 | 0 | 13.8057 | 43.3808 | 1008.6906 | 59.0025 | 85.3004 | 4149 |  | 519
2016-11-03 10:00 | 2947.8179 | 583.7584 | 419.611 | 250.183 | 1094.3777 | 1787.1256 | 60.9398 | 203.4146 | 7347 |  | 918
2016-11-03 11:00 | 5065.8115 | 268.9682 | 202.492 | 219.0712 | 581.1214 | 3440.0322 | 86.1912 | 351.3713 | 10215 |  | 1277
2016-11-03 12:00 | 2502.4797 | 339.113 | 210.903 | 189.9626 | 612.8343 | 2793.4526 | 187.6705 | 742.2617 | 7579 |  | 947
2016-11-03 13:00 | 1193.32 | 344.1881 | 178.6842 | 191.0332 | 512.3923 | 1539.1506 | 171.6989 | 570.8405 | 4701 |  | 588
2016-11-03 14:00 | 1887.9822 | 287.9658 | 307.2383 | 181.6645 | 996.913 | 2916.733 | 103.4264 | 1184.976 | 7867 |  | 983
2016-11-03 15:00 | 1977.9468 | 157.7038 | 3.0973 | 53.5951 | 122.5609 | 648.2802 | 269.3958 | 799.43 | 4032 |  | 504
2016-11-03 16:00 | 435.9031 | 184.0891 | 18.5403 | 125.3714 | 193.2039 | 1474.4651 | 165.1576 | 337.8482 | 2935 |  | 367
2016-11-03 17:00 | 0.0010059 | 23.8612 | 0.24078 | 15.7519 | 0.2482 | 118.5808 | 1.0993 | 19.0918 | 179 |  | 22
2016-11-03 18:00 | 0 | 0 | 0 | 0 | 0 | 0 | 0 | 0 | 0 |  | 0
2016-11-03 19:00 | 0 | 0 | 0 | 0 | 0 | 0 | 0 | 0 | 0 |  | 0
2016-11-03 20:00 | 0 | 0 | 0 | 0 | 0 | 0 | 0 | 0 | 0 |  | 0
2016-11-03 21:00 | 0 | 0 | 0 | 0 | 0 | 0 | 0 | 0 | 0 |  | 0
2016-11-03 22:00 | 0 | 0 | 0 | 0 | 0 | 0 | 0 | 0 | 0 |  | 0
2016-11-03 23:00 | 0 | 0 | 0 | 0 | 0 | 0 | 0 | 0 | 0 |  | 0
2016-11-04 | 0 | 0 | 0 | 0 | 0 | 0 | 0 | 0 | 0 |  | 0
2016-11-04 01:00 | 0 | 0 | 0 | 0 | 0 | 0 | 0 | 0 | 0 |  | 0
2016-11-04 02:00 | 0 | 0 | 0 | 0 | 0 | 0 | 0 | 0 | 0 |  | 0
2016-11-04 03:00 | 0 | 0 | 0 | 0 | 0 | 0 | 0 | 0 | 0 |  | 0
2016-11-04 04:00 | 0 | 0 | 0 | 0 | 0 | 0 | 0 | 0 | 0 |  | 0
2016-11-04 05:00 | 0 | 0 | 0 | 0 | 0 | 0 | 0 | 0 | 0 |  | 0
2016-11-04 06:00 | 0 | 0 | 0 | 0 | 0 | 0 | 0 | 0 | 0 |  | 0
2016-11-04 07:00 | 135.6482 | 98.1487 | 0 | 5.8627 | 0 | 277.219 | 14.2798 | 35.3254 | 566 |  | 71
2016-11-04 08:00 | 2871.6482 | 1099.3201 | 65.0005 | 1251.282 | 123.291 | 11400.8955 | 171.3509 | 3218.1863 | 20201 |  | 2525
2016-11-04 09:00 | 12756.359 | 1628.8389 | 251.1094 | 2551.9126 | 433.2301 | 21270.334 | 1115.0706 | 2744.2861 | 42751 |  | 5344
2016-11-04 10:00 | 15316.679 | 2389.6274 | 840.1979 | 2779.591 | 1927.014 | 27764.994 | 3123.2563 | 8091.8823 | 62233 |  | 7779
2016-11-04 11:00 | 30505.758 | 4717.3145 | 2015.4113 | 2130.9592 | 4238.513 | 31065.361 | 3460.3955 | 7668.541 | 85802 |  | 10725
2016-11-04 12:00 | 35517.957 | 2750.626 | 3454.793 | 2918.187 | 9350.474 | 27587.576 | 5116.715 | 10956.519 | 97653 |  | 12207
2016-11-04 13:00 | 33679.46 | 1289.5248 | 2036.1832 | 2696.3528 | 8942.733 | 33627.54 | 3928.0176 | 12594.958 | 98795 |  | 12349
2016-11-04 14:00 | 28578.707 | 805.7839 | 694.6948 | 2044.044 | 7146.482 | 28842.506 | 571.827 | 10973.14 | 79657 |  | 9957
2016-11-04 15:00 | 20058.674 | 354.8994 | 265.403 | 1127.177 | 4606.723 | 20418.646 | 360.4256 | 7629.8574 | 54822 |  | 6853
2016-11-04 16:00 | 5989.902 | 185.3467 | 132.1407 | 251.9114 | 2303.7961 | 9725.745 | 124.9237 | 3188.051 | 21902 |  | 2738
2016-11-04 17:00 | 227.7432 | 15.7326 | 14.5699 | 15.961 | 307.5797 | 898.2344 | 7.9382 | 81.7401 | 1569 |  | 196
2016-11-04 18:00 | 0 | 0 | 0 | 0 | 0 | 0 | 0 | 0 | 0 |  | 0
2016-11-04 19:00 | 0 | 0 | 0 | 0 | 0 | 0 | 0 | 0 | 0 |  | 0
2016-11-04 20:00 | 0 | 0 | 0 | 0 | 0 | 0 | 0 | 0 | 0 |  | 0
2016-11-04 21:00 | 0 | 0 | 0 | 0 | 0 | 0 | 0 | 0 | 0 |  | 0
2016-11-04 22:00 | 0 | 0 | 0 | 0 | 0 | 0 | 0 | 0 | 0 |  | 0
2016-11-04 23:00 | 0 | 0 | 0 | 0 | 0 | 0 | 0 | 0 | 0 |  | 0
2016-11-05 | 0 | 0 | 0 | 0 | 0 | 0 | 0 | 0 | 0 |  | 0
2016-11-05 01:00 | 0 | 0 | 0 | 0 | 0 | 0 | 0 | 0 | 0 |  | 0
2016-11-05 02:00 | 0 | 0 | 0 | 0 | 0 | 0 | 0 | 0 | 0 |  | 0
2016-11-05 03:00 | 0 | 0 | 0 | 0 | 0 | 0 | 0 | 0 | 0 |  | 0
2016-11-05 04:00 | 0 | 0 | 0 | 0 | 0 | 0 | 0 | 0 | 0 |  | 0
2016-11-05 05:00 | 0 | 0 | 0 | 0 | 0 | 0 | 0 | 0 | 0 |  | 0
2016-11-05 06:00 | 0 | 0 | 0 | 0 | 0 | 0 | 0 | 0 | 0 |  | 0
2016-11-05 07:00 | 6.8614 | 1.9501 | 0 | 0 | 0 | 300.0093 | 2.2019 | 9.9373 | 321 |  | 40
2016-11-05 08:00 | 1451.3463 | 184.0797 | 101.4507 | 175.0808 | 316.4049 | 3323.9075 | 63.7067 | 399.2333 | 6015 |  | 752
2016-11-05 09:00 | 6126.2886 | 384.1728 | 158.1221 | 237.6297 | 504.4104 | 4607.9297 | 493.4877 | 989.2343 | 13501 |  | 1688
2016-11-05 10:00 | 11099.316 | 846.7664 | 406.0204 | 588.8313 | 1010.5124 | 7637.3833 | 941.322 | 1541.137 | 24071 |  | 3009
2016-11-05 11:00 | 11845.195 | 1258.0518 | 629.0799 | 699.6866 | 1487.9233 | 10679.101 | 1115.757 | 2757.8489 | 30473 |  | 3809
2016-11-05 12:00 | 13821.152 | 2923.0461 | 1399.3315 | 843.3602 | 3824.032 | 10874.546 | 1055.7631 | 2911.7122 | 37653 |  | 4707
2016-11-05 13:00 | 24676.56 | 1669.2839 | 1847.4523 | 1644.4475 | 6188.8374 | 10470.048 | 1484.4781 | 4587.1616 | 52568 |  | 6571
2016-11-05 14:00 | 24447.51 | 1358.081 | 763.9467 | 1701.057 | 6601.1553 | 19500.482 | 1183.8411 | 6418.2383 | 61974 |  | 7747
2016-11-05 15:00 | 7536.5093 | 565.0837 | 514.3537 | 751.3382 | 2697.6624 | 17715.535 | 857.8261 | 2819.479 | 33458 |  | 4182
2016-11-05 16:00 | 1879.204 | 142.3683 | 102.3256 | 149.8665 | 372.0975 | 4476.6865 | 173.2316 | 744.1046 | 8040 |  | 1005
2016-11-05 17:00 | 401.5645 | 2.9421 | 2.6877 | 7.4444 | 12.356 | 109.177 | 0 | 41.1155 | 577 |  | 72
2016-11-05 18:00 | 0 | 0 | 0 | 0 | 0 | 0 | 0 | 0 | 0 |  | 0
2016-11-05 19:00 | 0 | 0 | 0 | 0 | 0 | 0 | 0 | 0 | 0 |  | 0
2016-11-05 20:00 | 0 | 0 | 0 | 0 | 0 | 0 | 0 | 0 | 0 |  | 0
2016-11-05 21:00 | 0 | 0 | 0 | 0 | 0 | 0 | 0 | 0 | 0 |  | 0
2016-11-05 22:00 | 0 | 0 | 0 | 0 | 0 | 0 | 0 | 0 | 0 |  | 0
2016-11-05 23:00 | 0 | 0 | 0 | 0 | 0 | 0 | 0 | 0 | 0 |  | 0
2016-11-06 | 0 | 0 | 0 | 0 | 0 | 0 | 0 | 0 | 0 |  | 0
2016-11-06 01:00 | 0 | 0 | 0 | 0 | 0 | 0 | 0 | 0 | 0 |  | 0
2016-11-06 02:00 | 0 | 0 | 0 | 0 | 0 | 0 | 0 | 0 | 0 |  | 0
2016-11-06 03:00 | 0 | 0 | 0 | 0 | 0 | 0 | 0 | 0 | 0 |  | 0
2016-11-06 04:00 | 0 | 0 | 0 | 0 | 0 | 0 | 0 | 0 | 0 |  | 0
2016-11-06 05:00 | 0 | 0 | 0 | 0 | 0 | 0 | 0 | 0 | 0 |  | 0
2016-11-06 06:00 | 50.0167 | 21.0624 | 0 | 0 | 0 | 26.5826 | 0 | 51.5573 | 149 |  | 19
2016-11-06 07:00 | 5671.8613 | 425.6631 | 17.8287 | 43.9395 | 209.2117 | 662.9481 | 156.0615 | 2145.197 | 9333 |  | 1167
2016-11-06 08:00 | 9336.83 | 1414.8883 | 554.9309 | 947.3592 | 1200.5671 | 8996.232 | 1011.5962 | 3676.1118 | 27139 |  | 3392
2016-11-06 09:00 | 19040.545 | 3315.1616 | 1003.1173 | 3008.8652 | 1247.9258 | 19755.379 | 2104.5466 | 3110.4236 | 52586 |  | 6573
2016-11-06 10:00 | 25614.424 | 2614.9255 | 1934.8105 | 1978.2523 | 6921.7407 | 12823.753 | 1584.9829 | 5326.195 | 58799 |  | 7350
2016-11-06 11:00 | 32683.295 | 2886.33 | 2715.166 | 1548.4843 | 5557.9595 | 11825.555 | 1638.5378 | 6066.1367 | 64921 |  | 8115
2016-11-06 12:00 | 27127.74 | 2030.2476 | 1332.2728 | 1636.6544 | 4888.8286 | 13067.656 | 1585.7871 | 7348.544 | 59018 |  | 7377
2016-11-06 13:00 | 18382.395 | 1027.7468 | 698.6196 | 932.0011 | 3872.7256 | 13476.606 | 524.022 | 9436.623 | 48351 |  | 6044
2016-11-06 14:00 | 13180.241 | 785.8085 | 482.2628 | 468.8934 | 1353.961 | 4756.4263 | 208.1716 | 7074.8564 | 28311 |  | 3539
2016-11-06 15:00 | 7256.032 | 214.5438 | 190.7542 | 184.0753 | 839.2609 | 1400.8221 | 235.3832 | 1004.8002 | 11326 |  | 1416
2016-11-06 16:00 | 461.2581 | 22.138 | 1.3137 | 2.7299 | 30.9744 | 170.8623 | 3.8997 | 87.5661 | 781 |  | 98
2016-11-06 17:00 | 0 | 0 | 0 | 0 | 0 | 0 | 0 | 0 | 0 |  | 0
2016-11-06 18:00 | 0 | 0 | 0 | 0 | 0 | 0 | 0 | 0 | 0 |  | 0
2016-11-06 19:00 | 0 | 0 | 0 | 0 | 0 | 0 | 0 | 0 | 0 |  | 0
2016-11-06 20:00 | 0 | 0 | 0 | 0 | 0 | 0 | 0 | 0 | 0 |  | 0
2016-11-06 21:00 | 0 | 0 | 0 | 0 | 0 | 0 | 0 | 0 | 0 |  | 0
2016-11-06 22:00 | 0 | 0 | 0 | 0 | 0 | 0 | 0 | 0 | 0 |  | 0
2016-11-06 23:00 | 0 | 0 | 0 | 0 | 0 | 0 | 0 | 0 | 0 |  | 0
2016-11-07 | 0 | 0 | 0 | 0 | 0 | 0 | 0 | 0 | 0 |  | 0
2016-11-07 01:00 | 0 | 0 | 0 | 0 | 0 | 0 | 0 | 0 | 0 |  | 0
2016-11-07 02:00 | 0 | 0 | 0 | 0 | 0 | 0 | 0 | 0 | 0 |  | 0
2016-11-07 03:00 | 0 | 0 | 0 | 0 | 0 | 0 | 0 | 0 | 0 |  | 0
2016-11-07 04:00 | 0 | 0 | 0 | 0 | 0 | 0 | 0 | 0 | 0 |  | 0
2016-11-07 05:00 | 0 | 0 | 0 | 0 | 0 | 0 | 0 | 0 | 0 |  | 0
2016-11-07 06:00 | 145.7815 | 84.7155 | 0 | 0 | 0 | 829.1499 | 14.4236 | 78.7029 | 1153 |  | 144
2016-11-07 07:00 | 7535.895 | 1365.6105 | 64.114 | 1141.6589 | 137.9625 | 11805.694 | 181.462 | 3563.754 | 25796 |  | 3225
2016-11-07 08:00 | 17333.172 | 1137.2297 | 227.657 | 2576.3425 | 522.0407 | 21594.068 | 1044.4866 | 8760.845 | 53196 |  | 6649
2016-11-07 09:00 | 26848.234 | 4690.3315 | 625.9282 | 3036.5308 | 799.2021 | 27976.438 | 3283.1926 | 11601.458 | 78861 |  | 9858
2016-11-07 10:00 | 31935.463 | 4747.5845 | 3274.7861 | 3170.615 | 6322.544 | 32143.656 | 4484.5674 | 13001.961 | 99081 |  | 12385
2016-11-07 11:00 | 33702.14 | 2778.5386 | 3431.9316 | 2990.2085 | 9474.572 | 33694.562 | 4924.8696 | 12965.031 | 103962 |  | 12995
2016-11-07 12:00 | 31259.324 | 1382.3354 | 1934.9978 | 2571.9512 | 8437.477 | 32246.283 | 3767.222 | 12365.735 | 93965 |  | 11746
2016-11-07 13:00 | 27195.377 | 888.8286 | 518.601 | 1955.0828 | 6821.8267 | 27798.447 | 625.554 | 10467.457 | 76271 |  | 9534
2016-11-07 14:00 | 18977.035 | 353.4891 | 251.3713 | 1062.3967 | 4379.007 | 19549.807 | 361.8981 | 7224.786 | 52160 |  | 6520
2016-11-07 15:00 | 5077.224 | 168.8556 | 124.7266 | 226.9742 | 2138.7708 | 9195.542 | 125.7525 | 3004.019 | 20062 |  | 2508
2016-11-07 16:00 | 182.9816 | 10.0324 | 11.1882 | 11.5453 | 273.9317 | 706.7047 | 6.9947 | 49.6432 | 1253 |  | 157
2016-11-07 17:00 | 0 | 0 | 0 | 0 | 0 | 0 | 0 | 0 | 0 |  | 0
2016-11-07 18:00 | 0 | 0 | 0 | 0 | 0 | 0 | 0 | 0 | 0 |  | 0
2016-11-07 19:00 | 0 | 0 | 0 | 0 | 0 | 0 | 0 | 0 | 0 |  | 0
2016-11-07 20:00 | 0 | 0 | 0 | 0 | 0 | 0 | 0 | 0 | 0 |  | 0
2016-11-07 21:00 | 0 | 0 | 0 | 0 | 0 | 0 | 0 | 0 | 0 |  | 0
2016-11-07 22:00 | 0 | 0 | 0 | 0 | 0 | 0 | 0 | 0 | 0 |  | 0
2016-11-07 23:00 | 0 | 0 | 0 | 0 | 0 | 0 | 0 | 0 | 0 |  | 0
2016-11-08 | 0 | 0 | 0 | 0 | 0 | 0 | 0 | 0 | 0 |  | 0
2016-11-08 01:00 | 0 | 0 | 0 | 0 | 0 | 0 | 0 | 0 | 0 |  | 0
2016-11-08 02:00 | 0 | 0 | 0 | 0 | 0 | 0 | 0 | 0 | 0 |  | 0
2016-11-08 03:00 | 0 | 0 | 0 | 0 | 0 | 0 | 0 | 0 | 0 |  | 0
2016-11-08 04:00 | 0 | 0 | 0 | 0 | 0 | 0 | 0 | 0 | 0 |  | 0
2016-11-08 05:00 | 0 | 0 | 0 | 0 | 0 | 0 | 0 | 0 | 0 |  | 0
2016-11-08 06:00 | 149.5801 | 77.0444 | 0 | 0 | 0 | 729.8246 | 12.0283 | 77.4394 | 1046 |  | 131
2016-11-08 07:00 | 7510.9683 | 1307.3943 | 52.4548 | 966.3395 | 111.4327 | 11856.746 | 178.5633 | 3374.0925 | 25358 |  | 3170
2016-11-08 08:00 | 17617.568 | 1017.8804 | 201.1461 | 2421.921 | 506.58 | 20897.004 | 1013.9693 | 8489.325 | 52165 |  | 6521
2016-11-08 09:00 | 26475.777 | 4447.766 | 628.2494 | 2847.725 | 817.034 | 26733.549 | 3178.527 | 11231.587 | 76360 |  | 9545
2016-11-08 10:00 | 30511.6 | 4423.88 | 3142.2744 | 2955.8972 | 6104.9478 | 30569.053 | 4292.3223 | 12542.685 | 94543 |  | 11818
2016-11-08 11:00 | 31601.648 | 2571.8406 | 3234.4546 | 2834.248 | 8941.016 | 31889.178 | 4660.8735 | 12624.771 | 98358 |  | 12295
2016-11-08 12:00 | 30839.736 | 1264.9657 | 1768.0236 | 2471.0767 | 8058.8755 | 30754.932 | 3526.3447 | 11810.63 | 90495 |  | 11312
2016-11-08 13:00 | 25951.05 | 835.4326 | 456.3322 | 1866.4525 | 6388.935 | 26454.748 | 616.8895 | 9831.304 | 72401 |  | 9050
2016-11-08 14:00 | 17995.129 | 335.1835 | 236.2422 | 1032.4703 | 4030.1465 | 18379.086 | 367.2594 | 6729.855 | 49105 |  | 6138
2016-11-08 15:00 | 4383.8584 | 153.6028 | 115.0592 | 232.0799 | 1932.9398 | 8302.323 | 122.6404 | 2659.098 | 17902 |  | 2238
2016-11-08 16:00 | 102.429 | 2.4131 | 3.4229 | 9.3243 | 111.2802 | 406.5824 | 3.4662 | 24.2151 | 663 |  | 83
2016-11-08 17:00 | 0 | 0 | 0 | 0 | 0 | 0 | 0 | 0 | 0 |  | 0
2016-11-08 18:00 | 0 | 0 | 0 | 0 | 0 | 0 | 0 | 0 | 0 |  | 0
2016-11-08 19:00 | 0 | 0 | 0 | 0 | 0 | 0 | 0 | 0 | 0 |  | 0
2016-11-08 20:00 | 0 | 0 | 0 | 0 | 0 | 0 | 0 | 0 | 0 |  | 0
2016-11-08 21:00 | 0 | 0 | 0 | 0 | 0 | 0 | 0 | 0 | 0 |  | 0
2016-11-08 22:00 | 0 | 0 | 0 | 0 | 0 | 0 | 0 | 0 | 0 |  | 0
2016-11-08 23:00 | 0 | 0 | 0 | 0 | 0 | 0 | 0 | 0 | 0 |  | 0
2016-11-09 | 0 | 0 | 0 | 0 | 0 | 0 | 0 | 0 | 0 |  | 0
2016-11-09 01:00 | 0 | 0 | 0 | 0 | 0 | 0 | 0 | 0 | 0 |  | 0
2016-11-09 02:00 | 0 | 0 | 0 | 0 | 0 | 0 | 0 | 0 | 0 |  | 0
2016-11-09 03:00 | 0 | 0 | 0 | 0 | 0 | 0 | 0 | 0 | 0 |  | 0
2016-11-09 04:00 | 0 | 0 | 0 | 0 | 0 | 0 | 0 | 0 | 0 |  | 0
2016-11-09 05:00 | 0 | 0 | 0 | 0 | 0 | 0 | 0 | 0 | 0 |  | 0
2016-11-09 06:00 | 48.9772 | 4.4967 | 0 | 0 | 0.10069 | 71.2677 | 7.4751 | 15.845 | 148 |  | 19
2016-11-09 07:00 | 2396.6816 | 394.9377 | 241.1611 | 232.6908 | 695.6528 | 3376.0764 | 272.6308 | 637.7715 | 8248 |  | 1031
2016-11-09 08:00 | 3973.3157 | 681.5459 | 681.469 | 839.7439 | 1825.0364 | 8091.4175 | 579.1169 | 1759.3757 | 18431 |  | 2304
2016-11-09 09:00 | 8161.3833 | 1933.6088 | 742.5153 | 912.0119 | 1952.9059 | 13489.384 | 351.9648 | 2331.9858 | 29876 |  | 3734
2016-11-09 10:00 | 18501.93 | 873.2423 | 715.5525 | 233.7771 | 910.6367 | 3394.653 | 461.1062 | 3036.8396 | 28128 |  | 3516
2016-11-09 11:00 | 11232.48 | 2090.3552 | 628.296 | 473.3114 | 2124.9543 | 5896.798 | 811.5843 | 5839.654 | 29097 |  | 3637
2016-11-09 12:00 | 2803.0903 | 1031.0178 | 668.895 | 494.9645 | 3230.9866 | 7719.249 | 369.6045 | 2659.5078 | 18977 |  | 2372
2016-11-09 13:00 | 1078.2771 | 361.4249 | 145.8526 | 155.2036 | 505.3075 | 2179.2441 | 99.8341 | 825.1844 | 5350 |  | 669
2016-11-09 14:00 | 615.5057 | 171.6821 | 62.0615 | 88.8181 | 209.8092 | 1254.6753 | 77.0559 | 563.155 | 3043 |  | 380
2016-11-09 15:00 | 220.9873 | 132.444 | 21.3358 | 46.5019 | 127.3428 | 829.2048 | 32.3002 | 169.1523 | 1579 |  | 197
2016-11-09 16:00 | 3.3056 | 0 | 0 | 0 | 0 | 43.4748 | 2.3014 | 0 | 49 |  | 6
2016-11-09 17:00 | 0 | 0 | 0 | 0 | 0 | 0 | 0 | 0 | 0 |  | 0
2016-11-09 18:00 | 0 | 0 | 0 | 0 | 0 | 0 | 0 | 0 | 0 |  | 0
2016-11-09 19:00 | 0 | 0 | 0 | 0 | 0 | 0 | 0 | 0 | 0 |  | 0
2016-11-09 20:00 | 0 | 0 | 0 | 0 | 0 | 0 | 0 | 0 | 0 |  | 0
2016-11-09 21:00 | 0 | 0 | 0 | 0 | 0 | 0 | 0 | 0 | 0 |  | 0
2016-11-09 22:00 | 0 | 0 | 0 | 0 | 0 | 0 | 0 | 0 | 0 |  | 0
2016-11-09 23:00 | 0 | 0 | 0 | 0 | 0 | 0 | 0 | 0 | 0 |  | 0
2016-11-10 | 0 | 0 | 0 | 0 | 0 | 0 | 0 | 0 | 0 |  | 0
2016-11-10 01:00 | 0 | 0 | 0 | 0 | 0 | 0 | 0 | 0 | 0 |  | 0
2016-11-10 02:00 | 0 | 0 | 0 | 0 | 0 | 0 | 0 | 0 | 0 |  | 0
2016-11-10 03:00 | 0 | 0 | 0 | 0 | 0 | 0 | 0 | 0 | 0 |  | 0
2016-11-10 04:00 | 0 | 0 | 0 | 0 | 0 | 0 | 0 | 0 | 0 |  | 0
2016-11-10 05:00 | 0 | 0 | 0 | 0 | 0 | 0 | 0 | 0 | 0 |  | 0
2016-11-10 06:00 | 88.7596 | 38.966 | 0 | 0 | 0 | 573.4062 | 8.1769 | 84.6212 | 794 |  | 99
2016-11-10 07:00 | 6959.771 | 1345.8165 | 48.7544 | 865.0951 | 108.7811 | 10476.666 | 155.7819 | 3331.2417 | 23292 |  | 2911
2016-11-10 08:00 | 17325.807 | 938.0983 | 187.8304 | 2436.5938 | 519.4921 | 20565.016 | 879.1424 | 8633.997 | 51486 |  | 6436
2016-11-10 09:00 | 24628.525 | 3965.852 | 562.944 | 2901.8687 | 938.5058 | 26909.314 | 3005.5132 | 11304.199 | 74217 |  | 9277
2016-11-10 10:00 | 27867.117 | 4412.514 | 3020.1218 | 2967.2354 | 6124.036 | 31169.543 | 4103.614 | 12112.396 | 91777 |  | 11472
2016-11-10 11:00 | 28929.129 | 2711.5845 | 3128.513 | 2877.7373 | 8614.628 | 31140.707 | 4559.4473 | 12143.215 | 94105 |  | 11763
2016-11-10 12:00 | 29533.758 | 1638.1184 | 1810.9955 | 2399.1807 | 7499.277 | 30569.205 | 3510.432 | 10594.602 | 87556 |  | 10944
2016-11-10 13:00 | 26725.338 | 1268.7578 | 774.5057 | 1447.3984 | 5036.4985 | 23707.797 | 1273.6915 | 7259.092 | 67493 |  | 8437
2016-11-10 14:00 | 13693.473 | 685.6279 | 444.4983 | 901.5296 | 2806.2651 | 14013.307 | 920.8702 | 4524.5566 | 37990 |  | 4749
2016-11-10 15:00 | 2788.3003 | 351.753 | 239.9196 | 274.5483 | 1234.809 | 4822.144 | 285.5514 | 1745.7755 | 11743 |  | 1468
2016-11-10 16:00 | 190.0035 | 16.7999 | 13.3558 | 19.1093 | 60.8585 | 245.2909 | 12.0643 | 41.5199 | 599 |  | 75
2016-11-10 17:00 | 0 | 0 | 0 | 0 | 0 | 0 | 0 | 0 | 0 |  | 0
2016-11-10 18:00 | 0 | 0 | 0 | 0 | 0 | 0 | 0 | 0 | 0 |  | 0
2016-11-10 19:00 | 0 | 0 | 0 | 0 | 0 | 0 | 0 | 0 | 0 |  | 0
2016-11-10 20:00 | 0 | 0 | 0 | 0 | 0 | 0 | 0 | 0 | 0 |  | 0
2016-11-10 21:00 | 0 | 0 | 0 | 0 | 0 | 0 | 0 | 0 | 0 |  | 0
2016-11-10 22:00 | 0 | 0 | 0 | 0 | 0 | 0 | 0 | 0 | 0 |  | 0
2016-11-10 23:00 | 0 | 0 | 0 | 0 | 0 | 0 | 0 | 0 | 0 |  | 0
2016-11-11 | 0 | 0 | 0 | 0 | 0 | 0 | 0 | 0 | 0 |  | 0
2016-11-11 01:00 | 0 | 0 | 0 | 0 | 0 | 0 | 0 | 0 | 0 |  | 0
2016-11-11 02:00 | 0 | 0 | 0 | 0 | 0 | 0 | 0 | 0 | 0 |  | 0
2016-11-11 03:00 | 0 | 0 | 0 | 0 | 0 | 0 | 0 | 0 | 0 |  | 0
2016-11-11 04:00 | 0 | 0 | 0 | 0 | 0 | 0 | 0 | 0 | 0 |  | 0
2016-11-11 05:00 | 0 | 0 | 0 | 0 | 0 | 0 | 0 | 0 | 0 |  | 0
2016-11-11 06:00 | 69.6397 | 2.9245 | 0 | 0 | 0.045064 | 158.8734 | 4.9027 | 10.6884 | 247 |  | 31
2016-11-11 07:00 | 3097.804 | 802.7103 | 138.3442 | 453.3216 | 390.2684 | 8095.3047 | 244.071 | 839.8402 | 14062 |  | 1758
2016-11-11 08:00 | 5892.2886 | 992.3559 | 357.0439 | 1836.4183 | 1087.0968 | 19080.385 | 956.5342 | 3515.6514 | 33718 |  | 4215
2016-11-11 09:00 | 8286.639 | 2487.2312 | 823.6235 | 1802.0028 | 1611.1936 | 26059.455 | 1341.2932 | 10987.473 | 53399 |  | 6675
2016-11-11 10:00 | 12411.013 | 3401.766 | 3148.1821 | 3105.7668 | 5716.035 | 31423.195 | 3417.8528 | 10083.947 | 72708 |  | 9088
2016-11-11 11:00 | 16375.502 | 1761.2894 | 1444.7977 | 2500.1262 | 4126.033 | 25680.516 | 4095.9192 | 10973.68 | 66958 |  | 8370
2016-11-11 12:00 | 25369.81 | 1365.4873 | 1425.944 | 2181.5962 | 7843.072 | 33089.22 | 2920.504 | 13027.126 | 87223 |  | 10903
2016-11-11 13:00 | 14953.715 | 939.1719 | 465.308 | 1940.9937 | 6966.3706 | 28180.363 | 1131.7523 | 7655.8433 | 62234 |  | 7779
2016-11-11 14:00 | 10366.788 | 455.0588 | 301.0351 | 1053.7504 | 4608.238 | 18782.291 | 894.3197 | 7479.2583 | 43941 |  | 5493
2016-11-11 15:00 | 3378.7427 | 174.0519 | 101.3936 | 200.1278 | 1985.164 | 9429.541 | 183.0668 | 2571.777 | 18024 |  | 2253
2016-11-11 16:00 | 163.5768 | 6.526 | 3.8167 | 13.9915 | 198.0617 | 516.8005 | 25.0532 | 23.2575 | 951 |  | 119
2016-11-11 17:00 | 0 | 0 | 0 | 0 | 0 | 0 | 0 | 0 | 0 |  | 0
2016-11-11 18:00 | 0 | 0 | 0 | 0 | 0 | 0 | 0 | 0 | 0 |  | 0
2016-11-11 19:00 | 0 | 0 | 0 | 0 | 0 | 0 | 0 | 0 | 0 |  | 0
2016-11-11 20:00 | 0 | 0 | 0 | 0 | 0 | 0 | 0 | 0 | 0 |  | 0
2016-11-11 21:00 | 0 | 0 | 0 | 0 | 0 | 0 | 0 | 0 | 0 |  | 0
2016-11-11 22:00 | 0 | 0 | 0 | 0 | 0 | 0 | 0 | 0 | 0 |  | 0
2016-11-11 23:00 | 0 | 0 | 0 | 0 | 0 | 0 | 0 | 0 | 0 |  | 0
2016-11-12 | 0 | 0 | 0 | 0 | 0 | 0 | 0 | 0 | 0 |  | 0
2016-11-12 01:00 | 0 | 0 | 0 | 0 | 0 | 0 | 0 | 0 | 0 |  | 0
2016-11-12 02:00 | 0 | 0 | 0 | 0 | 0 | 0 | 0 | 0 | 0 |  | 0
2016-11-12 03:00 | 0 | 0 | 0 | 0 | 0 | 0 | 0 | 0 | 0 |  | 0
2016-11-12 04:00 | 0 | 0 | 0 | 0 | 0 | 0 | 0 | 0 | 0 |  | 0
2016-11-12 05:00 | 0 | 0 | 0 | 0 | 0 | 0 | 0 | 0 | 0 |  | 0
2016-11-12 06:00 | 61.6179 | 43.2253 | 0 | 0 | 0 | 342.8592 | 6.7853 | 45.1804 | 500 |  | 62
2016-11-12 07:00 | 6462.165 | 1496.5153 | 57.9139 | 880.5565 | 230.9051 | 11395.6 | 154.4317 | 2931.4224 | 23610 |  | 2951
2016-11-12 08:00 | 16352.837 | 1044.6835 | 207.0886 | 2491.1514 | 671.54 | 21013.936 | 916.3189 | 8354.1 | 51052 |  | 6381
2016-11-12 09:00 | 26076.857 | 3931.4065 | 624.2956 | 3010.2424 | 960.0793 | 27769.475 | 3173.4854 | 11673.96 | 77220 |  | 9652
2016-11-12 10:00 | 29581.664 | 4403.3247 | 3128.5383 | 3074.7178 | 6275.91 | 32015.4 | 4193.7417 | 11185.949 | 93859 |  | 11732
2016-11-12 11:00 | 31858.94 | 2704.431 | 3200.3674 | 2857.7712 | 7982.163 | 32120.236 | 4492.0312 | 12999.729 | 98216 |  | 12277
2016-11-12 12:00 | 31092.082 | 1557.5762 | 1827.8225 | 2468.3044 | 7886.094 | 29709.166 | 3482.28 | 11626.338 | 89650 |  | 11206
2016-11-12 13:00 | 25359.402 | 1204.4481 | 739.0662 | 1686.2428 | 5676.7886 | 23720.37 | 1598.9854 | 8811.867 | 68797 |  | 8600
2016-11-12 14:00 | 16610.293 | 506.9159 | 435.863 | 1082.354 | 4238.772 | 16150.672 | 735.8123 | 6581.8345 | 46343 |  | 5793
2016-11-12 15:00 | 3906.142 | 246.2223 | 217.9074 | 302.7013 | 2058.7607 | 6686.2188 | 300.4261 | 2305.138 | 16024 |  | 2003
2016-11-12 16:00 | 216.8148 | 11.6257 | 17.175 | 18.7452 | 203.8716 | 504.1488 | 15.6713 | 60.939 | 1049 |  | 131
2016-11-12 17:00 | 0 | 0 | 0 | 0 | 0 | 0 | 0 | 0 | 0 |  | 0
2016-11-12 18:00 | 0 | 0 | 0 | 0 | 0 | 0 | 0 | 0 | 0 |  | 0
2016-11-12 19:00 | 0 | 0 | 0 | 0 | 0 | 0 | 0 | 0 | 0 |  | 0
2016-11-12 20:00 | 0 | 0 | 0 | 0 | 0 | 0 | 0 | 0 | 0 |  | 0
2016-11-12 21:00 | 0 | 0 | 0 | 0 | 0 | 0 | 0 | 0 | 0 |  | 0
2016-11-12 22:00 | 0 | 0 | 0 | 0 | 0 | 0 | 0 | 0 | 0 |  | 0
2016-11-12 23:00 | 0 | 0 | 0 | 0 | 0 | 0 | 0 | 0 | 0 |  | 0
2016-11-13 | 0 | 0 | 0 | 0 | 0 | 0 | 0 | 0 | 0 |  | 0
2016-11-13 01:00 | 0 | 0 | 0 | 0 | 0 | 0 | 0 | 0 | 0 |  | 0
2016-11-13 02:00 | 0 | 0 | 0 | 0 | 0 | 0 | 0 | 0 | 0 |  | 0
2016-11-13 03:00 | 0 | 0 | 0 | 0 | 0 | 0 | 0 | 0 | 0 |  | 0
2016-11-13 04:00 | 0 | 0 | 0 | 0 | 0 | 0 | 0 | 0 | 0 |  | 0
2016-11-13 05:00 | 0 | 0 | 0 | 0 | 0 | 0 | 0 | 0 | 0 |  | 0
2016-11-13 06:00 | 9.952 | 0 | 0 | 0 | 0 | 0.15358 | 0 | 0.081546 | 10 |  | 1
2016-11-13 07:00 | 2282.9036 | 100.2798 | 0 | 23.8527 | 62.868 | 727.6615 | 57.5822 | 651.2455 | 3906 |  | 488
2016-11-13 08:00 | 8569.112 | 822.2748 | 237.3527 | 317.0151 | 901.9614 | 5982.836 | 558.5842 | 1708.7708 | 19098 |  | 2387
2016-11-13 09:00 | 24814.219 | 3653.5645 | 882.645 | 2507.1367 | 1728.4076 | 17069.35 | 1117.0638 | 7339.5327 | 59112 |  | 7389
2016-11-13 10:00 | 28314.723 | 4211.675 | 3045.8113 | 3037.8062 | 6104.4614 | 30679.715 | 3806.6682 | 12386.384 | 91587 |  | 11448
2016-11-13 11:00 | 31391.281 | 2516.5132 | 3190.4856 | 2866.3938 | 8899.069 | 32148.176 | 4427.094 | 12662.354 | 98101 |  | 12263
2016-11-13 12:00 | 27622.494 | 1201.4789 | 1702.2313 | 2475.786 | 8024.5127 | 30697.877 | 3502.3318 | 11733.465 | 86960 |  | 10870
2016-11-13 13:00 | 25049.205 | 882.9443 | 428.826 | 1856.589 | 6338.236 | 26067.371 | 1257.118 | 9651.946 | 71532 |  | 8942
2016-11-13 14:00 | 15600.971 | 346.1202 | 293.7924 | 990.0634 | 3972.7803 | 17654.11 | 487.1246 | 6451.825 | 45797 |  | 5725
2016-11-13 15:00 | 2661.2725 | 151.3456 | 109.0442 | 207.7773 | 1863.5275 | 7477.0234 | 130.3765 | 2217.0972 | 14817 |  | 1852
2016-11-13 16:00 | 98.426 | 5.2637 | 5.7827 | 8.1696 | 160.338 | 211.5644 | 3.1956 | 21.8453 | 515 |  | 64
2016-11-13 17:00 | 0 | 0 | 0 | 0 | 0 | 0 | 0 | 0 | 0 |  | 0
2016-11-13 18:00 | 0 | 0 | 0 | 0 | 0 | 0 | 0 | 0 | 0 |  | 0
2016-11-13 19:00 | 0 | 0 | 0 | 0 | 0 | 0 | 0 | 0 | 0 |  | 0
2016-11-13 20:00 | 0 | 0 | 0 | 0 | 0 | 0 | 0 | 0 | 0 |  | 0
2016-11-13 21:00 | 0 | 0 | 0 | 0 | 0 | 0 | 0 | 0 | 0 |  | 0
2016-11-13 22:00 | 0 | 0 | 0 | 0 | 0 | 0 | 0 | 0 | 0 |  | 0
2016-11-13 23:00 | 0 | 0 | 0 | 0 | 0 | 0 | 0 | 0 | 0 |  | 0
2016-11-14 | 0 | 0 | 0 | 0 | 0 | 0 | 0 | 0 | 0 |  | 0
2016-11-14 01:00 | 0 | 0 | 0 | 0 | 0 | 0 | 0 | 0 | 0 |  | 0
2016-11-14 02:00 | 0 | 0 | 0 | 0 | 0 | 0 | 0 | 0 | 0 |  | 0
2016-11-14 03:00 | 0 | 0 | 0 | 0 | 0 | 0 | 0 | 0 | 0 |  | 0
2016-11-14 04:00 | 0 | 0 | 0 | 0 | 0 | 0 | 0 | 0 | 0 |  | 0
2016-11-14 05:00 | 0 | 0 | 0 | 0 | 0 | 0 | 0 | 0 | 0 |  | 0
2016-11-14 06:00 | 31.1307 | 13.8283 | 0 | 0 | 0 | 378.417 | 6.1011 | 50.4242 | 480 |  | 60
2016-11-14 07:00 | 5887.266 | 1469.929 | 54.7375 | 833.7676 | 204.7582 | 11524.745 | 156.3369 | 2923.4905 | 23055 |  | 2882
2016-11-14 08:00 | 16781.988 | 1053.5741 | 178.5437 | 2470.0225 | 673.1339 | 20997.545 | 914.8928 | 8236.772 | 51306 |  | 6413
2016-11-14 09:00 | 25570.656 | 3242.6638 | 598.7902 | 2873.2344 | 956.5955 | 27286.783 | 3107.695 | 11204.945 | 74841 |  | 9355
2016-11-14 10:00 | 29762.266 | 4228.927 | 3118.495 | 3046.0923 | 6262.2114 | 31389.994 | 4332.3647 | 11722.149 | 93862 |  | 11733
2016-11-14 11:00 | 30899.281 | 2551.9849 | 3197.85 | 2903.8364 | 9172.9 | 32765.705 | 4459.529 | 12703.628 | 98655 |  | 12332
2016-11-14 12:00 | 30038.344 | 1209.6002 | 1591.5758 | 2519.4785 | 8275.619 | 31293.217 | 3496.717 | 11881.11 | 90306 |  | 11288
2016-11-14 13:00 | 25169.094 | 909.4689 | 423.2012 | 1859.7645 | 6540.1216 | 26658.932 | 1270.6035 | 9716.166 | 72547 |  | 9068
2016-11-14 14:00 | 15444.348 | 357.7007 | 292.0241 | 973.877 | 4033.2385 | 18049.732 | 487.9705 | 6422.3193 | 46061 |  | 5758
2016-11-14 15:00 | 2906.6494 | 131.8853 | 76.0742 | 180.3727 | 1338.3119 | 6441.6543 | 117.7982 | 2114.2742 | 13307 |  | 1663
2016-11-14 16:00 | 191.5704 | 4.2498 | 0.059346 | 3.7156 | 30.3971 | 106.1262 | 0.36814 | 24.9031 | 361 |  | 45
2016-11-14 17:00 | 0 | 0 | 0 | 0 | 0 | 0 | 0 | 0 | 0 |  | 0
2016-11-14 18:00 | 0 | 0 | 0 | 0 | 0 | 0 | 0 | 0 | 0 |  | 0
2016-11-14 19:00 | 0 | 0 | 0 | 0 | 0 | 0 | 0 | 0 | 0 |  | 0
2016-11-14 20:00 | 0 | 0 | 0 | 0 | 0 | 0 | 0 | 0 | 0 |  | 0
2016-11-14 21:00 | 0 | 0 | 0 | 0 | 0 | 0 | 0 | 0 | 0 |  | 0
2016-11-14 22:00 | 0 | 0 | 0 | 0 | 0 | 0 | 0 | 0 | 0 |  | 0
2016-11-14 23:00 | 0 | 0 | 0 | 0 | 0 | 0 | 0 | 0 | 0 |  | 0
2016-11-15 | 0 | 0 | 0 | 0 | 0 | 0 | 0 | 0 | 0 |  | 0
2016-11-15 01:00 | 0 | 0 | 0 | 0 | 0 | 0 | 0 | 0 | 0 |  | 0
2016-11-15 02:00 | 0 | 0 | 0 | 0 | 0 | 0 | 0 | 0 | 0 |  | 0
2016-11-15 03:00 | 0 | 0 | 0 | 0 | 0 | 0 | 0 | 0 | 0 |  | 0
2016-11-15 04:00 | 0 | 0 | 0 | 0 | 0 | 0 | 0 | 0 | 0 |  | 0
2016-11-15 05:00 | 0 | 0 | 0 | 0 | 0 | 0 | 0 | 0 | 0 |  | 0
2016-11-15 06:00 | 0 | 0 | 0 | 0 | 0 | 0.33648 | 0 | 0 | 0 |  | 0
2016-11-15 07:00 | 1033.5984 | 82.6671 | 0 | 16.5229 | 34.7153 | 774.7835 | 62.2789 | 119.6323 | 2124 |  | 266
2016-11-15 08:00 | 5561.234 | 403.1029 | 234.2899 | 206.93 | 596.1774 | 2763.7344 | 315.827 | 1064.6606 | 11146 |  | 1393
2016-11-15 09:00 | 5007.456 | 500.5564 | 598.6673 | 540.3489 | 1544.416 | 4777.3857 | 473.2112 | 2220.0063 | 15662 |  | 1958
2016-11-15 10:00 | 5458.4766 | 1270.8385 | 554.9821 | 698.4674 | 1713.7944 | 6695.9883 | 1010.5679 | 2511.6528 | 19915 |  | 2489
2016-11-15 11:00 | 7110.142 | 1363.1115 | 529.8799 | 495.4687 | 1540.2168 | 4608.416 | 649.0909 | 3489.9043 | 19786 |  | 2473
2016-11-15 12:00 | 3946.8384 | 976.2263 | 677.0017 | 575.0509 | 2071.4526 | 5038.926 | 561.8753 | 2609.3708 | 16457 |  | 2057
2016-11-15 13:00 | 871.6668 | 614.6676 | 264.2697 | 400.5131 | 902.6954 | 3904.4043 | 836.9215 | 1763.7578 | 9559 |  | 1195
2016-11-15 14:00 | 535.7631 | 169.3404 | 90.2485 | 119.1393 | 290.9639 | 1364.318 | 226.7697 | 688.732 | 3485 |  | 436
2016-11-15 15:00 | 774.6429 | 11.7037 | 7.7796 | 10.3053 | 54.9712 | 145.2833 | 25.0758 | 104.5188 | 1134 |  | 142
2016-11-15 16:00 | 9.5661 | 0 | 0 | 0 | 0 | 0 | 0 | 0 | 10 |  | 1
2016-11-15 17:00 | 0 | 0 | 0 | 0 | 0 | 0 | 0 | 0 | 0 |  | 0
2016-11-15 18:00 | 0 | 0 | 0 | 0 | 0 | 0 | 0 | 0 | 0 |  | 0
2016-11-15 19:00 | 0 | 0 | 0 | 0 | 0 | 0 | 0 | 0 | 0 |  | 0
2016-11-15 20:00 | 0 | 0 | 0 | 0 | 0 | 0 | 0 | 0 | 0 |  | 0
2016-11-15 21:00 | 0 | 0 | 0 | 0 | 0 | 0 | 0 | 0 | 0 |  | 0
2016-11-15 22:00 | 0 | 0 | 0 | 0 | 0 | 0 | 0 | 0 | 0 |  | 0
2016-11-15 23:00 | 0 | 0 | 0 | 0 | 0 | 0 | 0 | 0 | 0 |  | 0
2016-11-16 | 0 | 0 | 0 | 0 | 0 | 0 | 0 | 0 | 0 |  | 0
2016-11-16 01:00 | 0 | 0 | 0 | 0 | 0 | 0 | 0 | 0 | 0 |  | 0
2016-11-16 02:00 | 0 | 0 | 0 | 0 | 0 | 0 | 0 | 0 | 0 |  | 0
2016-11-16 03:00 | 0 | 0 | 0 | 0 | 0 | 0 | 0 | 0 | 0 |  | 0
2016-11-16 04:00 | 0 | 0 | 0 | 0 | 0 | 0 | 0 | 0 | 0 |  | 0
2016-11-16 05:00 | 0 | 0 | 0 | 0 | 0 | 0 | 0 | 0 | 0 |  | 0
2016-11-16 06:00 | 0 | 0 | 0 | 0 | 0 | 0.92223 | 0 | 0 | 1 |  | 0
2016-11-16 07:00 | 80.308 | 103.3736 | 0 | 100.6876 | 90.8386 | 1240.3927 | 12.6978 | 482.662 | 2111 |  | 264
2016-11-16 08:00 | 1929.5929 | 321.7303 | 126.1389 | 169.7082 | 487.635 | 2237.891 | 171.3786 | 1152.5762 | 6597 |  | 825
2016-11-16 09:00 | 4886.3906 | 587.4278 | 268.1914 | 273.6653 | 805.3098 | 3462.8662 | 237.2138 | 1596.7052 | 12118 |  | 1515
2016-11-16 10:00 | 7041.1406 | 1227.1165 | 296.2703 | 495.0817 | 880.3264 | 5203.115 | 277.0374 | 2473.085 | 17893 |  | 2237
2016-11-16 11:00 | 6990.952 | 1732.2538 | 247.133 | 658.1276 | 970.5956 | 4246.3086 | 313.4736 | 2461.548 | 17620 |  | 2203
2016-11-16 12:00 | 6935.345 | 1367.631 | 441.2657 | 357.3066 | 930.9244 | 3331.0034 | 248.9022 | 4860.157 | 18473 |  | 2309
2016-11-16 13:00 | 5552.1455 | 777.5197 | 154.1537 | 253.3787 | 471.5076 | 4017.435 | 355.0873 | 1896.1868 | 13477 |  | 1685
2016-11-16 14:00 | 6556.212 | 299.4619 | 97.5093 | 134.1248 | 360.7288 | 1658.6586 | 83.1682 | 514.1385 | 9704 |  | 1213
2016-11-16 15:00 | 2590.6724 | 171.7927 | 57.9663 | 95.5443 | 102.8707 | 523.2241 | 11.5639 | 315.6658 | 3869 |  | 484
2016-11-16 16:00 | 56.7322 | 7.0123 | 0 | 0.43629 | 0.0085498 | 4.0674 | 0.0055322 | 6.0497 | 74 |  | 9
2016-11-16 17:00 | 0 | 0 | 0 | 0 | 0 | 0 | 0 | 0 | 0 |  | 0
2016-11-16 18:00 | 0 | 0 | 0 | 0 | 0 | 0 | 0 | 0 | 0 |  | 0
2016-11-16 19:00 | 0 | 0 | 0 | 0 | 0 | 0 | 0 | 0 | 0 |  | 0
2016-11-16 20:00 | 0 | 0 | 0 | 0 | 0 | 0 | 0 | 0 | 0 |  | 0
2016-11-16 21:00 | 0 | 0 | 0 | 0 | 0 | 0 | 0 | 0 | 0 |  | 0
2016-11-16 22:00 | 0 | 0 | 0 | 0 | 0 | 0 | 0 | 0 | 0 |  | 0
2016-11-16 23:00 | 0 | 0 | 0 | 0 | 0 | 0 | 0 | 0 | 0 |  | 0
2016-11-17 | 0 | 0 | 0 | 0 | 0 | 0 | 0 | 0 | 0 |  | 0
2016-11-17 01:00 | 0 | 0 | 0 | 0 | 0 | 0 | 0 | 0 | 0 |  | 0
2016-11-17 02:00 | 0 | 0 | 0 | 0 | 0 | 0 | 0 | 0 | 0 |  | 0
2016-11-17 03:00 | 0 | 0 | 0 | 0 | 0 | 0 | 0 | 0 | 0 |  | 0
2016-11-17 04:00 | 0 | 0 | 0 | 0 | 0 | 0 | 0 | 0 | 0 |  | 0
2016-11-17 05:00 | 0 | 0 | 0 | 0 | 0 | 0 | 0 | 0 | 0 |  | 0
2016-11-17 06:00 | 0 | 1.3048 | 0 | 0 | 0 | 0 | 0 | 1.9421 | 3 |  | 0
2016-11-17 07:00 | 1431.3544 | 299.2024 | 47.5574 | 36.3215 | 221.172 | 999.5697 | 9.5826 | 1553.1106 | 4598 |  | 575
2016-11-17 08:00 | 12308.363 | 1165.369 | 434.944 | 205.9411 | 856.15 | 2690.433 | 167.7961 | 7127.512 | 24957 |  | 3120
2016-11-17 09:00 | 9312.532 | 3914.7522 | 391.839 | 456.4428 | 1375.6237 | 9392.922 | 543.1994 | 10621.323 | 36009 |  | 4501
2016-11-17 10:00 | 16515.426 | 3649.804 | 995.0112 | 922.4667 | 3721.3096 | 11171.813 | 1270.4011 | 11463.984 | 49710 |  | 6214
2016-11-17 11:00 | 26685.46 | 2499.2517 | 1333.8618 | 1339.4541 | 3891.0159 | 21557.688 | 1029.2963 | 8523.097 | 66859 |  | 8357
2016-11-17 12:00 | 17472.127 | 1765.9309 | 1000.8497 | 999.1309 | 2794.2693 | 25848.68 | 1420.775 | 6036.114 | 57338 |  | 7167
2016-11-17 13:00 | 23665.709 | 1015.1565 | 760.0992 | 1428.0549 | 4702.4297 | 10896.909 | 876.098 | 7882.3315 | 51227 |  | 6403
2016-11-17 14:00 | 16570.63 | 340.2872 | 324.9338 | 949.2863 | 3987.7515 | 6491.396 | 413.5897 | 5980.2725 | 35058 |  | 4382
2016-11-17 15:00 | 2835.7295 | 137.4758 | 94.0765 | 185.0947 | 1829.5958 | 7302.0493 | 91.5775 | 1154.2557 | 13630 |  | 1704
2016-11-17 16:00 | 94.4114 | 2.1183 | 1.5576 | 4.1804 | 133.1355 | 122.4604 | 0.16094 | 24.0843 | 382 |  | 48
2016-11-17 17:00 | 0 | 0 | 0 | 0 | 0 | 0 | 0 | 0 | 0 |  | 0
2016-11-17 18:00 | 0 | 0 | 0 | 0 | 0 | 0 | 0 | 0 | 0 |  | 0
2016-11-17 19:00 | 0 | 0 | 0 | 0 | 0 | 0 | 0 | 0 | 0 |  | 0
2016-11-17 20:00 | 0 | 0 | 0 | 0 | 0 | 0 | 0 | 0 | 0 |  | 0
2016-11-17 21:00 | 0 | 0 | 0 | 0 | 0 | 0 | 0 | 0 | 0 |  | 0
2016-11-17 22:00 | 0 | 0 | 0 | 0 | 0 | 0 | 0 | 0 | 0 |  | 0
2016-11-17 23:00 | 0 | 0 | 0 | 0 | 0 | 0 | 0 | 0 | 0 |  | 0
2016-11-18 | 0 | 0 | 0 | 0 | 0 | 0 | 0 | 0 | 0 |  | 0
2016-11-18 01:00 | 0 | 0 | 0 | 0 | 0 | 0 | 0 | 0 | 0 |  | 0
2016-11-18 02:00 | 0 | 0 | 0 | 0 | 0 | 0 | 0 | 0 | 0 |  | 0
2016-11-18 03:00 | 0 | 0 | 0 | 0 | 0 | 0 | 0 | 0 | 0 |  | 0
2016-11-18 04:00 | 0 | 0 | 0 | 0 | 0 | 0 | 0 | 0 | 0 |  | 0
2016-11-18 05:00 | 0 | 0 | 0 | 0 | 0 | 0 | 0 | 0 | 0 |  | 0
2016-11-18 06:00 | 21.0333 | 2.0298 | 0 | 0 | 0 | 226.3109 | 0.93983 | 21.9664 | 272 |  | 34
2016-11-18 07:00 | 4673.3633 | 1662.9056 | 76.1419 | 573.2258 | 416.0611 | 9932.769 | 97.6442 | 2191.9915 | 19624 |  | 2453
2016-11-18 08:00 | 14073.467 | 2558.2812 | 185.7939 | 2220.7537 | 1217.5748 | 19372.06 | 636.7988 | 7240.0776 | 47505 |  | 5938
2016-11-18 09:00 | 22962.201 | 4213.1294 | 573.7307 | 2681.7578 | 1136.8455 | 25310.662 | 2343.931 | 10541.692 | 69764 |  | 8720
2016-11-18 10:00 | 27716.707 | 3943.7446 | 2839.5415 | 2833.6904 | 5627.6294 | 28646.88 | 3429.969 | 12012.134 | 87050 |  | 10881
2016-11-18 11:00 | 29922.248 | 2410.8457 | 2987.1182 | 2727.374 | 8507.81 | 30667.338 | 3548.8489 | 12146.189 | 92918 |  | 11615
2016-11-18 12:00 | 27539.047 | 1119.9077 | 1758.3347 | 2382.6172 | 7723.515 | 29284.773 | 2865.9358 | 11215.242 | 83889 |  | 10486
2016-11-18 13:00 | 23646.203 | 876.4404 | 551.3804 | 1772.6964 | 6066.4985 | 24766.203 | 1220.7269 | 9171.439 | 68072 |  | 8509
2016-11-18 14:00 | 15781.301 | 338.2856 | 353.7346 | 927.529 | 3746.7295 | 16544.826 | 477.2631 | 6021.581 | 44191 |  | 5524
2016-11-18 15:00 | 2250.2593 | 140.3999 | 99.7903 | 184.6315 | 1681.0364 | 7014.7124 | 116.386 | 1779.8782 | 13267 |  | 1658
2016-11-18 16:00 | 42.9284 | 3.2288 | 3.3897 | 4.3433 | 108.5081 | 112.787 | 1.2694 | 10.8492 | 287 |  | 36
2016-11-18 17:00 | 0 | 0 | 0 | 0 | 0 | 0 | 0 | 0 | 0 |  | 0
2016-11-18 18:00 | 0 | 0 | 0 | 0 | 0 | 0 | 0 | 0 | 0 |  | 0
2016-11-18 19:00 | 0 | 0 | 0 | 0 | 0 | 0 | 0 | 0 | 0 |  | 0
2016-11-18 20:00 | 0 | 0 | 0 | 0 | 0 | 0 | 0 | 0 | 0 |  | 0
2016-11-18 21:00 | 0 | 0 | 0 | 0 | 0 | 0 | 0 | 0 | 0 |  | 0
2016-11-18 22:00 | 0 | 0 | 0 | 0 | 0 | 0 | 0 | 0 | 0 |  | 0
2016-11-18 23:00 | 0 | 0 | 0 | 0 | 0 | 0 | 0 | 0 | 0 |  | 0
2016-11-19 | 0 | 0 | 0 | 0 | 0 | 0 | 0 | 0 | 0 |  | 0
2016-11-19 01:00 | 0 | 0 | 0 | 0 | 0 | 0 | 0 | 0 | 0 |  | 0
2016-11-19 02:00 | 0 | 0 | 0 | 0 | 0 | 0 | 0 | 0 | 0 |  | 0
2016-11-19 03:00 | 0 | 0 | 0 | 0 | 0 | 0 | 0 | 0 | 0 |  | 0
2016-11-19 04:00 | 0 | 0 | 0 | 0 | 0 | 0 | 0 | 0 | 0 |  | 0
2016-11-19 05:00 | 0 | 0 | 0 | 0 | 0 | 0 | 0 | 0 | 0 |  | 0
2016-11-19 06:00 | 12.4199 | 1.288 | 0 | 0 | 0 | 105.4402 | 0.21836 | 3.2408 | 123 |  | 15
2016-11-19 07:00 | 4763.2656 | 1655.1371 | 79.7293 | 569.3003 | 351.9378 | 8745.815 | 98.8588 | 1841.5065 | 18106 |  | 2263
2016-11-19 08:00 | 14292.718 | 2516.198 | 182.2122 | 2226.5498 | 1176.2891 | 18828.848 | 588.2541 | 6912.85 | 46724 |  | 5840
2016-11-19 09:00 | 23119.729 | 4128.541 | 566.2934 | 2710.3875 | 1049.7994 | 25126.678 | 2587.889 | 10357.038 | 69646 |  | 8706
2016-11-19 10:00 | 28326.186 | 3828.8518 | 2848.7568 | 2883.3462 | 5571.1357 | 29211.3 | 3952.6946 | 11756.671 | 88379 |  | 11047
2016-11-19 11:00 | 27727.797 | 2391.6367 | 3000.8254 | 2754.2878 | 8481.756 | 30773.748 | 3865.316 | 12023.116 | 91018 |  | 11377
2016-11-19 12:00 | 27931.168 | 1112.1837 | 1785.2067 | 2367.6792 | 7699.4155 | 29489.81 | 2994.404 | 11195.34 | 84575 |  | 10572
2016-11-19 13:00 | 21902.045 | 870.3178 | 545.0993 | 1762.7363 | 6055.3877 | 25427.541 | 1304.0172 | 9311.685 | 67179 |  | 8397
2016-11-19 14:00 | 14160.073 | 333.0702 | 345.0731 | 908.3845 | 3734.0012 | 17264.666 | 510.201 | 6225.5894 | 43481 |  | 5435
2016-11-19 15:00 | 2128.2617 | 134.7731 | 98.1427 | 171.2928 | 1690.1816 | 7033.4634 | 127.544 | 2004.052 | 13388 |  | 1673
2016-11-19 16:00 | 58.9584 | 2.2411 | 2.6605 | 2.7983 | 97.9948 | 118.0396 | 2.4684 | 14.8404 | 300 |  | 38
2016-11-19 17:00 | 0 | 0 | 0 | 0 | 0 | 0 | 0 | 0 | 0 |  | 0
2016-11-19 18:00 | 0 | 0 | 0 | 0 | 0 | 0 | 0 | 0 | 0 |  | 0
2016-11-19 19:00 | 0 | 0 | 0 | 0 | 0 | 0 | 0 | 0 | 0 |  | 0
2016-11-19 20:00 | 0 | 0 | 0 | 0 | 0 | 0 | 0 | 0 | 0 |  | 0
2016-11-19 21:00 | 0 | 0 | 0 | 0 | 0 | 0 | 0 | 0 | 0 |  | 0
2016-11-19 22:00 | 0 | 0 | 0 | 0 | 0 | 0 | 0 | 0 | 0 |  | 0
2016-11-19 23:00 | 0 | 0 | 0 | 0 | 0 | 0 | 0 | 0 | 0 |  | 0
2016-11-20 | 0 | 0 | 0 | 0 | 0 | 0 | 0 | 0 | 0 |  | 0
2016-11-20 01:00 | 0 | 0 | 0 | 0 | 0 | 0 | 0 | 0 | 0 |  | 0
2016-11-20 02:00 | 0 | 0 | 0 | 0 | 0 | 0 | 0 | 0 | 0 |  | 0
2016-11-20 03:00 | 0 | 0 | 0 | 0 | 0 | 0 | 0 | 0 | 0 |  | 0
2016-11-20 04:00 | 0 | 0 | 0 | 0 | 0 | 0 | 0 | 0 | 0 |  | 0
2016-11-20 05:00 | 0 | 0 | 0 | 0 | 0 | 0 | 0 | 0 | 0 |  | 0
2016-11-20 06:00 | 0 | 0 | 0 | 0 | 0 | 0 | 0 | 0 | 0 |  | 0
2016-11-20 07:00 | 269.4916 | 13.6816 | 0 | 12.4122 | 23.5275 | 105.6182 | 0 | 8.7092 | 433 |  | 54
2016-11-20 08:00 | 1688.3466 | 273.1032 | 101.8523 | 202.9026 | 409.6149 | 3608.4573 | 73.2159 | 507.1058 | 6865 |  | 858
2016-11-20 09:00 | 3184.033 | 362.8878 | 198.2917 | 302.2201 | 667.6428 | 6029.169 | 558.4461 | 1751.9375 | 13055 |  | 1632
2016-11-20 10:00 | 4574.27 | 765.5867 | 413.5713 | 399.2864 | 927.4161 | 6380.3896 | 950.7919 | 1238.5929 | 15650 |  | 1956
2016-11-20 11:00 | 8511.303 | 1395.706 | 922.9552 | 839.2819 | 1596.7166 | 4694.707 | 502.6256 | 1453.1409 | 19916 |  | 2490
2016-11-20 12:00 | 7187.267 | 917.9487 | 515.4765 | 618.1949 | 1086.4478 | 4670.9673 | 828.1264 | 1998.081 | 17823 |  | 2228
2016-11-20 13:00 | 4309.0522 | 904.652 | 351.4352 | 439.8283 | 1081.942 | 5695.101 | 518.5623 | 1355.7448 | 14656 |  | 1832
2016-11-20 14:00 | 2189.59 | 515.3757 | 184.1112 | 196.5353 | 462.6083 | 3594.5083 | 422.9538 | 801.807 | 8367 |  | 1046
2016-11-20 15:00 | 571.9324 | 69.7855 | 27.9061 | 47.204 | 119.2884 | 1058.2144 | 87.373 | 104.6008 | 2086 |  | 261
2016-11-20 16:00 | 0 | 0 | 0 | 0 | 0 | 0.41441 | 0.0022632 | 0 | 0 |  | 0
2016-11-20 17:00 | 0 | 0 | 0 | 0 | 0 | 0 | 0 | 0 | 0 |  | 0
2016-11-20 18:00 | 0 | 0 | 0 | 0 | 0 | 0 | 0 | 0 | 0 |  | 0
2016-11-20 19:00 | 0 | 0 | 0 | 0 | 0 | 0 | 0 | 0 | 0 |  | 0
2016-11-20 20:00 | 0 | 0 | 0 | 0 | 0 | 0 | 0 | 0 | 0 |  | 0
2016-11-20 21:00 | 0 | 0 | 0 | 0 | 0 | 0 | 0 | 0 | 0 |  | 0
2016-11-20 22:00 | 0 | 0 | 0 | 0 | 0 | 0 | 0 | 0 | 0 |  | 0
2016-11-20 23:00 | 0 | 0 | 0 | 0 | 0 | 0 | 0 | 0 | 0 |  | 0
2016-11-21 | 0 | 0 | 0 | 0 | 0 | 0 | 0 | 0 | 0 |  | 0
2016-11-21 01:00 | 0 | 0 | 0 | 0 | 0 | 0 | 0 | 0 | 0 |  | 0
2016-11-21 02:00 | 0 | 0 | 0 | 0 | 0 | 0 | 0 | 0 | 0 |  | 0
2016-11-21 03:00 | 0 | 0 | 0 | 0 | 0 | 0 | 0 | 0 | 0 |  | 0
2016-11-21 04:00 | 0 | 0 | 0 | 0 | 0 | 0 | 0 | 0 | 0 |  | 0
2016-11-21 05:00 | 0 | 0 | 0 | 0 | 0 | 0 | 0 | 0 | 0 |  | 0
2016-11-21 06:00 | 0 | 0 | 0 | 0 | 0 | 2.4107 | 0 | 0 | 2 |  | 0
2016-11-21 07:00 | 119.2018 | 70.648 | 0 | 0 | 0 | 1157.7949 | 20.0628 | 543.3451 | 1911 |  | 239
2016-11-21 08:00 | 1021.603 | 323.7674 | 0 | 54.6337 | 1.7778 | 4286.818 | 87.6346 | 4322.954 | 10099 |  | 1262
2016-11-21 09:00 | 1539.0112 | 642.6843 | 0 | 150.8335 | 55.2909 | 22978.387 | 393.3137 | 2699.1753 | 28459 |  | 3557
2016-11-21 10:00 | 3053.422 | 2286.2214 | 0 | 232.7086 | 275.2688 | 13967.66 | 378.246 | 5334.4478 | 25528 |  | 3191
2016-11-21 11:00 | 5990.1143 | 2455.8086 | 33.6588 | 491.1049 | 731.6623 | 11980.992 | 478.5904 | 4379.103 | 26541 |  | 3318
2016-11-21 12:00 | 12536.922 | 1870.0032 | 200.2616 | 1134.7952 | 1448.7056 | 10836.777 | 643.8728 | 5676.4556 | 34348 |  | 4293
2016-11-21 13:00 | 16475.957 | 1153.1694 | 175.8924 | 1026.6426 | 1942.6357 | 10004.191 | 764.7773 | 4195.671 | 35739 |  | 4467
2016-11-21 14:00 | 6835.318 | 687.5361 | 89.3845 | 548.1591 | 1687.4674 | 7605.4004 | 556.082 | 1918.4564 | 19928 |  | 2491
2016-11-21 15:00 | 3269.0305 | 229.5804 | 11.577 | 136.2545 | 270.0868 | 2190.3723 | 144.7904 | 506.3858 | 6758 |  | 845
2016-11-21 16:00 | 19.7572 | 3.3545 | 0 | 0.45037 | 0.21123 | 24.0773 | 0 | 4.2115 | 52 |  | 7
2016-11-21 17:00 | 0 | 0 | 0 | 0 | 0 | 0 | 0 | 0 | 0 |  | 0
2016-11-21 18:00 | 0 | 0 | 0 | 0 | 0 | 0 | 0 | 0 | 0 |  | 0
2016-11-21 19:00 | 0 | 0 | 0 | 0 | 0 | 0 | 0 | 0 | 0 |  | 0
2016-11-21 20:00 | 0 | 0 | 0 | 0 | 0 | 0 | 0 | 0 | 0 |  | 0
2016-11-21 21:00 | 0 | 0 | 0 | 0 | 0 | 0 | 0 | 0 | 0 |  | 0
2016-11-21 22:00 | 0 | 0 | 0 | 0 | 0 | 0 | 0 | 0 | 0 |  | 0
2016-11-21 23:00 | 0 | 0 | 0 | 0 | 0 | 0 | 0 | 0 | 0 |  | 0
2016-11-22 | 0 | 0 | 0 | 0 | 0 | 0 | 0 | 0 | 0 |  | 0
2016-11-22 01:00 | 0 | 0 | 0 | 0 | 0 | 0 | 0 | 0 | 0 |  | 0
2016-11-22 02:00 | 0 | 0 | 0 | 0 | 0 | 0 | 0 | 0 | 0 |  | 0
2016-11-22 03:00 | 0 | 0 | 0 | 0 | 0 | 0 | 0 | 0 | 0 |  | 0
2016-11-22 04:00 | 0 | 0 | 0 | 0 | 0 | 0 | 0 | 0 | 0 |  | 0
2016-11-22 05:00 | 0 | 0 | 0 | 0 | 0 | 0 | 0 | 0 | 0 |  | 0
2016-11-22 06:00 | 1 | 0 | 0 | 0 | 0 | 45.2549 | 0 | 0 | 46 |  | 6
2016-11-22 07:00 | 4125.445 | 438.9722 | 29.8971 | 591.555 | 435.6474 | 6596.589 | 85.1999 | 1413.555 | 13717 |  | 1715
2016-11-22 08:00 | 13448.968 | 2984.343 | 86.1983 | 2283.4724 | 924.8445 | 20024.525 | 714.2204 | 7884.0825 | 48351 |  | 6044
2016-11-22 09:00 | 18936.764 | 4217.4688 | 501.6039 | 2906.015 | 1762.3536 | 26592.797 | 2142.539 | 3140.8442 | 60200 |  | 7525
2016-11-22 10:00 | 17998.717 | 3909.618 | 1718.39 | 3022.2266 | 6048.41 | 31273.25 | 3471.3904 | 2948.3186 | 70390 |  | 8799
2016-11-22 11:00 | 23399.023 | 2508.6284 | 2576.3518 | 2982.357 | 8688.694 | 35351.605 | 2489.951 | 2975.8616 | 80972 |  | 10122
2016-11-22 12:00 | 22554.875 | 1774.7251 | 2106.5244 | 2564.6113 | 7927.3647 | 32237.547 | 2276.9116 | 6984.988 | 78428 |  | 9803
2016-11-22 13:00 | 21388.592 | 922.8267 | 897.4348 | 1768.3127 | 4714.0806 | 27073.928 | 1289.4584 | 9182.745 | 67237 |  | 8405
2016-11-22 14:00 | 5944.8906 | 566.7504 | 609.0996 | 532.9485 | 3400.4746 | 18324.832 | 698.4185 | 2241.2788 | 32319 |  | 4040
2016-11-22 15:00 | 2205.9844 | 212.7252 | 188.0273 | 152.2066 | 1578.837 | 5861.929 | 138.4465 | 410.2548 | 10748 |  | 1344
2016-11-22 16:00 | 45.8337 | 0 | 4.3735 | 1.027 | 19.3085 | 35.8368 | 0 | 1.0521 | 107 |  | 13
2016-11-22 17:00 | 0 | 0 | 0 | 0 | 0 | 0 | 0 | 0 | 0 |  | 0
2016-11-22 18:00 | 0 | 0 | 0 | 0 | 0 | 0 | 0 | 0 | 0 |  | 0
2016-11-22 19:00 | 0 | 0 | 0 | 0 | 0 | 0 | 0 | 0 | 0 |  | 0
2016-11-22 20:00 | 0 | 0 | 0 | 0 | 0 | 0 | 0 | 0 | 0 |  | 0
2016-11-22 21:00 | 0 | 0 | 0 | 0 | 0 | 0 | 0 | 0 | 0 |  | 0
2016-11-22 22:00 | 0 | 0 | 0 | 0 | 0 | 0 | 0 | 0 | 0 |  | 0
2016-11-22 23:00 | 0 | 0 | 0 | 0 | 0 | 0 | 0 | 0 | 0 |  | 0
2016-11-23 | 0 | 0 | 0 | 0 | 0 | 0 | 0 | 0 | 0 |  | 0
2016-11-23 01:00 | 0 | 0 | 0 | 0 | 0 | 0 | 0 | 0 | 0 |  | 0
2016-11-23 02:00 | 0 | 0 | 0 | 0 | 0 | 0 | 0 | 0 | 0 |  | 0
2016-11-23 03:00 | 0 | 0 | 0 | 0 | 0 | 0 | 0 | 0 | 0 |  | 0
2016-11-23 04:00 | 0 | 0 | 0 | 0 | 0 | 0 | 0 | 0 | 0 |  | 0
2016-11-23 05:00 | 0 | 0 | 0 | 0 | 0 | 0 | 0 | 0 | 0 |  | 0
2016-11-23 06:00 | 0 | 2.6349 | 0 | 0 | 0 | 71.9324 | 0 | 0.32845 | 75 |  | 9
2016-11-23 07:00 | 2350.5771 | 1924.5084 | 112.8465 | 423.9749 | 363.1318 | 8847.995 | 86.0059 | 1764.3278 | 15873 |  | 1984
2016-11-23 08:00 | 14043.042 | 3174.968 | 225.473 | 2152.5881 | 1401.438 | 19812.598 | 506.5541 | 7031.075 | 48348 |  | 6043
2016-11-23 09:00 | 19446.277 | 4488.2373 | 1230.0021 | 2862.3257 | 1334.3152 | 26520.225 | 2603.672 | 10895.876 | 69381 |  | 8673
2016-11-23 10:00 | 29104.178 | 3664.899 | 3322.1755 | 3044.2292 | 5965.0596 | 31041.38 | 4190.742 | 12666.883 | 93000 |  | 11625
2016-11-23 11:00 | 30432.05 | 2395.093 | 3200.6826 | 2924.892 | 8982.57 | 32757.678 | 3850.9067 | 13193.977 | 97738 |  | 12217
2016-11-23 12:00 | 29402.914 | 1119.1643 | 2076.8582 | 2558.3398 | 8217.865 | 31179.812 | 2889.854 | 11961.333 | 89406 |  | 11176
2016-11-23 13:00 | 21810.785 | 881.9405 | 816.7256 | 1889.2715 | 6527.204 | 26354.352 | 1322.8097 | 10001.487 | 69605 |  | 8701
2016-11-23 14:00 | 11007.737 | 367.9836 | 311.1616 | 892.7565 | 3387.3218 | 17224.486 | 553.4499 | 4864.887 | 38610 |  | 4826
2016-11-23 15:00 | 3134.7766 | 199.0616 | 103.4707 | 154.1771 | 836.0019 | 3355.7742 | 113.7949 | 950.8992 | 8848 |  | 1106
2016-11-23 16:00 | 88.5357 | 3.5688 | 0.36211 | 3.611 | 43.6543 | 28.0554 | 0 | 12.9917 | 181 |  | 23
2016-11-23 17:00 | 0 | 0 | 0 | 0 | 0 | 0 | 0 | 0 | 0 |  | 0
2016-11-23 18:00 | 0 | 0 | 0 | 0 | 0 | 0 | 0 | 0 | 0 |  | 0
2016-11-23 19:00 | 0 | 0 | 0 | 0 | 0 | 0 | 0 | 0 | 0 |  | 0
2016-11-23 20:00 | 0 | 0 | 0 | 0 | 0 | 0 | 0 | 0 | 0 |  | 0
2016-11-23 21:00 | 0 | 0 | 0 | 0 | 0 | 0 | 0 | 0 | 0 |  | 0
2016-11-23 22:00 | 0 | 0 | 0 | 0 | 0 | 0 | 0 | 0 | 0 |  | 0
2016-11-23 23:00 | 0 | 0 | 0 | 0 | 0 | 0 | 0 | 0 | 0 |  | 0
2016-11-24 | 0 | 0 | 0 | 0 | 0 | 0 | 0 | 0 | 0 |  | 0
2016-11-24 01:00 | 0 | 0 | 0 | 0 | 0 | 0 | 0 | 0 | 0 |  | 0
2016-11-24 02:00 | 0 | 0 | 0 | 0 | 0 | 0 | 0 | 0 | 0 |  | 0
2016-11-24 03:00 | 0 | 0 | 0 | 0 | 0 | 0 | 0 | 0 | 0 |  | 0
2016-11-24 04:00 | 0 | 0 | 0 | 0 | 0 | 0 | 0 | 0 | 0 |  | 0
2016-11-24 05:00 | 0 | 0 | 0 | 0 | 0 | 0 | 0 | 0 | 0 |  | 0
2016-11-24 06:00 | 0 | 0 | 0 | 0 | 0 | 0 | 0 | 0 | 0 |  | 0
2016-11-24 07:00 | 70.9019 | 11.8011 | 0 | 0 | 0 | 478.3694 | 59.8628 | 69.195 | 690 |  | 86
2016-11-24 08:00 | 1315.4203 | 175.0035 | 60.7015 | 82.3647 | 309.1965 | 2912.7776 | 276.8483 | 574.0476 | 5706 |  | 713
2016-11-24 09:00 | 4504.5864 | 177.6314 | 170.9173 | 247.2821 | 517.2647 | 3744.54 | 300.9806 | 843.1057 | 10506 |  | 1313
2016-11-24 10:00 | 7186.718 | 658.3774 | 394.4447 | 241.6971 | 1029.3788 | 3201.9307 | 246.51 | 965.268 | 13924 |  | 1741
2016-11-24 11:00 | 14206.315 | 981.0607 | 623.3726 | 646.0436 | 1928.4487 | 4507.971 | 433.5077 | 1647.3511 | 24974 |  | 3122
2016-11-24 12:00 | 7751.3896 | 761.1836 | 796.4496 | 494.1184 | 1896.5427 | 6740.7954 | 512.8852 | 1800.2645 | 20754 |  | 2594
2016-11-24 13:00 | 4221.602 | 693.283 | 508.2849 | 451.8418 | 1033.5607 | 9477.043 | 324.6921 | 1144.5254 | 17855 |  | 2232
2016-11-24 14:00 | 1348.0712 | 359.7919 | 159.0631 | 255.0004 | 558.8751 | 2119.33 | 177.4208 | 523.7153 | 5501 |  | 688
2016-11-24 15:00 | 343.3579 | 28.8055 | 0.21651 | 24.2779 | 23.4954 | 393.113 | 35.7133 | 97.1381 | 946 |  | 118
2016-11-24 16:00 | 0.13881 | 0 | 0 | 0 | 0 | 0 | 0 | 0 | 0 |  | 0
2016-11-24 17:00 | 0 | 0 | 0 | 0 | 0 | 0 | 0 | 0 | 0 |  | 0
2016-11-24 18:00 | 0 | 0 | 0 | 0 | 0 | 0 | 0 | 0 | 0 |  | 0
2016-11-24 19:00 | 0 | 0 | 0 | 0 | 0 | 0 | 0 | 0 | 0 |  | 0
2016-11-24 20:00 | 0 | 0 | 0 | 0 | 0 | 0 | 0 | 0 | 0 |  | 0
2016-11-24 21:00 | 0 | 0 | 0 | 0 | 0 | 0 | 0 | 0 | 0 |  | 0
2016-11-24 22:00 | 0 | 0 | 0 | 0 | 0 | 0 | 0 | 0 | 0 |  | 0
2016-11-24 23:00 | 0 | 0 | 0 | 0 | 0 | 0 | 0 | 0 | 0 |  | 0
2016-11-25 | 0 | 0 | 0 | 0 | 0 | 0 | 0 | 0 | 0 |  | 0
2016-11-25 01:00 | 0 | 0 | 0 | 0 | 0 | 0 | 0 | 0 | 0 |  | 0
2016-11-25 02:00 | 0 | 0 | 0 | 0 | 0 | 0 | 0 | 0 | 0 |  | 0
2016-11-25 03:00 | 0 | 0 | 0 | 0 | 0 | 0 | 0 | 0 | 0 |  | 0
2016-11-25 04:00 | 0 | 0 | 0 | 0 | 0 | 0 | 0 | 0 | 0 |  | 0
2016-11-25 05:00 | 0 | 0 | 0 | 0 | 0 | 0 | 0 | 0 | 0 |  | 0
2016-11-25 06:00 | 0 | 0 | 0 | 0 | 0 | 0 | 0 | 0 | 0 |  | 0
2016-11-25 07:00 | 71.7848 | 18.7273 | 0 | 0 | 0 | 185.2605 | 6.7303 | 12.5519 | 295 |  | 37
2016-11-25 08:00 | 458.2317 | 144.4984 | 0 | 0 | 0 | 1146.051 | 75.258 | 225.1134 | 2049 |  | 256
2016-11-25 09:00 | 2653.7788 | 245.5667 | 125.2895 | 93.4304 | 364.1351 | 1505.8824 | 134.935 | 370.1107 | 5493 |  | 687
2016-11-25 10:00 | 4932.793 | 415.4157 | 186.0451 | 189.1906 | 617.104 | 3170.9968 | 215.5616 | 628.1913 | 10355 |  | 1294
2016-11-25 11:00 | 3374.382 | 447.0989 | 243.5611 | 210.9288 | 738.1108 | 3083.3682 | 197.5322 | 812.1957 | 9107 |  | 1138
2016-11-25 12:00 | 4701.953 | 443.8943 | 229.4644 | 242.4135 | 737.0559 | 2700.1482 | 225.9984 | 868.0706 | 10149 |  | 1269
2016-11-25 13:00 | 2720.6665 | 274.6127 | 179.0689 | 125.3933 | 459.7315 | 1901.5356 | 219.6693 | 624.7888 | 6505 |  | 813
2016-11-25 14:00 | 1861.8987 | 188.7056 | 42.0699 | 68.1879 | 218.9404 | 692.9712 | 124.3135 | 624.1248 | 3821 |  | 478
2016-11-25 15:00 | 1070.6643 | 81.2709 | 0 | 34.5656 | 112.4664 | 125.2878 | 27.3968 | 65.7426 | 1517 |  | 190
2016-11-25 16:00 | 1.5643 | 0 | 0 | 0 | 0 | 0 | 0 | 0 | 2 |  | 0
2016-11-25 17:00 | 0 | 0 | 0 | 0 | 0 | 0 | 0 | 0 | 0 |  | 0
2016-11-25 18:00 | 0 | 0 | 0 | 0 | 0 | 0 | 0 | 0 | 0 |  | 0
2016-11-25 19:00 | 0 | 0 | 0 | 0 | 0 | 0 | 0 | 0 | 0 |  | 0
2016-11-25 20:00 | 0 | 0 | 0 | 0 | 0 | 0 | 0 | 0 | 0 |  | 0
2016-11-25 21:00 | 0 | 0 | 0 | 0 | 0 | 0 | 0 | 0 | 0 |  | 0
2016-11-25 22:00 | 0 | 0 | 0 | 0 | 0 | 0 | 0 | 0 | 0 |  | 0
2016-11-25 23:00 | 0 | 0 | 0 | 0 | 0 | 0 | 0 | 0 | 0 |  | 0
2016-11-26 | 0 | 0 | 0 | 0 | 0 | 0 | 0 | 0 | 0 |  | 0
2016-11-26 01:00 | 0 | 0 | 0 | 0 | 0 | 0 | 0 | 0 | 0 |  | 0
2016-11-26 02:00 | 0 | 0 | 0 | 0 | 0 | 0 | 0 | 0 | 0 |  | 0
2016-11-26 03:00 | 0 | 0 | 0 | 0 | 0 | 0 | 0 | 0 | 0 |  | 0
2016-11-26 04:00 | 0 | 0 | 0 | 0 | 0 | 0 | 0 | 0 | 0 |  | 0
2016-11-26 05:00 | 0 | 0 | 0 | 0 | 0 | 0 | 0 | 0 | 0 |  | 0
2016-11-26 06:00 | 0 | 0 | 0 | 0 | 0 | 0 | 0 | 0 | 0 |  | 0
2016-11-26 07:00 | 180.9116 | 192.7574 | 77.3652 | 51.6672 | 244.4597 | 840.3836 | 79.7445 | 100.014 | 1767 |  | 221
2016-11-26 08:00 | 2695.8608 | 1122.3958 | 301.5669 | 247.8196 | 959.5745 | 3374.3452 | 329.5884 | 743.182 | 9774 |  | 1222
2016-11-26 09:00 | 6190.6533 | 1624.3174 | 494.0478 | 449.6848 | 1980.8547 | 3521.6292 | 1222.8729 | 2053.5684 | 17538 |  | 2192
2016-11-26 10:00 | 7316.863 | 1548.1458 | 950.2823 | 593.8701 | 3011.178 | 6883.9385 | 1113.6476 | 4174.336 | 25592 |  | 3199
2016-11-26 11:00 | 9341.407 | 1481.7144 | 917.1876 | 764.2246 | 3804.2651 | 9515.522 | 1569.8258 | 3222.0354 | 30616 |  | 3827
2016-11-26 12:00 | 8119.034 | 973.8655 | 737.6248 | 1093.0228 | 2601.078 | 4884.4507 | 933.8071 | 2778.0305 | 22121 |  | 2765
2016-11-26 13:00 | 3305.05 | 693.528 | 592.6204 | 705.4152 | 1543.0837 | 6329.6294 | 615.8691 | 1896.6433 | 15682 |  | 1960
2016-11-26 14:00 | 1959.7905 | 334.4422 | 331.4344 | 346.6013 | 751.7883 | 4360.166 | 253.7446 | 627.2333 | 8965 |  | 1121
2016-11-26 15:00 | 1827.314 | 104.4726 | 96.4136 | 61.7668 | 263.0896 | 943.7003 | 26.3128 | 351.1963 | 3674 |  | 459
2016-11-26 16:00 | 79.4536 | 0 | 0 | 0 | 0 | 0.0040234 | 0 | 0 | 79 |  | 10
2016-11-26 17:00 | 0 | 0 | 0 | 0 | 0 | 0 | 0 | 0 | 0 |  | 0
2016-11-26 18:00 | 0 | 0 | 0 | 0 | 0 | 0 | 0 | 0 | 0 |  | 0
2016-11-26 19:00 | 0 | 0 | 0 | 0 | 0 | 0 | 0 | 0 | 0 |  | 0
2016-11-26 20:00 | 0 | 0 | 0 | 0 | 0 | 0 | 0 | 0 | 0 |  | 0
2016-11-26 21:00 | 0 | 0 | 0 | 0 | 0 | 0 | 0 | 0 | 0 |  | 0
2016-11-26 22:00 | 0 | 0 | 0 | 0 | 0 | 0 | 0 | 0 | 0 |  | 0
2016-11-26 23:00 | 0 | 0 | 0 | 0 | 0 | 0 | 0 | 0 | 0 |  | 0
2016-11-27 | 0 | 0 | 0 | 0 | 0 | 0 | 0 | 0 | 0 |  | 0
2016-11-27 01:00 | 0 | 0 | 0 | 0 | 0 | 0 | 0 | 0 | 0 |  | 0
2016-11-27 02:00 | 0 | 0 | 0 | 0 | 0 | 0 | 0 | 0 | 0 |  | 0
2016-11-27 03:00 | 0 | 0 | 0 | 0 | 0 | 0 | 0 | 0 | 0 |  | 0
2016-11-27 04:00 | 0 | 0 | 0 | 0 | 0 | 0 | 0 | 0 | 0 |  | 0
2016-11-27 05:00 | 0 | 0 | 0 | 0 | 0 | 0 | 0 | 0 | 0 |  | 0
2016-11-27 06:00 | 0 | 0 | 0 | 0 | 0 | 0.0040024 | 0 | 0 | 0 |  | 0
2016-11-27 07:00 | 2272.669 | 840.0708 | 84.6554 | 262.7538 | 222.6678 | 1258.0796 | 59.4392 | 966.3499 | 5967 |  | 746
2016-11-27 08:00 | 11753.562 | 2278.4558 | 362.3553 | 1948.2477 | 1575.7339 | 3452.666 | 368.8135 | 4334.0605 | 26074 |  | 3259
2016-11-27 09:00 | 21505.17 | 1638.559 | 826.2119 | 1305.5122 | 2250.08 | 4257.2363 | 751.1997 | 3544.153 | 36078 |  | 4510
2016-11-27 10:00 | 22331.654 | 1974.4783 | 1853.9668 | 915.8649 | 4605.697 | 7257.115 | 1762.1603 | 3408.0862 | 44109 |  | 5514
2016-11-27 11:00 | 15259.002 | 2119.6836 | 2853.9653 | 1834.3298 | 4596.523 | 13323.18 | 1786.6704 | 3502.2322 | 45276 |  | 5659
2016-11-27 12:00 | 12859.833 | 1757.3821 | 1409.8422 | 2355.8096 | 6361.669 | 23378.79 | 2600.3325 | 5137.6514 | 55861 |  | 6983
2016-11-27 13:00 | 5977.7197 | 1141.1937 | 951.9262 | 1647.2587 | 5925.9136 | 25387.67 | 1204.1876 | 6801.2505 | 49037 |  | 6130
2016-11-27 14:00 | 4586.6436 | 544.4908 | 448.0203 | 619.9423 | 2814.9558 | 15158.969 | 571.649 | 1928.6951 | 26673 |  | 3334
2016-11-27 15:00 | 2326.8535 | 215.1342 | 134.6826 | 128.069 | 424.8106 | 1541.1163 | 116.1375 | 664.4476 | 5551 |  | 694
2016-11-27 16:00 | 44.7068 | 0.65783 | 0 | 0 | 3.0598 | 11.6921 | 0 | 5.665 | 66 |  | 8
2016-11-27 17:00 | 0 | 0 | 0 | 0 | 0 | 0 | 0 | 0 | 0 |  | 0
2016-11-27 18:00 | 0 | 0 | 0 | 0 | 0 | 0 | 0 | 0 | 0 |  | 0
2016-11-27 19:00 | 0 | 0 | 0 | 0 | 0 | 0 | 0 | 0 | 0 |  | 0
2016-11-27 20:00 | 0 | 0 | 0 | 0 | 0 | 0 | 0 | 0 | 0 |  | 0
2016-11-27 21:00 | 0 | 0 | 0 | 0 | 0 | 0 | 0 | 0 | 0 |  | 0
2016-11-27 22:00 | 0 | 0 | 0 | 0 | 0 | 0 | 0 | 0 | 0 |  | 0
2016-11-27 23:00 | 0 | 0 | 0 | 0 | 0 | 0 | 0 | 0 | 0 |  | 0
2016-11-28 | 0 | 0 | 0 | 0 | 0 | 0 | 0 | 0 | 0 |  | 0
2016-11-28 01:00 | 0 | 0 | 0 | 0 | 0 | 0 | 0 | 0 | 0 |  | 0
2016-11-28 02:00 | 0 | 0 | 0 | 0 | 0 | 0 | 0 | 0 | 0 |  | 0
2016-11-28 03:00 | 0 | 0 | 0 | 0 | 0 | 0 | 0 | 0 | 0 |  | 0
2016-11-28 04:00 | 0 | 0 | 0 | 0 | 0 | 0 | 0 | 0 | 0 |  | 0
2016-11-28 05:00 | 0 | 0 | 0 | 0 | 0 | 0 | 0 | 0 | 0 |  | 0
2016-11-28 06:00 | 0 | 0 | 0 | 0 | 0 | 10.4089 | 0 | 0 | 10 |  | 1
2016-11-28 07:00 | 2961.0706 | 1330.909 | 55.2912 | 344.1872 | 310.0661 | 2695.9343 | 83.9126 | 1218.8599 | 9000 |  | 1125
2016-11-28 08:00 | 12379.444 | 2844.448 | 238.7752 | 1855.0038 | 1387.0662 | 16011.553 | 436.7454 | 6008.0063 | 41161 |  | 5145
2016-11-28 09:00 | 21470.457 | 3910.6033 | 991.3051 | 2734.2397 | 1649.7787 | 25086.654 | 2430.5105 | 10113.736 | 68387 |  | 8548
2016-11-28 10:00 | 26700.36 | 3233.3289 | 3003.2969 | 2932.0056 | 5907.9395 | 29774.764 | 4040.677 | 11962.772 | 87555 |  | 10944
2016-11-28 11:00 | 29759.412 | 2331.2974 | 3087.5432 | 2836.0562 | 8604.188 | 31679.846 | 3459.7925 | 12321.291 | 94079 |  | 11760
2016-11-28 12:00 | 28384.674 | 1168.88 | 2068.6055 | 2460.3962 | 7869.8657 | 30526.29 | 2486.2249 | 11745.352 | 86710 |  | 10839
2016-11-28 13:00 | 23387.076 | 924.6342 | 787.9842 | 1810.9763 | 6184.554 | 25981.258 | 1244.0317 | 9668.783 | 69989 |  | 8749
2016-11-28 14:00 | 14821.969 | 350.1547 | 339.1717 | 922.2292 | 3747.5906 | 17533.64 | 536.6853 | 6409.6797 | 44661 |  | 5583
2016-11-28 15:00 | 1928.4379 | 119.3895 | 86.3138 | 159.9256 | 1372.4146 | 6109.481 | 131.0967 | 1789.128 | 11696 |  | 1462
2016-11-28 16:00 | 33.7989 | 0.80066 | 0.4124 | 0.81475 | 40.0976 | 34.507 | 0.57837 | 11.4588 | 122 |  | 15
2016-11-28 17:00 | 0 | 0 | 0 | 0 | 0 | 0 | 0 | 0 | 0 |  | 0
2016-11-28 18:00 | 0 | 0 | 0 | 0 | 0 | 0 | 0 | 0 | 0 |  | 0
2016-11-28 19:00 | 0 | 0 | 0 | 0 | 0 | 0 | 0 | 0 | 0 |  | 0
2016-11-28 20:00 | 0 | 0 | 0 | 0 | 0 | 0 | 0 | 0 | 0 |  | 0
2016-11-28 21:00 | 0 | 0 | 0 | 0 | 0 | 0 | 0 | 0 | 0 |  | 0
2016-11-28 22:00 | 0 | 0 | 0 | 0 | 0 | 0 | 0 | 0 | 0 |  | 0
2016-11-28 23:00 | 0 | 0 | 0 | 0 | 0 | 0 | 0 | 0 | 0 |  | 0
2016-11-29 | 0 | 0 | 0 | 0 | 0 | 0 | 0 | 0 | 0 |  | 0
2016-11-29 01:00 | 0 | 0 | 0 | 0 | 0 | 0 | 0 | 0 | 0 |  | 0
2016-11-29 02:00 | 0 | 0 | 0 | 0 | 0 | 0 | 0 | 0 | 0 |  | 0
2016-11-29 03:00 | 0 | 0 | 0 | 0 | 0 | 0 | 0 | 0 | 0 |  | 0
2016-11-29 04:00 | 0 | 0 | 0 | 0 | 0 | 0 | 0 | 0 | 0 |  | 0
2016-11-29 05:00 | 0 | 0 | 0 | 0 | 0 | 0 | 0 | 0 | 0 |  | 0
2016-11-29 06:00 | 0 | 0 | 0 | 0 | 0 | 0 | 0 | 0 | 0 |  | 0
2016-11-29 07:00 | 0 | 8.0709 | 0 | 1.5221 | 0 | 319.918 | 7.2024 | 10.1335 | 347 |  | 43
2016-11-29 08:00 | 299.4519 | 65.2339 | 36.4885 | 44.459 | 152.2462 | 966.7859 | 43.7808 | 149.4801 | 1758 |  | 220
2016-11-29 09:00 | 441.2342 | 158.184 | 0 | 115.3814 | 319.9211 | 1649.0242 | 156.6091 | 278.7384 | 3119 |  | 390
2016-11-29 10:00 | 627.5839 | 134.8172 | 59.4054 | 84.8812 | 281.2226 | 936.8349 | 120.6803 | 260.3841 | 2506 |  | 313
2016-11-29 11:00 | 1404.7612 | 210.7791 | 120.5093 | 127.5415 | 395.6745 | 1524.4872 | 97.8509 | 194.0146 | 4076 |  | 509
2016-11-29 12:00 | 1120.0963 | 220.8708 | 115.8978 | 110.7109 | 366.7465 | 908.4425 | 82.9959 | 281.959 | 3208 |  | 401
2016-11-29 13:00 | 366.6993 | 59.7565 | 63.2769 | 54.6609 | 235.0124 | 987.1902 | 44.595 | 59.1189 | 1870 |  | 234
2016-11-29 14:00 | 207.8891 | 14.0924 | 2.7537 | 0 | 2.6667 | 60.7905 | 0 | 51.0256 | 339 |  | 42
2016-11-29 15:00 | 3.8018 | 0 | 0 | 0 | 0 | 1.1585 | 0 | 0 | 5 |  | 1
2016-11-29 16:00 | 0 | 0 | 0 | 0 | 0 | 0 | 0 | 0 | 0 |  | 0
2016-11-29 17:00 | 0 | 0 | 0 | 0 | 0 | 0 | 0 | 0 | 0 |  | 0
2016-11-29 18:00 | 0 | 0 | 0 | 0 | 0 | 0 | 0 | 0 | 0 |  | 0
2016-11-29 19:00 | 0 | 0 | 0 | 0 | 0 | 0 | 0 | 0 | 0 |  | 0
2016-11-29 20:00 | 0 | 0 | 0 | 0 | 0 | 0 | 0 | 0 | 0 |  | 0
2016-11-29 21:00 | 0 | 0 | 0 | 0 | 0 | 0 | 0 | 0 | 0 |  | 0
2016-11-29 22:00 | 0 | 0 | 0 | 0 | 0 | 0 | 0 | 0 | 0 |  | 0
2016-11-29 23:00 | 0 | 0 | 0 | 0 | 0 | 0 | 0 | 0 | 0 |  | 0
2016-11-30 | 0 | 0 | 0 | 0 | 0 | 0 | 0 | 0 | 0 |  | 0
2016-11-30 01:00 | 0 | 0 | 0 | 0 | 0 | 0 | 0 | 0 | 0 |  | 0
2016-11-30 02:00 | 0 | 0 | 0 | 0 | 0 | 0 | 0 | 0 | 0 |  | 0
2016-11-30 03:00 | 0 | 0 | 0 | 0 | 0 | 0 | 0 | 0 | 0 |  | 0
2016-11-30 04:00 | 0 | 0 | 0 | 0 | 0 | 0 | 0 | 0 | 0 |  | 0
2016-11-30 05:00 | 0 | 0 | 0 | 0 | 0 | 0 | 0 | 0 | 0 |  | 0
2016-11-30 06:00 | 0 | 0 | 0 | 0 | 0 | 0 | 0 | 0 | 0 |  | 0
2016-11-30 07:00 | 82.4034 | 75.3201 | 0 | 27.6194 | 0 | 1089.0992 | 81.9131 | 193.1018 | 1549 |  | 194
2016-11-30 08:00 | 812.4876 | 195.8218 | 43.1668 | 140.9473 | 97.0473 | 2285.889 | 328.9815 | 986.9395 | 4891 |  | 611
2016-11-30 09:00 | 1982.515 | 343.6574 | 257.9016 | 234.804 | 634.5062 | 3376.103 | 509.3213 | 1350.9119 | 8690 |  | 1086
2016-11-30 10:00 | 2175.859 | 465.1351 | 200.5644 | 325.6567 | 899.5921 | 3692.0508 | 673.7548 | 1913.9071 | 10347 |  | 1293
2016-11-30 11:00 | 2101.964 | 256.4472 | 144.8793 | 133.7031 | 429.5346 | 1941.4779 | 443.6412 | 1392.1675 | 6844 |  | 855
2016-11-30 12:00 | 2224.123 | 199.0153 | 120.9821 | 120.3731 | 354.5303 | 1437.8484 | 220.3203 | 890.7206 | 5568 |  | 696
2016-11-30 13:00 | 2216.5986 | 214.096 | 136.8604 | 137.0377 | 403.8221 | 1404.4042 | 176.7461 | 739.7203 | 5429 |  | 679
2016-11-30 14:00 | 1692.2179 | 144.3555 | 72.9955 | 90.0382 | 310.2007 | 1449.9359 | 89.7274 | 354.5166 | 4204 |  | 525
2016-11-30 15:00 | 239.2807 | 0.56202 | 0 | 2.964 | 7.5824 | 132.7088 | 8.7983 | 8.3177 | 400 |  | 50
2016-11-30 16:00 | 0 | 0 | 0 | 0 | 0 | 0 | 0 | 0 | 0 |  | 0
2016-11-30 17:00 | 0 | 0 | 0 | 0 | 0 | 0 | 0 | 0 | 0 |  | 0
2016-11-30 18:00 | 0 | 0 | 0 | 0 | 0 | 0 | 0 | 0 | 0 |  | 0
2016-11-30 19:00 | 0 | 0 | 0 | 0 | 0 | 0 | 0 | 0 | 0 |  | 0
2016-11-30 20:00 | 0 | 0 | 0 | 0 | 0 | 0 | 0 | 0 | 0 |  | 0
2016-11-30 21:00 | 0 | 0 | 0 | 0 | 0 | 0 | 0 | 0 | 0 |  | 0
2016-11-30 22:00 | 0 | 0 | 0 | 0 | 0 | 0 | 0 | 0 | 0 |  | 0
2016-11-30 23:00 | 0 | 0 | 0 | 0 | 0 | 0 | 0 | 0 | 0 |  | 0
2016-12-01 | 0 | 0 | 0 | 0 | 0 | 0 | 0 | 0 | 0 |  | 0
2016-12-01 01:00 | 0 | 0 | 0 | 0 | 0 | 0 | 0 | 0 | 0 |  | 0
2016-12-01 02:00 | 0 | 0 | 0 | 0 | 0 | 0 | 0 | 0 | 0 |  | 0
2016-12-01 03:00 | 0 | 0 | 0 | 0 | 0 | 0 | 0 | 0 | 0 |  | 0
2016-12-01 04:00 | 0 | 0 | 0 | 0 | 0 | 0 | 0 | 0 | 0 |  | 0
2016-12-01 05:00 | 0 | 0 | 0 | 0 | 0 | 0 | 0 | 0 | 0 |  | 0
2016-12-01 06:00 | 0 | 0 | 0 | 0 | 0 | 0 | 0 | 0 | 0 |  | 0
2016-12-01 07:00 | 998.7316 | 916.9973 | 47.3361 | 121.7277 | 109.9097 | 389.832 | 44.4419 | 1012.9581 | 3642 |  | 455
2016-12-01 08:00 | 4106.4907 | 2477.1802 | 319.4708 | 1626.3629 | 1298.484 | 5400.2437 | 500.7241 | 4193.974 | 19923 |  | 2490
2016-12-01 09:00 | 10979.367 | 2060.8208 | 823.6055 | 1618.7057 | 2208.0015 | 16144.341 | 1529.3497 | 4102.4185 | 39467 |  | 4933
2016-12-01 10:00 | 13170.872 | 2891.0972 | 2910.4548 | 2726.4814 | 5178.4175 | 21445.441 | 3379.7495 | 7097.999 | 58801 |  | 7350
2016-12-01 11:00 | 12295.774 | 2101.9539 | 2754.7126 | 2645.7822 | 7654.1743 | 28531.303 | 3092.4824 | 10730.103 | 69806 |  | 8726
2016-12-01 12:00 | 10391.502 | 1243.5852 | 1461.9004 | 1977.1996 | 5599.08 | 27718.46 | 2256.5308 | 9354.294 | 60003 |  | 7500
2016-12-01 13:00 | 3355.4536 | 1030.3853 | 639.8191 | 1286.4609 | 5085.7695 | 26241.635 | 1300.6113 | 7412.8726 | 46353 |  | 5794
2016-12-01 14:00 | 2924.8708 | 487.875 | 269.0573 | 832.1253 | 2727.464 | 11594.585 | 348.9728 | 5356.6235 | 24542 |  | 3068
2016-12-01 15:00 | 1708.2441 | 182.4408 | 77.8937 | 178.5209 | 622.9871 | 1527.5472 | 36.5831 | 1181.2611 | 5515 |  | 689
2016-12-01 16:00 | 0 | 0 | 0 | 1.71 | 2.7561 | 11.9194 | 0 | 3.1242 | 20 |  | 2
2016-12-01 17:00 | 0 | 0 | 0 | 0 | 0 | 0 | 0 | 0 | 0 |  | 0
2016-12-01 18:00 | 0 | 0 | 0 | 0 | 0 | 0 | 0 | 0 | 0 |  | 0
2016-12-01 19:00 | 0 | 0 | 0 | 0 | 0 | 0 | 0 | 0 | 0 |  | 0
2016-12-01 20:00 | 0 | 0 | 0 | 0 | 0 | 0 | 0 | 0 | 0 |  | 0
2016-12-01 21:00 | 0 | 0 | 0 | 0 | 0 | 0 | 0 | 0 | 0 |  | 0
2016-12-01 22:00 | 0 | 0 | 0 | 0 | 0 | 0 | 0 | 0 | 0 |  | 0
2016-12-01 23:00 | 0 | 0 | 0 | 0 | 0 | 0 | 0 | 0 | 0 |  | 0
2016-12-02 | 0 | 0 | 0 | 0 | 0 | 0 | 0 | 0 | 0 |  | 0
2016-12-02 01:00 | 0 | 0 | 0 | 0 | 0 | 0 | 0 | 0 | 0 |  | 0
2016-12-02 02:00 | 0 | 0 | 0 | 0 | 0 | 0 | 0 | 0 | 0 |  | 0
2016-12-02 03:00 | 0 | 0 | 0 | 0 | 0 | 0 | 0 | 0 | 0 |  | 0
2016-12-02 04:00 | 0 | 0 | 0 | 0 | 0 | 0 | 0 | 0 | 0 |  | 0
2016-12-02 05:00 | 0 | 0 | 0 | 0 | 0 | 0 | 0 | 0 | 0 |  | 0
2016-12-02 06:00 | 0 | 0 | 0 | 0 | 0 | 1.4848 | 0 | 0 | 1 |  | 0
2016-12-02 07:00 | 496.6771 | 1056.0359 | 45.8482 | 256.7973 | 202.7618 | 5711.0757 | 76.2467 | 919.9398 | 8765 |  | 1096
2016-12-02 08:00 | 3486.5337 | 2617.7021 | 177.2882 | 1604.7085 | 1252.018 | 17271.633 | 390.0988 | 4991.534 | 31792 |  | 3974
2016-12-02 09:00 | 7638.811 | 3484.5942 | 929.391 | 2627.256 | 1577.2168 | 24210.658 | 2358.2224 | 6738.4194 | 49565 |  | 6196
2016-12-02 10:00 | 8329.21 | 2796.6587 | 2600.442 | 2361.312 | 3933.8154 | 28916.27 | 3904.0737 | 8750.109 | 61592 |  | 7699
2016-12-02 11:00 | 22712.059 | 2282.0686 | 1578.229 | 1833.1323 | 4636.5786 | 28017.922 | 3113.208 | 4415.5117 | 68589 |  | 8574
2016-12-02 12:00 | 10221.669 | 1262.3163 | 1276.786 | 706.7892 | 3011.713 | 17502.36 | 1418.9417 | 2430.5977 | 37831 |  | 4729
2016-12-02 13:00 | 21065.393 | 905.7874 | 710.4133 | 1124.5406 | 3475.1243 | 7612.922 | 642.5691 | 4211.1045 | 39748 |  | 4968
2016-12-02 14:00 | 10129.374 | 537.3301 | 257.9506 | 878.1856 | 3500.4329 | 5974.763 | 784.4345 | 1552.1165 | 23615 |  | 2952
2016-12-02 15:00 | 1847.294 | 151.5438 | 132.3978 | 178.9202 | 1538.2366 | 1636.2606 | 164.6401 | 554.0384 | 6203 |  | 775
2016-12-02 16:00 | 15.2648 | 0.87711 | 1.8427 | 0.24543 | 16.5001 | 19.5428 | 0.25046 | 26.097 | 81 |  | 10
2016-12-02 17:00 | 0 | 0 | 0 | 0 | 0 | 0 | 0 | 0 | 0 |  | 0
2016-12-02 18:00 | 0 | 0 | 0 | 0 | 0 | 0 | 0 | 0 | 0 |  | 0
2016-12-02 19:00 | 0 | 0 | 0 | 0 | 0 | 0 | 0 | 0 | 0 |  | 0
2016-12-02 20:00 | 0 | 0 | 0 | 0 | 0 | 0 | 0 | 0 | 0 |  | 0
2016-12-02 21:00 | 0 | 0 | 0 | 0 | 0 | 0 | 0 | 0 | 0 |  | 0
2016-12-02 22:00 | 0 | 0 | 0 | 0 | 0 | 0 | 0 | 0 | 0 |  | 0
2016-12-02 23:00 | 0 | 0 | 0 | 0 | 0 | 0 | 0 | 0 | 0 |  | 0
2016-12-03 | 0 | 0 | 0 | 0 | 0 | 0 | 0 | 0 | 0 |  | 0
2016-12-03 01:00 | 0 | 0 | 0 | 0 | 0 | 0 | 0 | 0 | 0 |  | 0
2016-12-03 02:00 | 0 | 0 | 0 | 0 | 0 | 0 | 0 | 0 | 0 |  | 0
2016-12-03 03:00 | 0 | 0 | 0 | 0 | 0 | 0 | 0 | 0 | 0 |  | 0
2016-12-03 04:00 | 0 | 0 | 0 | 0 | 0 | 0 | 0 | 0 | 0 |  | 0
2016-12-03 05:00 | 0 | 0 | 0 | 0 | 0 | 0 | 0 | 0 | 0 |  | 0
2016-12-03 06:00 | 0 | 0 | 0 | 0 | 0 | 0 | 0 | 0 | 0 |  | 0
2016-12-03 07:00 | 1944.1952 | 675.3522 | 52.5439 | 255.1815 | 210.5087 | 5080.068 | 62.7744 | 140.1158 | 8421 |  | 1053
2016-12-03 08:00 | 2721.249 | 1234.2866 | 377.2061 | 1597.0745 | 1248.0063 | 17260.326 | 354.3572 | 3083.7405 | 27876 |  | 3485
2016-12-03 09:00 | 4919.2666 | 2741.384 | 963.6589 | 2543.0112 | 2430.3027 | 23162.547 | 2321.909 | 5388.2456 | 44470 |  | 5559
2016-12-03 10:00 | 6468.6553 | 2119.3452 | 1914.3853 | 2554.3718 | 4305.8096 | 19716.36 | 2218.047 | 5743.2227 | 45040 |  | 5630
2016-12-03 11:00 | 6878.7275 | 1457.5892 | 1195.9633 | 1393.6704 | 3830.7974 | 15829.984 | 1989.5842 | 2155.8528 | 34732 |  | 4342
2016-12-03 12:00 | 14190.609 | 1135.6136 | 1598.5424 | 2233.0278 | 3333.1794 | 18357.375 | 1654.2936 | 2091.693 | 44594 |  | 5574
2016-12-03 13:00 | 11239.195 | 711.9533 | 928.2397 | 1296.2972 | 5276.677 | 24090.64 | 930.8564 | 4793.191 | 49267 |  | 6158
2016-12-03 14:00 | 3670.685 | 648.7008 | 447.356 | 512.7056 | 3506.8562 | 11592.2295 | 374.1324 | 3691.2122 | 24444 |  | 3055
2016-12-03 15:00 | 677.0191 | 161.9504 | 77.6398 | 142.3261 | 252.4626 | 3565.707 | 85.1711 | 446.9003 | 5409 |  | 676
2016-12-03 16:00 | 5 | 0 | 0 | 0.11165 | 0.038223 | 74.2465 | 0 | 1.1698 | 81 |  | 10
2016-12-03 17:00 | 0 | 0 | 0 | 0 | 0 | 0 | 0 | 0 | 0 |  | 0
2016-12-03 18:00 | 0 | 0 | 0 | 0 | 0 | 0 | 0 | 0 | 0 |  | 0
2016-12-03 19:00 | 0 | 0 | 0 | 0 | 0 | 0 | 0 | 0 | 0 |  | 0
2016-12-03 20:00 | 0 | 0 | 0 | 0 | 0 | 0 | 0 | 0 | 0 |  | 0
2016-12-03 21:00 | 0 | 0 | 0 | 0 | 0 | 0 | 0 | 0 | 0 |  | 0
2016-12-03 22:00 | 0 | 0 | 0 | 0 | 0 | 0 | 0 | 0 | 0 |  | 0
2016-12-03 23:00 | 0 | 0 | 0 | 0 | 0 | 0 | 0 | 0 | 0 |  | 0
2016-12-04 | 0 | 0 | 0 | 0 | 0 | 0 | 0 | 0 | 0 |  | 0
2016-12-04 01:00 | 0 | 0 | 0 | 0 | 0 | 0 | 0 | 0 | 0 |  | 0
2016-12-04 02:00 | 0 | 0 | 0 | 0 | 0 | 0 | 0 | 0 | 0 |  | 0
2016-12-04 03:00 | 0 | 0 | 0 | 0 | 0 | 0 | 0 | 0 | 0 |  | 0
2016-12-04 04:00 | 0 | 0 | 0 | 0 | 0 | 0 | 0 | 0 | 0 |  | 0
2016-12-04 05:00 | 0 | 0 | 0 | 0 | 0 | 0 | 0 | 0 | 0 |  | 0
2016-12-04 06:00 | 0 | 0 | 0 | 0 | 0 | 0 | 0 | 0 | 0 |  | 0
2016-12-04 07:00 | 117.2537 | 254.8038 | 81.27 | 181.3586 | 270.4282 | 5147.971 | 68.4389 | 711.6289 | 6833 |  | 854
2016-12-04 08:00 | 2735.656 | 872.7387 | 285.7093 | 1512.5104 | 1563.6201 | 17382.719 | 351.5173 | 5510.826 | 30215 |  | 3777
2016-12-04 09:00 | 7999.1714 | 3179.8076 | 1015.0194 | 2696.3057 | 1806.3954 | 24782.555 | 2310.165 | 9979.452 | 53769 |  | 6721
2016-12-04 10:00 | 17019.225 | 2816.662 | 2939.41 | 2945.7683 | 5859.8706 | 29654.035 | 4011.053 | 11867.822 | 77114 |  | 9639
2016-12-04 11:00 | 27159.438 | 2047.3588 | 3044.725 | 2874.674 | 8696.864 | 31843.383 | 3164.1323 | 11996.681 | 90827 |  | 11353
2016-12-04 12:00 | 23857.438 | 1146.5137 | 1966.5631 | 2493.291 | 7949.9966 | 30756.076 | 2197.3962 | 11410.31 | 81778 |  | 10222
2016-12-04 13:00 | 23433.205 | 908.1773 | 726.5201 | 1848.687 | 6253.259 | 26025.703 | 1144.1378 | 9343.516 | 69683 |  | 8710
2016-12-04 14:00 | 14935.608 | 337.3673 | 304.9343 | 962.7492 | 3784.4111 | 17382.684 | 491.2426 | 6235.1147 | 44434 |  | 5554
2016-12-04 15:00 | 2088.2437 | 120.3692 | 82.918 | 180.9611 | 1549.7074 | 6035.5244 | 119.8572 | 1548.1061 | 11726 |  | 1466
2016-12-04 16:00 | 44.6325 | 0.045264 | 0 | 1.4313 | 13.0882 | 20.5356 | 0.039229 | 3.8726 | 84 |  | 10
2016-12-04 17:00 | 0 | 0 | 0 | 0 | 0 | 0 | 0 | 0 | 0 |  | 0
2016-12-04 18:00 | 0 | 0 | 0 | 0 | 0 | 0 | 0 | 0 | 0 |  | 0
2016-12-04 19:00 | 0 | 0 | 0 | 0 | 0 | 0 | 0 | 0 | 0 |  | 0
2016-12-04 20:00 | 0 | 0 | 0 | 0 | 0 | 0 | 0 | 0 | 0 |  | 0
2016-12-04 21:00 | 0 | 0 | 0 | 0 | 0 | 0 | 0 | 0 | 0 |  | 0
2016-12-04 22:00 | 0 | 0 | 0 | 0 | 0 | 0 | 0 | 0 | 0 |  | 0
2016-12-04 23:00 | 0 | 0 | 0 | 0 | 0 | 0 | 0 | 0 | 0 |  | 0
2016-12-05 | 0 | 0 | 0 | 0 | 0 | 0 | 0 | 0 | 0 |  | 0
2016-12-05 01:00 | 0 | 0 | 0 | 0 | 0 | 0 | 0 | 0 | 0 |  | 0
2016-12-05 02:00 | 0 | 0 | 0 | 0 | 0 | 0 | 0 | 0 | 0 |  | 0
2016-12-05 03:00 | 0 | 0 | 0 | 0 | 0 | 0 | 0 | 0 | 0 |  | 0
2016-12-05 04:00 | 0 | 0 | 0 | 0 | 0 | 0 | 0 | 0 | 0 |  | 0
2016-12-05 05:00 | 0 | 0 | 0 | 0 | 0 | 0 | 0 | 0 | 0 |  | 0
2016-12-05 06:00 | 0 | 0 | 0 | 0 | 0 | 0 | 0 | 0 | 0 |  | 0
2016-12-05 07:00 | 0 | 0 | 0 | 0 | 0 | 0 | 0 | 0 | 0 |  | 0
2016-12-05 08:00 | 0 | 0 | 0 | 0 | 0 | 33.3965 | 0 | 0 | 33 |  | 4
2016-12-05 09:00 | 0 | 0 | 0 | 0 | 0 | 139.3827 | 4.721 | 0 | 144 |  | 18
2016-12-05 10:00 | 0 | 0 | 0 | 0 | 0 | 218.7761 | 2.1849 | 0 | 221 |  | 28
2016-12-05 11:00 | 0 | 0 | 0 | 0 | 0 | 99.6647 | 0 | 0 | 100 |  | 12
2016-12-05 12:00 | 16.8997 | 0 | 0 | 0 | 0 | 2.1092 | 0 | 0 | 19 |  | 2
2016-12-05 13:00 | 6.1299 | 0 | 0 | 0 | 0 | 0 | 0 | 0 | 6 |  | 1
2016-12-05 14:00 | 1.6381 | 0 | 0 | 0 | 0.78648 | 0 | 0 | 0 | 2 |  | 0
2016-12-05 15:00 | 1.1852 | 0 | 0 | 0 | 0.15619 | 0 | 0 | 0 | 1 |  | 0
2016-12-05 16:00 | 0 | 0 | 0 | 0 | 0 | 0 | 0 | 0 | 0 |  | 0
2016-12-05 17:00 | 0 | 0 | 0 | 0 | 0 | 0 | 0 | 0 | 0 |  | 0
2016-12-05 18:00 | 0 | 0 | 0 | 0 | 0 | 0 | 0 | 0 | 0 |  | 0
2016-12-05 19:00 | 0 | 0 | 0 | 0 | 0 | 0 | 0 | 0 | 0 |  | 0
2016-12-05 20:00 | 0 | 0 | 0 | 0 | 0 | 0 | 0 | 0 | 0 |  | 0
2016-12-05 21:00 | 0 | 0 | 0 | 0 | 0 | 0 | 0 | 0 | 0 |  | 0
2016-12-05 22:00 | 0 | 0 | 0 | 0 | 0 | 0 | 0 | 0 | 0 |  | 0
2016-12-05 23:00 | 0 | 0 | 0 | 0 | 0 | 0 | 0 | 0 | 0 |  | 0
2016-12-06 | 0 | 0 | 0 | 0 | 0 | 0 | 0 | 0 | 0 |  | 0
2016-12-06 01:00 | 0 | 0 | 0 | 0 | 0 | 0 | 0 | 0 | 0 |  | 0
2016-12-06 02:00 | 0 | 0 | 0 | 0 | 0 | 0 | 0 | 0 | 0 |  | 0
2016-12-06 03:00 | 0 | 0 | 0 | 0 | 0 | 0 | 0 | 0 | 0 |  | 0
2016-12-06 04:00 | 0 | 0 | 0 | 0 | 0 | 0 | 0 | 0 | 0 |  | 0
2016-12-06 05:00 | 0 | 0 | 0 | 0 | 0 | 0 | 0 | 0 | 0 |  | 0
2016-12-06 06:00 | 0 | 0 | 0 | 0 | 0 | 0 | 0 | 0 | 0 |  | 0
2016-12-06 07:00 | 0 | 16.2372 | 0 | 0 | 0 | 265.8318 | 0 | 0 | 282 |  | 35
2016-12-06 08:00 | 194.3853 | 98.5172 | 0 | 0 | 0 | 1459.9874 | 0 | 65.2772 | 1818 |  | 227
2016-12-06 09:00 | 807.1627 | 202.4212 | 0 | 123.2064 | 1.0569 | 7013.442 | 47.1128 | 312.4313 | 8507 |  | 1063
2016-12-06 10:00 | 1260.7234 | 276.9089 | 0 | 678.6163 | 206.1353 | 22395.057 | 171.3341 | 678.9905 | 25668 |  | 3208
2016-12-06 11:00 | 2035.5283 | 523.3584 | 216.9432 | 1534.3113 | 1324.2158 | 27732.402 | 293.4159 | 1219.8071 | 34880 |  | 4360
2016-12-06 12:00 | 2821.2527 | 606.2598 | 622.2965 | 1919.5477 | 3368.4075 | 24818.375 | 639.0055 | 2725.99 | 37521 |  | 4690
2016-12-06 13:00 | 3394.8352 | 649.257 | 428.6463 | 1424.0509 | 3116.2422 | 18753.746 | 602.4037 | 3383.2573 | 31752 |  | 3969
2016-12-06 14:00 | 2168.0825 | 421.2982 | 286.9372 | 685.0375 | 1905.4984 | 11078 | 355.4841 | 2511.2683 | 19412 |  | 2426
2016-12-06 15:00 | 459.5419 | 132.3163 | 65.2947 | 143.3375 | 413.5882 | 2070.934 | 120.4271 | 648.8214 | 4054 |  | 507
2016-12-06 16:00 | 1.1029 | 1.1023 | 0 | 1.3554 | 4.8834 | 11.3308 | 0 | 0.20878 | 20 |  | 2
2016-12-06 17:00 | 0 | 0 | 0 | 0 | 0 | 0 | 0 | 0 | 0 |  | 0
2016-12-06 18:00 | 0 | 0 | 0 | 0 | 0 | 0 | 0 | 0 | 0 |  | 0
2016-12-06 19:00 | 0 | 0 | 0 | 0 | 0 | 0 | 0 | 0 | 0 |  | 0
2016-12-06 20:00 | 0 | 0 | 0 | 0 | 0 | 0 | 0 | 0 | 0 |  | 0
2016-12-06 21:00 | 0 | 0 | 0 | 0 | 0 | 0 | 0 | 0 | 0 |  | 0
2016-12-06 22:00 | 0 | 0 | 0 | 0 | 0 | 0 | 0 | 0 | 0 |  | 0
2016-12-06 23:00 | 0 | 0 | 0 | 0 | 0 | 0 | 0 | 0 | 0 |  | 0
2016-12-07 | 0 | 0 | 0 | 0 | 0 | 0 | 0 | 0 | 0 |  | 0
2016-12-07 01:00 | 0 | 0 | 0 | 0 | 0 | 0 | 0 | 0 | 0 |  | 0
2016-12-07 02:00 | 0 | 0 | 0 | 0 | 0 | 0 | 0 | 0 | 0 |  | 0
2016-12-07 03:00 | 0 | 0 | 0 | 0 | 0 | 0 | 0 | 0 | 0 |  | 0
2016-12-07 04:00 | 0 | 0 | 0 | 0 | 0 | 0 | 0 | 0 | 0 |  | 0
2016-12-07 05:00 | 0 | 0 | 0 | 0 | 0 | 0 | 0 | 0 | 0 |  | 0
2016-12-07 06:00 | 0 | 0 | 0 | 0 | 0 | 0 | 0 | 0 | 0 |  | 0
2016-12-07 07:00 | 0 | 0 | 0 | 0 | 0 | 0.40372 | 0 | 0 | 0 |  | 0
2016-12-07 08:00 | 278.6185 | 2.8688 | 0 | 0 | 0 | 256.2948 | 17.7656 | 2.2058 | 558 |  | 70
2016-12-07 09:00 | 752.3716 | 87.5562 | 0 | 193.1779 | 63.6054 | 1090.8562 | 92.707 | 109.373 | 2390 |  | 299
2016-12-07 10:00 | 2911.4858 | 277.4048 | 69.5802 | 370.7629 | 498.767 | 3928.833 | 106.207 | 66.4584 | 8229 |  | 1029
2016-12-07 11:00 | 7609.7188 | 409.5664 | 240.5158 | 471.5805 | 1134.9873 | 5552.3184 | 265.6516 | 161.4631 | 15846 |  | 1981
2016-12-07 12:00 | 4498.0854 | 422.7495 | 379.7337 | 573.3964 | 1603.5079 | 8408.998 | 344.9685 | 136.6859 | 16368 |  | 2046
2016-12-07 13:00 | 4205.609 | 441.5514 | 319.0813 | 522.5036 | 1254.156 | 5999.979 | 242.4793 | 236.3488 | 13222 |  | 1653
2016-12-07 14:00 | 4174.3555 | 320.8806 | 185.0527 | 263.0712 | 735.0629 | 2564.8723 | 173.2443 | 72.3137 | 8489 |  | 1061
2016-12-07 15:00 | 1177.7451 | 133.9495 | 24.9226 | 63.0118 | 145.3522 | 663.6962 | 56.418 | 13.1824 | 2278 |  | 285
2016-12-07 16:00 | 0 | 0 | 0 | 0 | 0.23487 | 0 | 0 | 0 | 0 |  | 0
2016-12-07 17:00 | 0 | 0 | 0 | 0 | 0 | 0 | 0 | 0 | 0 |  | 0
2016-12-07 18:00 | 0 | 0 | 0 | 0 | 0 | 0 | 0 | 0 | 0 |  | 0
2016-12-07 19:00 | 0 | 0 | 0 | 0 | 0 | 0 | 0 | 0 | 0 |  | 0
2016-12-07 20:00 | 0 | 0 | 0 | 0 | 0 | 0 | 0 | 0 | 0 |  | 0
2016-12-07 21:00 | 0 | 0 | 0 | 0 | 0 | 0 | 0 | 0 | 0 |  | 0
2016-12-07 22:00 | 0 | 0 | 0 | 0 | 0 | 0 | 0 | 0 | 0 |  | 0
2016-12-07 23:00 | 0 | 0 | 0 | 0 | 0 | 0 | 0 | 0 | 0 |  | 0
2016-12-08 | 0 | 0 | 0 | 0 | 0 | 0 | 0 | 0 | 0 |  | 0
2016-12-08 01:00 | 0 | 0 | 0 | 0 | 0 | 0 | 0 | 0 | 0 |  | 0
2016-12-08 02:00 | 0 | 0 | 0 | 0 | 0 | 0 | 0 | 0 | 0 |  | 0
2016-12-08 03:00 | 0 | 0 | 0 | 0 | 0 | 0 | 0 | 0 | 0 |  | 0
2016-12-08 04:00 | 0 | 0 | 0 | 0 | 0 | 0 | 0 | 0 | 0 |  | 0
2016-12-08 05:00 | 0 | 0 | 0 | 0 | 0 | 0 | 0 | 0 | 0 |  | 0
2016-12-08 06:00 | 0 | 0 | 0 | 0 | 0 | 0 | 0 | 0 | 0 |  | 0
2016-12-08 07:00 | 493.2439 | 236.6497 | 0 | 31.181 | 15.4442 | 787.1644 | 37.0072 | 163.9406 | 1765 |  | 221
2016-12-08 08:00 | 4657.949 | 1720.4984 | 241.4384 | 1059.8579 | 1403.1049 | 13318.618 | 342.1757 | 1063.5071 | 23807 |  | 2976
2016-12-08 09:00 | 8634.201 | 1617.5521 | 770.3451 | 1359.8583 | 1835.6223 | 17749.355 | 761.9954 | 2596.496 | 35325 |  | 4416
2016-12-08 10:00 | 8535.492 | 1592.4521 | 996.8029 | 861.7745 | 2437.928 | 10801.383 | 1032.2759 | 4827.579 | 31086 |  | 3886
2016-12-08 11:00 | 12278.989 | 2164.6384 | 772.9638 | 1458.0658 | 2883.6655 | 10089.298 | 1161.8933 | 7156.7207 | 37966 |  | 4746
2016-12-08 12:00 | 10431.311 | 1372.0007 | 817.0782 | 805.7024 | 2681.265 | 8953.253 | 905.7233 | 5031.3354 | 30998 |  | 3875
2016-12-08 13:00 | 6971.795 | 874.9357 | 570.5468 | 592.2877 | 1523.199 | 6478.894 | 910.5819 | 2266.4717 | 20189 |  | 2524
2016-12-08 14:00 | 9622.188 | 761.353 | 338.4614 | 364.4807 | 1197.552 | 5557.76 | 333.5897 | 2981.7695 | 21157 |  | 2645
2016-12-08 15:00 | 3823.6526 | 213.9986 | 168.4568 | 161.5113 | 965.7105 | 3079.979 | 186.1217 | 1124.9128 | 9724 |  | 1216
2016-12-08 16:00 | 127.4772 | 4.47 | 0.32187 | 2.8652 | 3.0226 | 16.9754 | 0 | 9.2137 | 164 |  | 21
2016-12-08 17:00 | 0 | 0 | 0 | 0 | 0 | 0 | 0 | 0 | 0 |  | 0
2016-12-08 18:00 | 0 | 0 | 0 | 0 | 0 | 0 | 0 | 0 | 0 |  | 0
2016-12-08 19:00 | 0 | 0 | 0 | 0 | 0 | 0 | 0 | 0 | 0 |  | 0
2016-12-08 20:00 | 0 | 0 | 0 | 0 | 0 | 0 | 0 | 0 | 0 |  | 0
2016-12-08 21:00 | 0 | 0 | 0 | 0 | 0 | 0 | 0 | 0 | 0 |  | 0
2016-12-08 22:00 | 0 | 0 | 0 | 0 | 0 | 0 | 0 | 0 | 0 |  | 0
2016-12-08 23:00 | 0 | 0 | 0 | 0 | 0 | 0 | 0 | 0 | 0 |  | 0
2016-12-09 | 0 | 0 | 0 | 0 | 0 | 0 | 0 | 0 | 0 |  | 0
2016-12-09 01:00 | 0 | 0 | 0 | 0 | 0 | 0 | 0 | 0 | 0 |  | 0
2016-12-09 02:00 | 0 | 0 | 0 | 0 | 0 | 0 | 0 | 0 | 0 |  | 0
2016-12-09 03:00 | 0 | 0 | 0 | 0 | 0 | 0 | 0 | 0 | 0 |  | 0
2016-12-09 04:00 | 0 | 0 | 0 | 0 | 0 | 0 | 0 | 0 | 0 |  | 0
2016-12-09 05:00 | 0 | 0 | 0 | 0 | 0 | 0 | 0 | 0 | 0 |  | 0
2016-12-09 06:00 | 0 | 0 | 0 | 0 | 0 | 0 | 0 | 0 | 0 |  | 0
2016-12-09 07:00 | 1201.0923 | 490.23 | 26.5234 | 58.7582 | 107.3501 | 4115.59 | 63.8219 | 540.1988 | 6604 |  | 825
2016-12-09 08:00 | 10154.92 | 2485.3103 | 263.0341 | 1149.8705 | 1217.556 | 16736.04 | 419.7917 | 3935.9126 | 36362 |  | 4545
2016-12-09 09:00 | 10665.293 | 3589.6567 | 925.3928 | 2792.556 | 2437.3267 | 22960.652 | 1849.0387 | 8430.143 | 53650 |  | 6706
2016-12-09 10:00 | 18502.693 | 2986.3809 | 1656.1965 | 2775.8381 | 5877.336 | 30856.906 | 3729.7632 | 7505.744 | 73891 |  | 9236
2016-12-09 11:00 | 16226.871 | 2455.4023 | 1941.1992 | 2749.0437 | 4791.448 | 30469.053 | 2788.316 | 8468.48 | 69890 |  | 8736
2016-12-09 12:00 | 16107.561 | 1535.5952 | 1697.7397 | 2088.2234 | 5911.016 | 26259.94 | 2379.794 | 9057.43 | 65037 |  | 8130
2016-12-09 13:00 | 24752.373 | 758.1141 | 728.387 | 1247.859 | 5011.187 | 27160.535 | 1322.884 | 9847.751 | 70829 |  | 8854
2016-12-09 14:00 | 14952.274 | 460.8033 | 320.85 | 946.6213 | 3524.3643 | 18531.281 | 504.9374 | 4967.7896 | 44209 |  | 5526
2016-12-09 15:00 | 1862.6909 | 121.8729 | 85.8939 | 186.5406 | 1529.7189 | 6172.484 | 149.7041 | 1462.9219 | 11572 |  | 1446
2016-12-09 16:00 | 29.12 | 0 | 0.00050293 | 3.778 | 40.6025 | 32.4792 | 0.55021 | 2.0359 | 109 |  | 14
2016-12-09 17:00 | 0 | 0 | 0 | 0 | 0 | 0 | 0 | 0 | 0 |  | 0
2016-12-09 18:00 | 0 | 0 | 0 | 0 | 0 | 0 | 0 | 0 | 0 |  | 0
2016-12-09 19:00 | 0 | 0 | 0 | 0 | 0 | 0 | 0 | 0 | 0 |  | 0
2016-12-09 20:00 | 0 | 0 | 0 | 0 | 0 | 0 | 0 | 0 | 0 |  | 0
2016-12-09 21:00 | 0 | 0 | 0 | 0 | 0 | 0 | 0 | 0 | 0 |  | 0
2016-12-09 22:00 | 0 | 0 | 0 | 0 | 0 | 0 | 0 | 0 | 0 |  | 0
2016-12-09 23:00 | 0 | 0 | 0 | 0 | 0 | 0 | 0 | 0 | 0 |  | 0
2016-12-10 | 0 | 0 | 0 | 0 | 0 | 0 | 0 | 0 | 0 |  | 0
2016-12-10 01:00 | 0 | 0 | 0 | 0 | 0 | 0 | 0 | 0 | 0 |  | 0
2016-12-10 02:00 | 0 | 0 | 0 | 0 | 0 | 0 | 0 | 0 | 0 |  | 0
2016-12-10 03:00 | 0 | 0 | 0 | 0 | 0 | 0 | 0 | 0 | 0 |  | 0
2016-12-10 04:00 | 0 | 0 | 0 | 0 | 0 | 0 | 0 | 0 | 0 |  | 0
2016-12-10 05:00 | 0 | 0 | 0 | 0 | 0 | 0 | 0 | 0 | 0 |  | 0
2016-12-10 06:00 | 0 | 0 | 0 | 0 | 0 | 0 | 0 | 0 | 0 |  | 0
2016-12-10 07:00 | 1289.229 | 792.5842 | 27.6109 | 136.7703 | 104.9144 | 4182.787 | 58.4811 | 694.2622 | 7287 |  | 911
2016-12-10 08:00 | 10533.043 | 2604.3633 | 162.3195 | 1436.7593 | 1268.8503 | 17324.139 | 312.2598 | 5458.0107 | 39100 |  | 4887
2016-12-10 09:00 | 19634.168 | 3627.3325 | 970.5038 | 2813.3682 | 2108.859 | 24575.734 | 2189.3704 | 9699.15 | 65618 |  | 8202
2016-12-10 10:00 | 25406.666 | 2579.3062 | 2835.6875 | 3000.2612 | 5876.954 | 30466.09 | 4111.0723 | 12155.952 | 86432 |  | 10804
2016-12-10 11:00 | 24133.436 | 1982.6333 | 2956.0771 | 2917.2817 | 8685.34 | 32654.342 | 3124.8364 | 11859.096 | 88313 |  | 11039
2016-12-10 12:00 | 26840.271 | 1248.9927 | 1924.6118 | 2496.894 | 8189.081 | 31731.363 | 2165.6133 | 11183.283 | 85780 |  | 10723
2016-12-10 13:00 | 21238.496 | 1056.8323 | 732.6428 | 1881.7637 | 6545.656 | 27036.086 | 1252.5524 | 9057.948 | 68802 |  | 8600
2016-12-10 14:00 | 15535.0625 | 364.3031 | 322.6032 | 945.8799 | 4023.866 | 18282.674 | 519.2266 | 5794.814 | 45788 |  | 5724
2016-12-10 15:00 | 2542.9753 | 135.7699 | 85.2204 | 164.7296 | 1676.0514 | 6331.1665 | 127.6707 | 1336.9762 | 12401 |  | 1550
2016-12-10 16:00 | 98.3609 | 0.089521 | 0 | 0.44258 | 62.4236 | 36.4704 | 0.016094 | 3.0457 | 201 |  | 25
2016-12-10 17:00 | 0 | 0 | 0 | 0 | 0 | 0 | 0 | 0 | 0 |  | 0
2016-12-10 18:00 | 0 | 0 | 0 | 0 | 0 | 0 | 0 | 0 | 0 |  | 0
2016-12-10 19:00 | 0 | 0 | 0 | 0 | 0 | 0 | 0 | 0 | 0 |  | 0
2016-12-10 20:00 | 0 | 0 | 0 | 0 | 0 | 0 | 0 | 0 | 0 |  | 0
2016-12-10 21:00 | 0 | 0 | 0 | 0 | 0 | 0 | 0 | 0 | 0 |  | 0
2016-12-10 22:00 | 0 | 0 | 0 | 0 | 0 | 0 | 0 | 0 | 0 |  | 0
2016-12-10 23:00 | 0 | 0 | 0 | 0 | 0 | 0 | 0 | 0 | 0 |  | 0
2016-12-11 | 0 | 0 | 0 | 0 | 0 | 0 | 0 | 0 | 0 |  | 0
2016-12-11 01:00 | 0 | 0 | 0 | 0 | 0 | 0 | 0 | 0 | 0 |  | 0
2016-12-11 02:00 | 0 | 0 | 0 | 0 | 0 | 0 | 0 | 0 | 0 |  | 0
2016-12-11 03:00 | 0 | 0 | 0 | 0 | 0 | 0 | 0 | 0 | 0 |  | 0
2016-12-11 04:00 | 0 | 0 | 0 | 0 | 0 | 0 | 0 | 0 | 0 |  | 0
2016-12-11 05:00 | 0 | 0 | 0 | 0 | 0 | 0 | 0 | 0 | 0 |  | 0
2016-12-11 06:00 | 0 | 0 | 0 | 0 | 0 | 0 | 0 | 0 | 0 |  | 0
2016-12-11 07:00 | 1167.4641 | 826.6705 | 31.5775 | 101.604 | 144.4006 | 4668.3013 | 63.4175 | 826.1991 | 7830 |  | 979
2016-12-11 08:00 | 9912.935 | 2587.3027 | 210.5149 | 1360.4138 | 1470.3192 | 16321.345 | 363.0931 | 4254.651 | 36481 |  | 4560
2016-12-11 09:00 | 17681.92 | 3302.2246 | 966.9779 | 2539.57 | 1878.8486 | 24645.512 | 2105.9797 | 8317.215 | 61438 |  | 7680
2016-12-11 10:00 | 15692.974 | 2463.4265 | 2723.6191 | 2863.1853 | 5723.2354 | 29591.283 | 3797.0205 | 10812.702 | 73667 |  | 9208
2016-12-11 11:00 | 22798.979 | 1814.6064 | 1258.3213 | 1724.3462 | 4304.594 | 23806.05 | 2755.0728 | 7900.824 | 66363 |  | 8295
2016-12-11 12:00 | 19393.826 | 1873.2732 | 1376.7167 | 1920.6683 | 5269.801 | 16689.416 | 1555.4418 | 5470.502 | 53550 |  | 6694
2016-12-11 13:00 | 13212.12 | 1374.9222 | 861.4823 | 1397.1477 | 4259.191 | 22468.627 | 1303.2437 | 3869.4202 | 48746 |  | 6093
2016-12-11 14:00 | 7933.12 | 629.5784 | 450.1718 | 469.862 | 1737.5758 | 8942.2705 | 598.8766 | 3183.5046 | 23945 |  | 2993
2016-12-11 15:00 | 1831.7697 | 144.2624 | 84.0667 | 125.9768 | 378.9153 | 2272.3127 | 187.5666 | 1041.5774 | 6066 |  | 758
2016-12-11 16:00 | 7.1705 | 0 | 0 | 0 | 0.030176 | 0.45163 | 0.0010059 | 1.0944 | 9 |  | 1
2016-12-11 17:00 | 0 | 0 | 0 | 0 | 0 | 0 | 0 | 0 | 0 |  | 0
2016-12-11 18:00 | 0 | 0 | 0 | 0 | 0 | 0 | 0 | 0 | 0 |  | 0
2016-12-11 19:00 | 0 | 0 | 0 | 0 | 0 | 0 | 0 | 0 | 0 |  | 0
2016-12-11 20:00 | 0 | 0 | 0 | 0 | 0 | 0 | 0 | 0 | 0 |  | 0
2016-12-11 21:00 | 0 | 0 | 0 | 0 | 0 | 0 | 0 | 0 | 0 |  | 0
2016-12-11 22:00 | 0 | 0 | 0 | 0 | 0 | 0 | 0 | 0 | 0 |  | 0
2016-12-11 23:00 | 0 | 0 | 0 | 0 | 0 | 0 | 0 | 0 | 0 |  | 0
2016-12-12 | 0 | 0 | 0 | 0 | 0 | 0 | 0 | 0 | 0 |  | 0
2016-12-12 01:00 | 0 | 0 | 0 | 0 | 0 | 0 | 0 | 0 | 0 |  | 0
2016-12-12 02:00 | 0 | 0 | 0 | 0 | 0 | 0 | 0 | 0 | 0 |  | 0
2016-12-12 03:00 | 0 | 0 | 0 | 0 | 0 | 0 | 0 | 0 | 0 |  | 0
2016-12-12 04:00 | 0 | 0 | 0 | 0 | 0 | 0 | 0 | 0 | 0 |  | 0
2016-12-12 05:00 | 0 | 0 | 0 | 0 | 0 | 0 | 0 | 0 | 0 |  | 0
2016-12-12 06:00 | 0 | 0 | 0 | 0 | 0 | 0 | 0 | 0 | 0 |  | 0
2016-12-12 07:00 | 0 | 0 | 0 | 0 | 0 | 0 | 0 | 0 | 0 |  | 0
2016-12-12 08:00 | 0 | 0 | 0 | 0 | 0 | 130.6437 | 0 | 0 | 131 |  | 16
2016-12-12 09:00 | 0 | 0.013762 | 0 | 0.60079 | 16.3593 | 716.1398 | 0 | 0 | 733 |  | 92
2016-12-12 10:00 | 0 | 9.7871 | 15.7084 | 39.1067 | 193.0158 | 3592.8218 | 0 | 0 | 3850 |  | 481
2016-12-12 11:00 | 0 | 464.0909 | 71.4001 | 132.8511 | 392.661 | 5514.0137 | 7.201 | 0 | 6582 |  | 823
2016-12-12 12:00 | 0 | 595.5564 | 17.8655 | 204.4971 | 574.2324 | 5454.1377 | 68.6401 | 0 | 6915 |  | 864
2016-12-12 13:00 | 0 | 404.3434 | 133.7451 | 348.205 | 728.3226 | 6866.8247 | 238.9955 | 0 | 8720 |  | 1090
2016-12-12 14:00 | 0 | 313.9056 | 83.1437 | 160.3303 | 321.4328 | 4024.1729 | 244.6828 | 0 | 5148 |  | 643
2016-12-12 15:00 | 0 | 102.9913 | 44.6045 | 103.3458 | 208.6182 | 2862.7737 | 96.8228 | 0 | 3419 |  | 427
2016-12-12 16:00 | 0 | 0 | 0 | 0 | 0.24241 | 20.6352 | 0 | 0 | 21 |  | 3
2016-12-12 17:00 | 0 | 0 | 0 | 0 | 0 | 0 | 0 | 0 | 0 |  | 0
2016-12-12 18:00 | 0 | 0 | 0 | 0 | 0 | 0 | 0 | 0 | 0 |  | 0
2016-12-12 19:00 | 0 | 0 | 0 | 0 | 0 | 0 | 0 | 0 | 0 |  | 0
2016-12-12 20:00 | 0 | 0 | 0 | 0 | 0 | 0 | 0 | 0 | 0 |  | 0
2016-12-12 21:00 | 0 | 0 | 0 | 0 | 0 | 0 | 0 | 0 | 0 |  | 0
2016-12-12 22:00 | 0 | 0 | 0 | 0 | 0 | 0 | 0 | 0 | 0 |  | 0
2016-12-12 23:00 | 0 | 0 | 0 | 0 | 0 | 0 | 0 | 0 | 0 |  | 0
2016-12-13 | 0 | 0 | 0 | 0 | 0 | 0 | 0 | 0 | 0 |  | 0
2016-12-13 01:00 | 0 | 0 | 0 | 0 | 0 | 0 | 0 | 0 | 0 |  | 0
2016-12-13 02:00 | 0 | 0 | 0 | 0 | 0 | 0 | 0 | 0 | 0 |  | 0
2016-12-13 03:00 | 0 | 0 | 0 | 0 | 0 | 0 | 0 | 0 | 0 |  | 0
2016-12-13 04:00 | 0 | 0 | 0 | 0 | 0 | 0 | 0 | 0 | 0 |  | 0
2016-12-13 05:00 | 0 | 0 | 0 | 0 | 0 | 0 | 0 | 0 | 0 |  | 0
2016-12-13 06:00 | 0 | 0 | 0 | 0 | 0 | 0 | 0 | 0 | 0 |  | 0
2016-12-13 07:00 | 0 | 251.7685 | 0 | 35.2904 | 48.5921 | 2468.5286 | 9.8774 | 0 | 2814 |  | 352
2016-12-13 08:00 | 0 | 951.759 | 0 | 663.6319 | 597.2993 | 14949.823 | 98.4386 | 0 | 17261 |  | 2158
2016-12-13 09:00 | 0 | 1432.5929 | 268.8457 | 1454.7949 | 877.4436 | 21992.709 | 821.9409 | 0.071259 | 26848 |  | 3356
2016-12-13 10:00 | 10.9309 | 1234.2498 | 956.9808 | 1808.9874 | 3532.891 | 27935.072 | 2374.542 | 33.7105 | 37887 |  | 4736
2016-12-13 11:00 | 40.1854 | 901.0141 | 855.0811 | 1808.1157 | 5598.016 | 30010.033 | 2338.5554 | 56.4163 | 41607 |  | 5201
2016-12-13 12:00 | 19.825 | 730.182 | 488.9623 | 1564.6082 | 5494.6265 | 28499.5 | 1679.6001 | 42.0103 | 38519 |  | 4815
2016-12-13 13:00 | 7.8499 | 698.5884 | 276.2331 | 1008.47 | 3260.2517 | 19313.531 | 1217.554 | 0.058124 | 25783 |  | 3223
2016-12-13 14:00 | 0 | 422.2432 | 181.6572 | 423.6292 | 1587.4594 | 6749.936 | 613.4968 | 0 | 9978 |  | 1247
2016-12-13 15:00 | 0 | 87.2015 | 31.7557 | 92.6427 | 282.3286 | 1495.5841 | 188.5504 | 0 | 2178 |  | 272
2016-12-13 16:00 | 0 | 0 | 0 | 0 | 0 | 0.19514 | 0 | 0 | 0 |  | 0
2016-12-13 17:00 | 0 | 0 | 0 | 0 | 0 | 0 | 0 | 0 | 0 |  | 0
2016-12-13 18:00 | 0 | 0 | 0 | 0 | 0 | 0 | 0 | 0 | 0 |  | 0
2016-12-13 19:00 | 0 | 0 | 0 | 0 | 0 | 0 | 0 | 0 | 0 |  | 0
2016-12-13 20:00 | 0 | 0 | 0 | 0 | 0 | 0 | 0 | 0 | 0 |  | 0
2016-12-13 21:00 | 0 | 0 | 0 | 0 | 0 | 0 | 0 | 0 | 0 |  | 0
2016-12-13 22:00 | 0 | 0 | 0 | 0 | 0 | 0 | 0 | 0 | 0 |  | 0
2016-12-13 23:00 | 0 | 0 | 0 | 0 | 0 | 0 | 0 | 0 | 0 |  | 0
2016-12-14 | 0 | 0 | 0 | 0 | 0 | 0 | 0 | 0 | 0 |  | 0
2016-12-14 01:00 | 0 | 0 | 0 | 0 | 0 | 0 | 0 | 0 | 0 |  | 0
2016-12-14 02:00 | 0 | 0 | 0 | 0 | 0 | 0 | 0 | 0 | 0 |  | 0
2016-12-14 03:00 | 0 | 0 | 0 | 0 | 0 | 0 | 0 | 0 | 0 |  | 0
2016-12-14 04:00 | 0 | 0 | 0 | 0 | 0 | 0 | 0 | 0 | 0 |  | 0
2016-12-14 05:00 | 0 | 0 | 0 | 0 | 0 | 0 | 0 | 0 | 0 |  | 0
2016-12-14 06:00 | 0 | 0 | 0 | 0 | 0 | 0 | 0 | 0 | 0 |  | 0
2016-12-14 07:00 | 0 | 276.5336 | 0 | 52.3529 | 73.7575 | 1741.779 | 27.7104 | 0 | 2172 |  | 272
2016-12-14 08:00 | 0 | 1078.7528 | 27.6364 | 896.7119 | 982.8749 | 14982.095 | 224.3983 | 1.7154 | 18194 |  | 2274
2016-12-14 09:00 | 45.7439 | 1903.7954 | 356.6429 | 1978.3708 | 1521.2947 | 22619.332 | 1790.4205 | 36.9256 | 30253 |  | 3782
2016-12-14 10:00 | 164.7257 | 1598.3246 | 1163.2952 | 2173.1467 | 4722.6245 | 27485.328 | 3351.1743 | 134.4366 | 40793 |  | 5099
2016-12-14 11:00 | 304.5115 | 1302.962 | 1221.7102 | 1930.3794 | 6848.975 | 26201.113 | 3058.4985 | 166.3012 | 41034 |  | 5129
2016-12-14 12:00 | 308.1425 | 832.9205 | 866.0216 | 2146.4998 | 6527.5396 | 28642.525 | 2031.2021 | 216.3556 | 41571 |  | 5196
2016-12-14 13:00 | 223.9262 | 541.1262 | 389.821 | 1637.531 | 5259.783 | 26268.771 | 1152.2029 | 199.0054 | 35672 |  | 4459
2016-12-14 14:00 | 30.2257 | 213.5032 | 189.7843 | 885.8936 | 3140.4075 | 18014.69 | 526.3411 | 123.2974 | 23124 |  | 2891
2016-12-14 15:00 | 0 | 63.436 | 45.9298 | 170.0214 | 1057.3333 | 6380.6416 | 124.6793 | 21.314 | 7863 |  | 983
2016-12-14 16:00 | 0 | 0 | 0 | 0.055322 | 11.2556 | 40.0835 | 0 | 0 | 51 |  | 6
2016-12-14 17:00 | 0 | 0 | 0 | 0 | 0 | 0 | 0 | 0 | 0 |  | 0
2016-12-14 18:00 | 0 | 0 | 0 | 0 | 0 | 0 | 0 | 0 | 0 |  | 0
2016-12-14 19:00 | 0 | 0 | 0 | 0 | 0 | 0 | 0 | 0 | 0 |  | 0
2016-12-14 20:00 | 0 | 0 | 0 | 0 | 0 | 0 | 0 | 0 | 0 |  | 0
2016-12-14 21:00 | 0 | 0 | 0 | 0 | 0 | 0 | 0 | 0 | 0 |  | 0
2016-12-14 22:00 | 0 | 0 | 0 | 0 | 0 | 0 | 0 | 0 | 0 |  | 0
2016-12-14 23:00 | 0 | 0 | 0 | 0 | 0 | 0 | 0 | 0 | 0 |  | 0
2016-12-15 | 0 | 0 | 0 | 0 | 0 | 0 | 0 | 0 | 0 |  | 0
2016-12-15 01:00 | 0 | 0 | 0 | 0 | 0 | 0 | 0 | 0 | 0 |  | 0
2016-12-15 02:00 | 0 | 0 | 0 | 0 | 0 | 0 | 0 | 0 | 0 |  | 0
2016-12-15 03:00 | 0 | 0 | 0 | 0 | 0 | 0 | 0 | 0 | 0 |  | 0
2016-12-15 04:00 | 0 | 0 | 0 | 0 | 0 | 0 | 0 | 0 | 0 |  | 0
2016-12-15 05:00 | 0 | 0 | 0 | 0 | 0 | 0 | 0 | 0 | 0 |  | 0
2016-12-15 06:00 | 0 | 0 | 0 | 0 | 0 | 0 | 0 | 0 | 0 |  | 0
2016-12-15 07:00 | 0 | 299.2871 | 0 | 59.5323 | 93.8364 | 3221.7363 | 56.0943 | 2.6577 | 3733 |  | 467
2016-12-15 08:00 | 4.4078 | 1314.0079 | 63.5168 | 983.6916 | 1222.5145 | 15723.851 | 301.6581 | 102.5467 | 19716 |  | 2465
2016-12-15 09:00 | 0 | 2215.687 | 596.7697 | 2381.6013 | 1713.979 | 24466.107 | 1997.5511 | 284.8517 | 33657 |  | 4207
2016-12-15 10:00 | 240.111 | 1599.3264 | 1651.674 | 2807.7354 | 5643.925 | 29949.525 | 3891.0654 | 243.6735 | 46027 |  | 5753
2016-12-15 11:00 | 312.1953 | 1332.6147 | 1608.8007 | 2808.1365 | 7862.3247 | 32847.87 | 3117.8696 | 276.0848 | 50166 |  | 6271
2016-12-15 12:00 | 197.0027 | 879.4963 | 1015.0516 | 1748.9802 | 4984.7896 | 29486.332 | 742.4851 | 85.0117 | 39139 |  | 4892
2016-12-15 13:00 | 140.2327 | 395.3565 | 97.2495 | 916.4907 | 1536.1967 | 10275.239 | 205.7596 | 164.2328 | 13731 |  | 1716
2016-12-15 14:00 | 70.9004 | 228.6007 | 52.1005 | 525.7164 | 1802.669 | 13248.62 | 125.5866 | 165.0318 | 16219 |  | 2027
2016-12-15 15:00 | 0 | 76.5358 | 3.6553 | 175.6613 | 889.0871 | 6788.085 | 12.7654 | 12.6563 | 7958 |  | 995
2016-12-15 16:00 | 0 | 0.66437 | 0 | 0 | 0.052305 | 13.4664 | 0 | 0 | 14 |  | 2
2016-12-15 17:00 | 0 | 0 | 0 | 0 | 0 | 0 | 0 | 0 | 0 |  | 0
2016-12-15 18:00 | 0 | 0 | 0 | 0 | 0 | 0 | 0 | 0 | 0 |  | 0
2016-12-15 19:00 | 0 | 0 | 0 | 0 | 0 | 0 | 0 | 0 | 0 |  | 0
2016-12-15 20:00 | 0 | 0 | 0 | 0 | 0 | 0 | 0 | 0 | 0 |  | 0
2016-12-15 21:00 | 0 | 0 | 0 | 0 | 0 | 0 | 0 | 0 | 0 |  | 0
2016-12-15 22:00 | 0 | 0 | 0 | 0 | 0 | 0 | 0 | 0 | 0 |  | 0
2016-12-15 23:00 | 0 | 0 | 0 | 0 | 0 | 0 | 0 | 0 | 0 |  | 0
2016-12-16 | 0 | 0 | 0 | 0 | 0 | 0 | 0 | 0 | 0 |  | 0
2016-12-16 01:00 | 0 | 0 | 0 | 0 | 0 | 0 | 0 | 0 | 0 |  | 0
2016-12-16 02:00 | 0 | 0 | 0 | 0 | 0 | 0 | 0 | 0 | 0 |  | 0
2016-12-16 03:00 | 0 | 0 | 0 | 0 | 0 | 0 | 0 | 0 | 0 |  | 0
2016-12-16 04:00 | 0 | 0 | 0 | 0 | 0 | 0 | 0 | 0 | 0 |  | 0
2016-12-16 05:00 | 0 | 0 | 0 | 0 | 0 | 0 | 0 | 0 | 0 |  | 0
2016-12-16 06:00 | 0 | 0 | 0 | 0 | 0 | 0 | 0 | 0 | 0 |  | 0
2016-12-16 07:00 | 0 | 452.5572 | 0 | 34.5001 | 86.0834 | 3882.1062 | 7.2925 | 0.7446 | 4463 |  | 558
2016-12-16 08:00 | 7.9174 | 1582.4033 | 17.8081 | 991.3011 | 1093.6622 | 17575.436 | 104.6312 | 87.8261 | 21461 |  | 2683
2016-12-16 09:00 | 170.4067 | 2388.4175 | 550.2083 | 2342.0566 | 1691.2211 | 26049.492 | 946.1052 | 326.5084 | 34464 |  | 4308
2016-12-16 10:00 | 370.8248 | 1652.8678 | 1596.9521 | 2859.553 | 5739.4883 | 31501.719 | 2075.373 | 474.4492 | 46271 |  | 5784
2016-12-16 11:00 | 522.0472 | 1290.2023 | 1610.3856 | 2877.9265 | 7961.9893 | 33901.75 | 2092.5232 | 477.4613 | 50734 |  | 6342
2016-12-16 12:00 | 497.2223 | 841.9621 | 994.0608 | 2541.3176 | 7399.8496 | 32924.85 | 1686.641 | 443.9966 | 47330 |  | 5916
2016-12-16 13:00 | 323.5689 | 584.614 | 449.3852 | 1892.2307 | 5657.7217 | 27755.799 | 1042.9524 | 297.8175 | 38004 |  | 4751
2016-12-16 14:00 | 121.5322 | 236.4926 | 206.8625 | 1003.4282 | 3288.971 | 18614.326 | 467.8815 | 145.3779 | 24085 |  | 3011
2016-12-16 15:00 | 0 | 68.2989 | 42.7269 | 205.1923 | 1153.107 | 6437.4316 | 116.904 | 12.1499 | 8036 |  | 1004
2016-12-16 16:00 | 0 | 0 | 0 | 0.021123 | 0.040234 | 3.4762 | 0 | 0 | 4 |  | 0
2016-12-16 17:00 | 0 | 0 | 0 | 0 | 0 | 0 | 0 | 0 | 0 |  | 0
2016-12-16 18:00 | 0 | 0 | 0 | 0 | 0 | 0 | 0 | 0 | 0 |  | 0
2016-12-16 19:00 | 0 | 0 | 0 | 0 | 0 | 0 | 0 | 0 | 0 |  | 0
2016-12-16 20:00 | 0 | 0 | 0 | 0 | 0 | 0 | 0 | 0 | 0 |  | 0
2016-12-16 21:00 | 0 | 0 | 0 | 0 | 0 | 0 | 0 | 0 | 0 |  | 0
2016-12-16 22:00 | 0 | 0 | 0 | 0 | 0 | 0 | 0 | 0 | 0 |  | 0
2016-12-16 23:00 | 0 | 0 | 0 | 0 | 0 | 0 | 0 | 0 | 0 |  | 0
2016-12-17 | 0 | 0 | 0 | 0 | 0 | 0 | 0 | 0 | 0 |  | 0
2016-12-17 01:00 | 0 | 0 | 0 | 0 | 0 | 0 | 0 | 0 | 0 |  | 0
2016-12-17 02:00 | 0 | 0 | 0 | 0 | 0 | 0 | 0 | 0 | 0 |  | 0
2016-12-17 03:00 | 0 | 0 | 0 | 0 | 0 | 0 | 0 | 0 | 0 |  | 0
2016-12-17 04:00 | 0 | 0 | 0 | 0 | 0 | 0 | 0 | 0 | 0 |  | 0
2016-12-17 05:00 | 0 | 0 | 0 | 0 | 0 | 0 | 0 | 0 | 0 |  | 0
2016-12-17 06:00 | 0 | 0 | 0 | 0 | 0 | 0 | 0 | 0 | 0 |  | 0
2016-12-17 07:00 | 0 | 0 | 0 | 0 | 0 | 0 | 0 | 0 | 0 |  | 0
2016-12-17 08:00 | 0 | 0 | 0 | 0 | 0 | 0 | 0 | 0 | 0 |  | 0
2016-12-17 09:00 | 0 | 0 | 0 | 0 | 0 | 0 | 0 | 0 | 0 |  | 0
2016-12-17 10:00 | 0 | 0 | 0 | 0 | 0 | 0 | 0 | 0 | 0 |  | 0
2016-12-17 11:00 | 0 | 0 | 0 | 0 | 0 | 0 | 0 | 0 | 0 |  | 0
2016-12-17 12:00 | 0 | 0 | 0 | 0 | 0 | 0 | 0 | 0 | 0 |  | 0
2016-12-17 13:00 | 0 | 0 | 0 | 0 | 0 | 0 | 0 | 0 | 0 |  | 0
2016-12-17 14:00 | 0 | 0 | 0 | 0 | 0 | 0 | 0 | 0 | 0 |  | 0
2016-12-17 15:00 | 0 | 0 | 0 | 0 | 0 | 0 | 0 | 0 | 0 |  | 0
2016-12-17 16:00 | 0 | 0 | 0 | 0 | 0 | 0 | 0 | 0 | 0 |  | 0
2016-12-17 17:00 | 0 | 0 | 0 | 0 | 0 | 0 | 0 | 0 | 0 |  | 0
2016-12-17 18:00 | 0 | 0 | 0 | 0 | 0 | 0 | 0 | 0 | 0 |  | 0
2016-12-17 19:00 | 0 | 0 | 0 | 0 | 0 | 0 | 0 | 0 | 0 |  | 0
2016-12-17 20:00 | 0 | 0 | 0 | 0 | 0 | 0 | 0 | 0 | 0 |  | 0
2016-12-17 21:00 | 0 | 0 | 0 | 0 | 0 | 0 | 0 | 0 | 0 |  | 0
2016-12-17 22:00 | 0 | 0 | 0 | 0 | 0 | 0 | 0 | 0 | 0 |  | 0
2016-12-17 23:00 | 0 | 0 | 0 | 0 | 0 | 0 | 0 | 0 | 0 |  | 0
2016-12-18 | 0 | 0 | 0 | 0 | 0 | 0 | 0 | 0 | 0 |  | 0
2016-12-18 01:00 | 0 | 0 | 0 | 0 | 0 | 0 | 0 | 0 | 0 |  | 0
2016-12-18 02:00 | 0 | 0 | 0 | 0 | 0 | 0 | 0 | 0 | 0 |  | 0
2016-12-18 03:00 | 0 | 0 | 0 | 0 | 0 | 0 | 0 | 0 | 0 |  | 0
2016-12-18 04:00 | 0 | 0 | 0 | 0 | 0 | 0 | 0 | 0 | 0 |  | 0
2016-12-18 05:00 | 0 | 0 | 0 | 0 | 0 | 0 | 0 | 0 | 0 |  | 0
2016-12-18 06:00 | 0 | 0 | 0 | 0 | 0 | 0 | 0 | 0 | 0 |  | 0
2016-12-18 07:00 | 0 | 0 | 0 | 0 | 0 | 0 | 0 | 0 | 0 |  | 0
2016-12-18 08:00 | 0 | 0 | 0 | 0 | 0 | 154.6436 | 12.1986 | 0 | 167 |  | 21
2016-12-18 09:00 | 0 | 0 | 10.2174 | 0 | 260.43 | 1462.4327 | 24.1284 | 0 | 1757 |  | 220
2016-12-18 10:00 | 0 | 0 | 77.7004 | 32.2267 | 610.8789 | 2268.0925 | 55.4731 | 0 | 3044 |  | 381
2016-12-18 11:00 | 0 | 2.4888 | 91.4419 | 125.0997 | 668.7582 | 2902.5212 | 57.2296 | 0 | 3848 |  | 481
2016-12-18 12:00 | 0 | 624.7366 | 335.7747 | 322.0111 | 1422.4882 | 3956.7117 | 154.1684 | 0 | 6816 |  | 852
2016-12-18 13:00 | 0 | 685.4834 | 418.9604 | 422.1334 | 1460.686 | 4184.876 | 112.8589 | 0 | 7285 |  | 911
2016-12-18 14:00 | 0 | 10.968 | 55.6485 | 59.2156 | 99.1124 | 1133.2709 | 9.0824 | 0 | 1367 |  | 171
2016-12-18 15:00 | 0 | 5.0554 | 0 | 0 | 0 | 11.212 | 0.086441 | 0 | 16 |  | 2
2016-12-18 16:00 | 0 | 0 | 0 | 0 | 0 | 0 | 0 | 0 | 0 |  | 0
2016-12-18 17:00 | 0 | 0 | 0 | 0 | 0 | 0 | 0 | 0 | 0 |  | 0
2016-12-18 18:00 | 0 | 0 | 0 | 0 | 0 | 0 | 0 | 0 | 0 |  | 0
2016-12-18 19:00 | 0 | 0 | 0 | 0 | 0 | 0 | 0 | 0 | 0 |  | 0
2016-12-18 20:00 | 0 | 0 | 0 | 0 | 0 | 0 | 0 | 0 | 0 |  | 0
2016-12-18 21:00 | 0 | 0 | 0 | 0 | 0 | 0 | 0 | 0 | 0 |  | 0
2016-12-18 22:00 | 0 | 0 | 0 | 0 | 0 | 0 | 0 | 0 | 0 |  | 0
2016-12-18 23:00 | 0 | 0 | 0 | 0 | 0 | 0 | 0 | 0 | 0 |  | 0
2016-12-19 | 0 | 0 | 0 | 0 | 0 | 0 | 0 | 0 | 0 |  | 0
2016-12-19 01:00 | 0 | 0 | 0 | 0 | 0 | 0 | 0 | 0 | 0 |  | 0
2016-12-19 02:00 | 0 | 0 | 0 | 0 | 0 | 0 | 0 | 0 | 0 |  | 0
2016-12-19 03:00 | 0 | 0 | 0 | 0 | 0 | 0 | 0 | 0 | 0 |  | 0
2016-12-19 04:00 | 0 | 0 | 0 | 0 | 0 | 0 | 0 | 0 | 0 |  | 0
2016-12-19 05:00 | 0 | 0 | 0 | 0 | 0 | 0 | 0 | 0 | 0 |  | 0
2016-12-19 06:00 | 0 | 0 | 0 | 0 | 0 | 0 | 0 | 0 | 0 |  | 0
2016-12-19 07:00 | 0 | 41.2469 | 0 | 0 | 0.63238 | 407.4288 | 32.5105 | 0 | 482 |  | 60
2016-12-19 08:00 | 0 | 484.8393 | 251.7811 | 273.2978 | 716.8241 | 2840.202 | 216.2748 | 0.40049 | 4784 |  | 598
2016-12-19 09:00 | 38.8197 | 2332.751 | 889.6928 | 1666.7961 | 1739.6711 | 12960.444 | 1348.8666 | 141.1601 | 21118 |  | 2640
2016-12-19 10:00 | 165.4637 | 2600.6274 | 2806.0872 | 2950.618 | 5600.857 | 29907.066 | 3003.9858 | 245.3342 | 47280 |  | 5910
2016-12-19 11:00 | 187.3039 | 2046.9841 | 2565.4954 | 2428.101 | 6887.3604 | 27802.79 | 2546.7107 | 239.7707 | 44705 |  | 5588
2016-12-19 12:00 | 226.646 | 1599.932 | 1674.5597 | 2074.9917 | 6281.0435 | 22623.086 | 1762.7911 | 238.8128 | 36482 |  | 4560
2016-12-19 13:00 | 166.5465 | 1064.3138 | 767.3404 | 1826.3086 | 6133.316 | 22574.59 | 1125.3685 | 151.8056 | 33810 |  | 4226
2016-12-19 14:00 | 7.2199 | 544.182 | 405.1762 | 995.4437 | 3915.573 | 17687.055 | 575.3908 | 22.4282 | 24152 |  | 3019
2016-12-19 15:00 | 0 | 260.2731 | 148.3119 | 210.5797 | 895.1444 | 3975.3765 | 186.5588 | 0 | 5676 |  | 710
2016-12-19 16:00 | 0 | 1.038 | 0.0030883 | 0.85096 | 5.9165 | 20.6463 | 0.0010059 | 0 | 28 |  | 4
2016-12-19 17:00 | 0 | 0 | 0 | 0 | 0 | 0 | 0 | 0 | 0 |  | 0
2016-12-19 18:00 | 0 | 0 | 0 | 0 | 0 | 0 | 0 | 0 | 0 |  | 0
2016-12-19 19:00 | 0 | 0 | 0 | 0 | 0 | 0 | 0 | 0 | 0 |  | 0
2016-12-19 20:00 | 0 | 0 | 0 | 0 | 0 | 0 | 0 | 0 | 0 |  | 0
2016-12-19 21:00 | 0 | 0 | 0 | 0 | 0 | 0 | 0 | 0 | 0 |  | 0
2016-12-19 22:00 | 0 | 0 | 0 | 0 | 0 | 0 | 0 | 0 | 0 |  | 0
2016-12-19 23:00 | 0 | 0 | 0 | 0 | 0 | 0 | 0 | 0 | 0 |  | 0
2016-12-20 | 0 | 0 | 0 | 0 | 0 | 0 | 0 | 0 | 0 |  | 0
2016-12-20 01:00 | 0 | 0 | 0 | 0 | 0 | 0 | 0 | 0 | 0 |  | 0
2016-12-20 02:00 | 0 | 0 | 0 | 0 | 0 | 0 | 0 | 0 | 0 |  | 0
2016-12-20 03:00 | 0 | 0 | 0 | 0 | 0 | 0 | 0 | 0 | 0 |  | 0
2016-12-20 04:00 | 0 | 0 | 0 | 0 | 0 | 0 | 0 | 0 | 0 |  | 0
2016-12-20 05:00 | 0 | 0 | 0 | 0 | 0 | 0 | 0 | 0 | 0 |  | 0
2016-12-20 06:00 | 0 | 0 | 0 | 0 | 0 | 0 | 0 | 0 | 0 |  | 0
2016-12-20 07:00 | 0 | 182.9415 | 20.5721 | 2.4812 | 91.5566 | 418.6295 | 21.876 | 0 | 738 |  | 92
2016-12-20 08:00 | 0 | 2281.8235 | 246.2699 | 685.4767 | 1125.381 | 5193.0796 | 294.5833 | 17.3319 | 9844 |  | 1230
2016-12-20 09:00 | 22.3242 | 3089.4253 | 765.7567 | 2426.3545 | 1645.5583 | 8019.742 | 1563.8345 | 149.4583 | 17682 |  | 2210
2016-12-20 10:00 | 167.6463 | 2151.5232 | 2391.3674 | 2840.7793 | 5365.2983 | 21384.39 | 3497.4548 | 243.908 | 38042 |  | 4755
2016-12-20 11:00 | 265.7063 | 1882.9023 | 2901.5977 | 2431.9446 | 8474.346 | 30100.256 | 2628.657 | 226.6271 | 48912 |  | 6114
2016-12-20 12:00 | 152.833 | 1613.5242 | 2169.4001 | 2177.3806 | 7274.075 | 29048.695 | 2232.4783 | 196.3071 | 44865 |  | 5608
2016-12-20 13:00 | 180.5814 | 1433.932 | 1124.3617 | 1531.4551 | 5522.912 | 16782.309 | 1361.4568 | 24.0622 | 27961 |  | 3495
2016-12-20 14:00 | 41.9749 | 520.5704 | 416.7879 | 1032.8124 | 4114.4414 | 18101.182 | 995.5855 | 4.9363 | 25228 |  | 3154
2016-12-20 15:00 | 0 | 237.9934 | 122.5086 | 229.4295 | 900.2542 | 6362.5312 | 233.6199 | 0 | 8086 |  | 1011
2016-12-20 16:00 | 0 | 1.1748 | 0.0010059 | 0.78256 | 2.1405 | 22.0263 | 0 | 0 | 26 |  | 3
2016-12-20 17:00 | 0 | 0 | 0 | 0 | 0 | 0 | 0 | 0 | 0 |  | 0
2016-12-20 18:00 | 0 | 0 | 0 | 0 | 0 | 0 | 0 | 0 | 0 |  | 0
2016-12-20 19:00 | 0 | 0 | 0 | 0 | 0 | 0 | 0 | 0 | 0 |  | 0
2016-12-20 20:00 | 0 | 0 | 0 | 0 | 0 | 0 | 0 | 0 | 0 |  | 0
2016-12-20 21:00 | 0 | 0 | 0 | 0 | 0 | 0 | 0 | 0 | 0 |  | 0
2016-12-20 22:00 | 0 | 0 | 0 | 0 | 0 | 0 | 0 | 0 | 0 |  | 0
2016-12-20 23:00 | 0 | 0 | 0 | 0 | 0 | 0 | 0 | 0 | 0 |  | 0
2016-12-21 | 0 | 0 | 0 | 0 | 0 | 0 | 0 | 0 | 0 |  | 0
2016-12-21 01:00 | 0 | 0 | 0 | 0 | 0 | 0 | 0 | 0 | 0 |  | 0
2016-12-21 02:00 | 0 | 0 | 0 | 0 | 0 | 0 | 0 | 0 | 0 |  | 0
2016-12-21 03:00 | 0 | 0 | 0 | 0 | 0 | 0 | 0 | 0 | 0 |  | 0
2016-12-21 04:00 | 0 | 0 | 0 | 0 | 0 | 0 | 0 | 0 | 0 |  | 0
2016-12-21 05:00 | 0 | 0 | 0 | 0 | 0 | 0 | 0 | 0 | 0 |  | 0
2016-12-21 06:00 | 0 | 0 | 0 | 0 | 0 | 0 | 0 | 0 | 0 |  | 0
2016-12-21 07:00 | 0 | 535.0172 | 7.1251 | 39.5982 | 60.3788 | 2664.6646 | 39.2271 | 0 | 3346 |  | 418
2016-12-21 08:00 | 0 | 2143.9724 | 144.7615 | 1059.1875 | 1068.0675 | 15313.747 | 255.9321 | 12.9171 | 19999 |  | 2500
2016-12-21 09:00 | 11.8333 | 2924.5808 | 698.4418 | 2481.5361 | 1601.645 | 23401.867 | 1652.852 | 136.1696 | 32909 |  | 4114
2016-12-21 10:00 | 148.5796 | 2047.8296 | 2597.0627 | 2833.3064 | 5279.814 | 28592.24 | 3742.7275 | 246.3364 | 45488 |  | 5686
2016-12-21 11:00 | 212.517 | 1731.95 | 2933.474 | 2791.591 | 8149.343 | 31063.928 | 3079.1487 | 257.1125 | 50219 |  | 6277
2016-12-21 12:00 | 218.133 | 1162.4736 | 1981.4061 | 2443.2776 | 7832.9956 | 30384.09 | 1979.2988 | 289.2583 | 46291 |  | 5786
2016-12-21 13:00 | 135.3997 | 942.9177 | 772.0156 | 1829.0507 | 6241.3916 | 25956.078 | 1169.6826 | 260.1091 | 37307 |  | 4663
2016-12-21 14:00 | 2.5441 | 373.1939 | 370.0506 | 962.199 | 3895.2568 | 17453.41 | 560.834 | 154.2387 | 23772 |  | 2971
2016-12-21 15:00 | 0 | 131.1047 | 91.1439 | 188.5916 | 1319.1564 | 5868.312 | 177.9959 | 15.9995 | 7792 |  | 974
2016-12-21 16:00 | 0 | 0 | 0 | 0 | 0.38223 | 1.9996 | 0 | 0 | 2 |  | 0
2016-12-21 17:00 | 0 | 0 | 0 | 0 | 0 | 0 | 0 | 0 | 0 |  | 0
2016-12-21 18:00 | 0 | 0 | 0 | 0 | 0 | 0 | 0 | 0 | 0 |  | 0
2016-12-21 19:00 | 0 | 0 | 0 | 0 | 0 | 0 | 0 | 0 | 0 |  | 0
2016-12-21 20:00 | 0 | 0 | 0 | 0 | 0 | 0 | 0 | 0 | 0 |  | 0
2016-12-21 21:00 | 0 | 0 | 0 | 0 | 0 | 0 | 0 | 0 | 0 |  | 0
2016-12-21 22:00 | 0 | 0 | 0 | 0 | 0 | 0 | 0 | 0 | 0 |  | 0
2016-12-21 23:00 | 0 | 0 | 0 | 0 | 0 | 0 | 0 | 0 | 0 |  | 0
2016-12-22 | 0 | 0 | 0 | 0 | 0 | 0 | 0 | 0 | 0 |  | 0
2016-12-22 01:00 | 0 | 0 | 0 | 0 | 0 | 0 | 0 | 0 | 0 |  | 0
2016-12-22 02:00 | 0 | 0 | 0 | 0 | 0 | 0 | 0 | 0 | 0 |  | 0
2016-12-22 03:00 | 0 | 0 | 0 | 0 | 0 | 0 | 0 | 0 | 0 |  | 0
2016-12-22 04:00 | 0 | 0 | 0 | 0 | 0 | 0 | 0 | 0 | 0 |  | 0
2016-12-22 05:00 | 0 | 0 | 0 | 0 | 0 | 0 | 0 | 0 | 0 |  | 0
2016-12-22 06:00 | 0 | 0 | 0 | 0 | 0 | 0 | 0 | 0 | 0 |  | 0
2016-12-22 07:00 | 0 | 0 | 0 | 0 | 0 | 0 | 0 | 0 | 0 |  | 0
2016-12-22 08:00 | 0 | 9.5775 | 0 | 0 | 0 | 95.8511 | 0 | 0 | 105 |  | 13
2016-12-22 09:00 | 0 | 11.3461 | 0 | 0 | 0 | 275.7938 | 0 | 0 | 287 |  | 36
2016-12-22 10:00 | 0 | 4.6766 | 0 | 0 | 0 | 279.4083 | 5.1877 | 0 | 289 |  | 36
2016-12-22 11:00 | 0 | 4.5524 | 0 | 0 | 0 | 179.7894 | 0.32662 | 0 | 185 |  | 23
2016-12-22 12:00 | 0 | 3.3768 | 0 | 0 | 0 | 101.9559 | 0 | 0 | 105 |  | 13
2016-12-22 13:00 | 0 | 3.0931 | 0 | 0 | 0 | 194.4213 | 0.0016883 | 0 | 198 |  | 25
2016-12-22 14:00 | 0 | 26.8836 | 0 | 0 | 0 | 388.7264 | 2.0896 | 0 | 418 |  | 52
2016-12-22 15:00 | 0 | 0 | 0 | 0 | 66.8028 | 606.4066 | 0 | 0 | 673 |  | 84
2016-12-22 16:00 | 0 | 0 | 0 | 0 | 0 | 1.7949 | 0 | 0 | 2 |  | 0
2016-12-22 17:00 | 0 | 0 | 0 | 0 | 0 | 0 | 0 | 0 | 0 |  | 0
2016-12-22 18:00 | 0 | 0 | 0 | 0 | 0 | 0 | 0 | 0 | 0 |  | 0
2016-12-22 19:00 | 0 | 0 | 0 | 0 | 0 | 0 | 0 | 0 | 0 |  | 0
2016-12-22 20:00 | 0 | 0 | 0 | 0 | 0 | 0 | 0 | 0 | 0 |  | 0
2016-12-22 21:00 | 0 | 0 | 0 | 0 | 0 | 0 | 0 | 0 | 0 |  | 0
2016-12-22 22:00 | 0 | 0 | 0 | 0 | 0 | 0 | 0 | 0 | 0 |  | 0
2016-12-22 23:00 | 0 | 0 | 0 | 0 | 0 | 0 | 0 | 0 | 0 |  | 0
2016-12-23 | 0 | 0 | 0 | 0 | 0 | 0 | 0 | 0 | 0 |  | 0
2016-12-23 01:00 | 0 | 0 | 0 | 0 | 0 | 0 | 0 | 0 | 0 |  | 0
2016-12-23 02:00 | 0 | 0 | 0 | 0 | 0 | 0 | 0 | 0 | 0 |  | 0
2016-12-23 03:00 | 0 | 0 | 0 | 0 | 0 | 0 | 0 | 0 | 0 |  | 0
2016-12-23 04:00 | 0 | 0 | 0 | 0 | 0 | 0 | 0 | 0 | 0 |  | 0
2016-12-23 05:00 | 0 | 0 | 0 | 0 | 0 | 0 | 0 | 0 | 0 |  | 0
2016-12-23 06:00 | 0 | 0 | 0 | 0 | 0 | 0 | 0 | 0 | 0 |  | 0
2016-12-23 07:00 | 0 | 39.228 | 0 | 0 | 0 | 541.9584 | 0 | 0 | 581 |  | 73
2016-12-23 08:00 | 0 | 293.6086 | 0 | 71.1348 | 0.050786 | 4138.325 | 3.578 | 0 | 4507 |  | 563
2016-12-23 09:00 | 0 | 836.7419 | 17.0003 | 298.9894 | 37.7335 | 13222.945 | 406.2493 | 13.2142 | 14833 |  | 1854
2016-12-23 10:00 | 0 | 1392.3762 | 330.5138 | 1623.729 | 676.1528 | 25358.787 | 2077.9006 | 81.849 | 31541 |  | 3943
2016-12-23 11:00 | 0.00022832 | 1431.5944 | 1309.3862 | 2750.346 | 3460.7827 | 29103.395 | 2931.7075 | 120.0346 | 41107 |  | 5138
2016-12-23 12:00 | 0.00065348 | 1098.5837 | 1676.0303 | 2419.2148 | 6755.692 | 29380.828 | 1949.5168 | 152.9458 | 43433 |  | 5429
2016-12-23 13:00 | 5.7222e-05 | 945.8186 | 744.8054 | 1797.3676 | 6283.561 | 25769.816 | 1150.4974 | 150.9856 | 36843 |  | 4605
2016-12-23 14:00 | 0 | 402.124 | 388.2811 | 932.4819 | 3961.054 | 17046.549 | 530.6663 | 96.0914 | 23357 |  | 2920
2016-12-23 15:00 | 0 | 139.3492 | 84.1603 | 162.5569 | 937.7084 | 4883.065 | 153.0717 | 6.8184 | 6367 |  | 796
2016-12-23 16:00 | 0 | 1.5973 | 0.067393 | 1.195 | 25.2692 | 42.0369 | 1.0431 | 0 | 71 |  | 9
2016-12-23 17:00 | 0 | 0 | 0 | 0 | 0 | 0 | 0 | 0 | 0 |  | 0
2016-12-23 18:00 | 0 | 0 | 0 | 0 | 0 | 0 | 0 | 0 | 0 |  | 0
2016-12-23 19:00 | 0 | 0 | 0 | 0 | 0 | 0 | 0 | 0 | 0 |  | 0
2016-12-23 20:00 | 0 | 0 | 0 | 0 | 0 | 0 | 0 | 0 | 0 |  | 0
2016-12-23 21:00 | 0 | 0 | 0 | 0 | 0 | 0 | 0 | 0 | 0 |  | 0
2016-12-23 22:00 | 0 | 0 | 0 | 0 | 0 | 0 | 0 | 0 | 0 |  | 0
2016-12-23 23:00 | 0 | 0 | 0 | 0 | 0 | 0 | 0 | 0 | 0 |  | 0
2016-12-24 | 0 | 0 | 0 | 0 | 0 | 0 | 0 | 0 | 0 |  | 0
2016-12-24 01:00 | 0 | 0 | 0 | 0 | 0 | 0 | 0 | 0 | 0 |  | 0
2016-12-24 02:00 | 0 | 0 | 0 | 0 | 0 | 0 | 0 | 0 | 0 |  | 0
2016-12-24 03:00 | 0 | 0 | 0 | 0 | 0 | 0 | 0 | 0 | 0 |  | 0
2016-12-24 04:00 | 0 | 0 | 0 | 0 | 0 | 0 | 0 | 0 | 0 |  | 0
2016-12-24 05:00 | 0 | 0 | 0 | 0 | 0 | 0 | 0 | 0 | 0 |  | 0
2016-12-24 06:00 | 0 | 0 | 0 | 0 | 0 | 0 | 0 | 0 | 0 |  | 0
2016-12-24 07:00 | 0 | 1.2924 | 0 | 0 | 0 | 91.6239 | 0.78071 | 0 | 94 |  | 12
2016-12-24 08:00 | 0 | 78.9657 | 15.4577 | 35.4542 | 90.3932 | 588.9939 | 80.6833 | 0 | 890 |  | 111
2016-12-24 09:00 | 0 | 220.6602 | 49.0908 | 89.4712 | 235.4949 | 1236.239 | 117.9492 | 0 | 1949 |  | 244
2016-12-24 10:00 | 0 | 170.766 | 88.2067 | 94.2711 | 325.9996 | 871.7133 | 161.2893 | 0 | 1712 |  | 214
2016-12-24 11:00 | 0 | 235.5921 | 159.5784 | 166.2191 | 452.3563 | 1698.9786 | 168.6735 | 0 | 2881 |  | 360
2016-12-24 12:00 | 0 | 189.8986 | 86.1313 | 139.8864 | 301.0183 | 1406.4648 | 154.6231 | 0 | 2278 |  | 285
2016-12-24 13:00 | 42.9029 | 201.2399 | 145.6589 | 105.6407 | 289.2843 | 981.0806 | 111.1136 | 7.5507 | 1884 |  | 236
2016-12-24 14:00 | 90.0132 | 570.8633 | 376.2834 | 334.7196 | 1473.3473 | 3716.4573 | 441.034 | 109.097 | 7112 |  | 889
2016-12-24 15:00 | 0 | 195.4519 | 82.8027 | 211.2868 | 1156.48 | 6245.0327 | 231.7683 | 0.18121 | 8123 |  | 1015
2016-12-24 16:00 | 0 | 0.56127 | 0.07632 | 3.1497 | 8.7454 | 50.9206 | 2.5104 | 0 | 66 |  | 8
2016-12-24 17:00 | 0 | 0 | 0 | 0 | 0 | 0 | 0 | 0 | 0 |  | 0
2016-12-24 18:00 | 0 | 0 | 0 | 0 | 0 | 0 | 0 | 0 | 0 |  | 0
2016-12-24 19:00 | 0 | 0 | 0 | 0 | 0 | 0 | 0 | 0 | 0 |  | 0
2016-12-24 20:00 | 0 | 0 | 0 | 0 | 0 | 0 | 0 | 0 | 0 |  | 0
2016-12-24 21:00 | 0 | 0 | 0 | 0 | 0 | 0 | 0 | 0 | 0 |  | 0
2016-12-24 22:00 | 0 | 0 | 0 | 0 | 0 | 0 | 0 | 0 | 0 |  | 0
2016-12-24 23:00 | 0 | 0 | 0 | 0 | 0 | 0 | 0 | 0 | 0 |  | 0
2016-12-25 | 0 | 0 | 0 | 0 | 0 | 0 | 0 | 0 | 0 |  | 0
2016-12-25 01:00 | 0 | 0 | 0 | 0 | 0 | 0 | 0 | 0 | 0 |  | 0
2016-12-25 02:00 | 0 | 0 | 0 | 0 | 0 | 0 | 0 | 0 | 0 |  | 0
2016-12-25 03:00 | 0 | 0 | 0 | 0 | 0 | 0 | 0 | 0 | 0 |  | 0
2016-12-25 04:00 | 0 | 0 | 0 | 0 | 0 | 0 | 0 | 0 | 0 |  | 0
2016-12-25 05:00 | 0 | 0 | 0 | 0 | 0 | 0 | 0 | 0 | 0 |  | 0
2016-12-25 06:00 | 0 | 0 | 0 | 0 | 0 | 0 | 0 | 0 | 0 |  | 0
2016-12-25 07:00 | 0 | 460.2704 | 6.7398 | 22.8627 | 35.4558 | 2348.2278 | 50.2889 | 35.759 | 2960 |  | 370
2016-12-25 08:00 | 84.0372 | 1016.7344 | 162.8866 | 962.4351 | 1017.9291 | 14804.71 | 276.2253 | 306.4275 | 18631 |  | 2329
2016-12-25 09:00 | 369.5676 | 1917.2501 | 923.3549 | 2435.38 | 1600.7711 | 22415.887 | 1656.1937 | 1591.2333 | 32910 |  | 4114
2016-12-25 10:00 | 880.0881 | 2487.5305 | 2687.045 | 2951.5745 | 4993.176 | 29064.936 | 3934.4946 | 2459.5066 | 49458 |  | 6182
2016-12-25 11:00 | 1085.5293 | 1890.6992 | 3058.4348 | 2902.1118 | 8419.092 | 31857.922 | 3342.3765 | 2800.0498 | 55356 |  | 6920
2016-12-25 12:00 | 1305.4297 | 1219.438 | 2068.2144 | 2583.0127 | 8282.3955 | 31434.105 | 2061.5732 | 3370.0159 | 52324 |  | 6541
2016-12-25 13:00 | 1144.728 | 1021.4662 | 780.8345 | 1951.4688 | 6749.533 | 27431.064 | 1222.3505 | 3237.5046 | 43539 |  | 5442
2016-12-25 14:00 | 664.2127 | 379.7008 | 365.2165 | 1069.5042 | 4354.178 | 19308.627 | 563.5408 | 2264.233 | 28969 |  | 3621
2016-12-25 15:00 | 77.6794 | 142.5604 | 99.0792 | 229.9938 | 1985.856 | 7877.85 | 153.1491 | 538.5407 | 11105 |  | 1388
2016-12-25 16:00 | 0 | 1.1718 | 0.92237 | 3.5517 | 160.7605 | 72.2851 | 2.4131 | 0.57435 | 242 |  | 30
2016-12-25 17:00 | 0 | 0 | 0 | 0 | 0 | 0 | 0 | 0 | 0 |  | 0
2016-12-25 18:00 | 0 | 0 | 0 | 0 | 0 | 0 | 0 | 0 | 0 |  | 0
2016-12-25 19:00 | 0 | 0 | 0 | 0 | 0 | 0 | 0 | 0 | 0 |  | 0
2016-12-25 20:00 | 0 | 0 | 0 | 0 | 0 | 0 | 0 | 0 | 0 |  | 0
2016-12-25 21:00 | 0 | 0 | 0 | 0 | 0 | 0 | 0 | 0 | 0 |  | 0
2016-12-25 22:00 | 0 | 0 | 0 | 0 | 0 | 0 | 0 | 0 | 0 |  | 0
2016-12-25 23:00 | 0 | 0 | 0 | 0 | 0 | 0 | 0 | 0 | 0 |  | 0
2016-12-26 | 0 | 0 | 0 | 0 | 0 | 0 | 0 | 0 | 0 |  | 0
2016-12-26 01:00 | 0 | 0 | 0 | 0 | 0 | 0 | 0 | 0 | 0 |  | 0
2016-12-26 02:00 | 0 | 0 | 0 | 0 | 0 | 0 | 0 | 0 | 0 |  | 0
2016-12-26 03:00 | 0 | 0 | 0 | 0 | 0 | 0 | 0 | 0 | 0 |  | 0
2016-12-26 04:00 | 0 | 0 | 0 | 0 | 0 | 0 | 0 | 0 | 0 |  | 0
2016-12-26 05:00 | 0 | 0 | 0 | 0 | 0 | 0 | 0 | 0 | 0 |  | 0
2016-12-26 06:00 | 0 | 0 | 0 | 0 | 0 | 0 | 0 | 0 | 0 |  | 0
2016-12-26 07:00 | 0 | 378.4326 | 7.4267 | 29.6304 | 51.5941 | 1782.0325 | 66.5728 | 183.3854 | 2499 |  | 312
2016-12-26 08:00 | 278.0136 | 2508.0735 | 253.5622 | 1027.7568 | 1283.7424 | 15151.389 | 331.6818 | 983.1399 | 21817 |  | 2727
2016-12-26 09:00 | 828.2631 | 3207.709 | 776.8215 | 2292.6196 | 1830.9437 | 21895.45 | 1761.952 | 2658.9407 | 35253 |  | 4407
2016-12-26 10:00 | 1274.9413 | 2454.3562 | 2573.543 | 2769.79 | 4901.973 | 28079.654 | 3930.3875 | 3951.4187 | 49936 |  | 6242
2016-12-26 11:00 | 1594.1533 | 1908.5729 | 3004.2168 | 2845.9192 | 8107.2104 | 20756.477 | 3263.256 | 3438.5786 | 44918 |  | 5615
2016-12-26 12:00 | 1373.9847 | 1358.9753 | 2058.1763 | 2343.9348 | 7966.1846 | 17990.453 | 2802.984 | 3590.3499 | 39485 |  | 4936
2016-12-26 13:00 | 244.4661 | 1232.2491 | 861.6171 | 1298.8732 | 4699.27 | 20917.836 | 1396.8832 | 1197.0411 | 31848 |  | 3981
2016-12-26 14:00 | 78.2466 | 613.2443 | 393.6863 | 363.9752 | 1279.1353 | 3669.1145 | 384.191 | 259.8561 | 7041 |  | 880
2016-12-26 15:00 | 0 | 215.0386 | 81.8156 | 116.5519 | 351.2642 | 1231.713 | 80.3028 | 76.1986 | 2153 |  | 269
2016-12-26 16:00 | 0 | 1.2543 | 0 | 0 | 0.036211 | 0.086504 | 0.12171 | 0.0050293 | 2 |  | 0
2016-12-26 17:00 | 0 | 0 | 0 | 0 | 0 | 0 | 0 | 0 | 0 |  | 0
2016-12-26 18:00 | 0 | 0 | 0 | 0 | 0 | 0 | 0 | 0 | 0 |  | 0
2016-12-26 19:00 | 0 | 0 | 0 | 0 | 0 | 0 | 0 | 0 | 0 |  | 0
2016-12-26 20:00 | 0 | 0 | 0 | 0 | 0 | 0 | 0 | 0 | 0 |  | 0
2016-12-26 21:00 | 0 | 0 | 0 | 0 | 0 | 0 | 0 | 0 | 0 |  | 0
2016-12-26 22:00 | 0 | 0 | 0 | 0 | 0 | 0 | 0 | 0 | 0 |  | 0
2016-12-26 23:00 | 0 | 0 | 0 | 0 | 0 | 0 | 0 | 0 | 0 |  | 0
2016-12-27 | 0 | 0 | 0 | 0 | 0 | 0 | 0 | 0 | 0 |  | 0
2016-12-27 01:00 | 0 | 0 | 0 | 0 | 0 | 0 | 0 | 0 | 0 |  | 0
2016-12-27 02:00 | 0 | 0 | 0 | 0 | 0 | 0 | 0 | 0 | 0 |  | 0
2016-12-27 03:00 | 0 | 0 | 0 | 0 | 0 | 0 | 0 | 0 | 0 |  | 0
2016-12-27 04:00 | 0 | 0 | 0 | 0 | 0 | 0 | 0 | 0 | 0 |  | 0
2016-12-27 05:00 | 0 | 0 | 0 | 0 | 0 | 0 | 0 | 0 | 0 |  | 0
2016-12-27 06:00 | 0 | 0 | 0 | 0 | 0 | 0 | 0 | 0 | 0 |  | 0
2016-12-27 07:00 | 35.1733 | 3.0781 | 10.511 | 7.4899 | 0 | 323.877 | 32.9444 | 107.3756 | 520 |  | 65
2016-12-27 08:00 | 1477.1832 | 161.7299 | 198.8812 | 173.5763 | 299.698 | 4212.207 | 367.6999 | 1158.9427 | 8050 |  | 1006
2016-12-27 09:00 | 7818.194 | 1235.4425 | 505.9855 | 628.496 | 1255.7203 | 7171.783 | 895.5471 | 2906.1228 | 22417 |  | 2802
2016-12-27 10:00 | 12668.874 | 1725.7845 | 1621.6296 | 1635.4036 | 4263.505 | 17641.527 | 1970.7604 | 5974.143 | 47502 |  | 5938
2016-12-27 11:00 | 12232.923 | 1382.3497 | 2804.4937 | 1277.0063 | 3236.1226 | 19446.982 | 2338.098 | 10012.033 | 52730 |  | 6591
2016-12-27 12:00 | 20952.213 | 1539.506 | 1089.2833 | 2353.9004 | 6525.8647 | 25369.28 | 2129.2344 | 9550.823 | 69510 |  | 8689
2016-12-27 13:00 | 17187.383 | 1016.8695 | 763.3512 | 1825.4325 | 6380.377 | 26079.947 | 1239.0819 | 8890.874 | 63383 |  | 7923
2016-12-27 14:00 | 14187.734 | 340.6504 | 361.4349 | 1029.9552 | 4063.7886 | 18074.986 | 687.6446 | 6477.32 | 45224 |  | 5653
2016-12-27 15:00 | 2082.8237 | 139.3533 | 95.6532 | 232.3957 | 1603.4324 | 7113.8696 | 167.1256 | 1202.5773 | 12637 |  | 1580
2016-12-27 16:00 | 70.1626 | 1.0209 | 1.1824 | 3.8675 | 119.7878 | 65.5619 | 1.9061 | 1.9192 | 265 |  | 33
2016-12-27 17:00 | 0 | 0 | 0 | 0 | 0 | 0 | 0 | 0 | 0 |  | 0
2016-12-27 18:00 | 0 | 0 | 0 | 0 | 0 | 0 | 0 | 0 | 0 |  | 0
2016-12-27 19:00 | 0 | 0 | 0 | 0 | 0 | 0 | 0 | 0 | 0 |  | 0
2016-12-27 20:00 | 0 | 0 | 0 | 0 | 0 | 0 | 0 | 0 | 0 |  | 0
2016-12-27 21:00 | 0 | 0 | 0 | 0 | 0 | 0 | 0 | 0 | 0 |  | 0
2016-12-27 22:00 | 0 | 0 | 0 | 0 | 0 | 0 | 0 | 0 | 0 |  | 0
2016-12-27 23:00 | 0 | 0 | 0 | 0 | 0 | 0 | 0 | 0 | 0 |  | 0
2016-12-28 | 0 | 0 | 0 | 0 | 0 | 0 | 0 | 0 | 0 |  | 0
2016-12-28 01:00 | 0 | 0 | 0 | 0 | 0 | 0 | 0 | 0 | 0 |  | 0
2016-12-28 02:00 | 0 | 0 | 0 | 0 | 0 | 0 | 0 | 0 | 0 |  | 0
2016-12-28 03:00 | 0 | 0 | 0 | 0 | 0 | 0 | 0 | 0 | 0 |  | 0
2016-12-28 04:00 | 0 | 0 | 0 | 0 | 0 | 0 | 0 | 0 | 0 |  | 0
2016-12-28 05:00 | 0 | 0 | 0 | 0 | 0 | 0 | 0 | 0 | 0 |  | 0
2016-12-28 06:00 | 0 | 0 | 0 | 0 | 0 | 0 | 0 | 0 | 0 |  | 0
2016-12-28 07:00 | 308.9285 | 102.1855 | 14.7971 | 1.3698 | 87.3101 | 450.508 | 52.1925 | 52.3391 | 1070 |  | 134
2016-12-28 08:00 | 4946.065 | 756.1894 | 351.9536 | 307.1124 | 1133.8562 | 3595.68 | 277.6879 | 1084.1649 | 12453 |  | 1557
2016-12-28 09:00 | 10094.488 | 1506.0823 | 684.9406 | 657.4683 | 2089.225 | 12262.464 | 1242.2798 | 2451.0867 | 30988 |  | 3874
2016-12-28 10:00 | 10253.906 | 1709.3275 | 892.9129 | 782.4275 | 2422.3088 | 22090.34 | 1073.1106 | 4123.87 | 43348 |  | 5419
2016-12-28 11:00 | 9912.703 | 2054.1267 | 989.2744 | 1144.4589 | 3181.7354 | 12672.598 | 1298.3417 | 4444.828 | 35698 |  | 4462
2016-12-28 12:00 | 7821.3555 | 1601.0554 | 1459.5537 | 794.095 | 3619.1523 | 21229.035 | 1636.7987 | 5625.574 | 43787 |  | 5473
2016-12-28 13:00 | 6286.1484 | 1187.0679 | 783.5096 | 1135.6416 | 3932.1296 | 26564.477 | 1434.0627 | 5063.9375 | 46387 |  | 5798
2016-12-28 14:00 | 4415.098 | 368.9009 | 296.1522 | 704.1241 | 1163.4 | 17127.123 | 603.5594 | 2471.5532 | 27150 |  | 3394
2016-12-28 15:00 | 1011.9781 | 139.9362 | 106.512 | 357.7173 | 1838.055 | 5769.3022 | 81.6476 | 260.5809 | 9566 |  | 1196
2016-12-28 16:00 | 14.1909 | 0.86001 | 0.17401 | 1.7256 | 30.7773 | 63.2082 | 0 | 0 | 111 |  | 14
2016-12-28 17:00 | 0 | 0 | 0 | 0 | 0 | 0 | 0 | 0 | 0 |  | 0
2016-12-28 18:00 | 0 | 0 | 0 | 0 | 0 | 0 | 0 | 0 | 0 |  | 0
2016-12-28 19:00 | 0 | 0 | 0 | 0 | 0 | 0 | 0 | 0 | 0 |  | 0
2016-12-28 20:00 | 0 | 0 | 0 | 0 | 0 | 0 | 0 | 0 | 0 |  | 0
2016-12-28 21:00 | 0 | 0 | 0 | 0 | 0 | 0 | 0 | 0 | 0 |  | 0
2016-12-28 22:00 | 0 | 0 | 0 | 0 | 0 | 0 | 0 | 0 | 0 |  | 0
2016-12-28 23:00 | 0 | 0 | 0 | 0 | 0 | 0 | 0 | 0 | 0 |  | 0
2016-12-29 | 0 | 0 | 0 | 0 | 0 | 0 | 0 | 0 | 0 |  | 0
2016-12-29 01:00 | 0 | 0 | 0 | 0 | 0 | 0 | 0 | 0 | 0 |  | 0
2016-12-29 02:00 | 0 | 0 | 0 | 0 | 0 | 0 | 0 | 0 | 0 |  | 0
2016-12-29 03:00 | 0 | 0 | 0 | 0 | 0 | 0 | 0 | 0 | 0 |  | 0
2016-12-29 04:00 | 0 | 0 | 0 | 0 | 0 | 0 | 0 | 0 | 0 |  | 0
2016-12-29 05:00 | 0 | 0 | 0 | 0 | 0 | 0 | 0 | 0 | 0 |  | 0
2016-12-29 06:00 | 0 | 0 | 0 | 0 | 0 | 0 | 0 | 0 | 0 |  | 0
2016-12-29 07:00 | 13.9509 | 33.4364 | 0 | 0 | 12.4994 | 0 | 3.5033 | 9.2122 | 73 |  | 9
2016-12-29 08:00 | 223.3525 | 207.4435 | 182.5463 | 175.6818 | 545.0486 | 1.3916 | 34.0641 | 425.9519 | 1795 |  | 224
2016-12-29 09:00 | 697.1468 | 136.3144 | 119.06 | 143.5048 | 357.9045 | 22.3846 | 28.4157 | 442.8195 | 1948 |  | 243
2016-12-29 10:00 | 1323.7874 | 179.1217 | 140.0733 | 128.5517 | 364.968 | 261.5332 | 72.0664 | 481.4013 | 2952 |  | 369
2016-12-29 11:00 | 1325.0422 | 242.8767 | 225.951 | 165.4664 | 547.3792 | 267.0288 | 94.4821 | 540.8789 | 3409 |  | 426
2016-12-29 12:00 | 352.5804 | 84.3832 | 178.456 | 196.2582 | 384.6333 | 305.2134 | 87.0407 | 168.1153 | 1757 |  | 220
2016-12-29 13:00 | 13.0815 | 0 | 1.0179 | 11.0804 | 5.6386 | 399.045 | 31.1745 | 0.1307 | 461 |  | 58
2016-12-29 14:00 | 2.6279 | 0 | 0 | 0 | 0 | 495.2892 | 0 | 0 | 498 |  | 62
2016-12-29 15:00 | 0 | 0 | 0 | 0 | 0 | 54.7802 | 0 | 0 | 55 |  | 7
2016-12-29 16:00 | 0 | 0 | 0 | 0 | 0 | 0 | 0 | 0 | 0 |  | 0
2016-12-29 17:00 | 0 | 0 | 0 | 0 | 0 | 0 | 0 | 0 | 0 |  | 0
2016-12-29 18:00 | 0 | 0 | 0 | 0 | 0 | 0 | 0 | 0 | 0 |  | 0
2016-12-29 19:00 | 0 | 0 | 0 | 0 | 0 | 0 | 0 | 0 | 0 |  | 0
2016-12-29 20:00 | 0 | 0 | 0 | 0 | 0 | 0 | 0 | 0 | 0 |  | 0
2016-12-29 21:00 | 0 | 0 | 0 | 0 | 0 | 0 | 0 | 0 | 0 |  | 0
2016-12-29 22:00 | 0 | 0 | 0 | 0 | 0 | 0 | 0 | 0 | 0 |  | 0
2016-12-29 23:00 | 0 | 0 | 0 | 0 | 0 | 0 | 0 | 0 | 0 |  | 0
2016-12-30 | 0 | 0 | 0 | 0 | 0 | 0 | 0 | 0 | 0 |  | 0
2016-12-30 01:00 | 0 | 0 | 0 | 0 | 0 | 0 | 0 | 0 | 0 |  | 0
2016-12-30 02:00 | 0 | 0 | 0 | 0 | 0 | 0 | 0 | 0 | 0 |  | 0
2016-12-30 03:00 | 0 | 0 | 0 | 0 | 0 | 0 | 0 | 0 | 0 |  | 0
2016-12-30 04:00 | 0 | 0 | 0 | 0 | 0 | 0 | 0 | 0 | 0 |  | 0
2016-12-30 05:00 | 0 | 0 | 0 | 0 | 0 | 0 | 0 | 0 | 0 |  | 0
2016-12-30 06:00 | 0 | 0 | 0 | 0 | 0 | 0 | 0 | 0 | 0 |  | 0
2016-12-30 07:00 | 0 | 0 | 0 | 0 | 0 | 0 | 0 | 0 | 0 |  | 0
2016-12-30 08:00 | 0 | 0 | 0 | 0 | 0 | 15.0595 | 0 | 0 | 15 |  | 2
2016-12-30 09:00 | 11.1945 | 0 | 0 | 9.1045 | 0 | 224.8112 | 0 | 0 | 245 |  | 31
2016-12-30 10:00 | 0 | 2.5009 | 0 | 631.376 | 0 | 2347.355 | 0 | 0 | 2981 |  | 373
2016-12-30 11:00 | 0 | 0.80968 | 0 | 1876.171 | 0.10426 | 18968.318 | 0 | 0 | 20845 |  | 2606
2016-12-30 12:00 | 32.4104 | 2.28 | 0 | 1327.3146 | 1.3322 | 26069.818 | 707.0125 | 0.0043068 | 28140 |  | 3518
2016-12-30 13:00 | 8.877 | 0 | 0 | 1114.7012 | 9.9854 | 19007.365 | 789.1729 | 0 | 20930 |  | 2616
2016-12-30 14:00 | 0 | 0.0038054 | 0 | 756.973 | 1.0791 | 16855.633 | 336.508 | 0 | 17950 |  | 2244
2016-12-30 15:00 | 0 | 0 | 0 | 175.355 | 0 | 6941.3867 | 96.5907 | 0 | 7213 |  | 902
2016-12-30 16:00 | 0 | 0 | 0 | 4.6922 | 0 | 111.3506 | 1.0886 | 0 | 117 |  | 15
2016-12-30 17:00 | 0 | 0 | 0 | 0 | 0 | 0 | 0 | 0 | 0 |  | 0
2016-12-30 18:00 | 0 | 0 | 0 | 0 | 0 | 0 | 0 | 0 | 0 |  | 0
2016-12-30 19:00 | 0 | 0 | 0 | 0 | 0 | 0 | 0 | 0 | 0 |  | 0
2016-12-30 20:00 | 0 | 0 | 0 | 0 | 0 | 0 | 0 | 0 | 0 |  | 0
2016-12-30 21:00 | 0 | 0 | 0 | 0 | 0 | 0 | 0 | 0 | 0 |  | 0
2016-12-30 22:00 | 0 | 0 | 0 | 0 | 0 | 0 | 0 | 0 | 0 |  | 0
2016-12-30 23:00 | 0 | 0 | 0 | 0 | 0 | 0 | 0 | 0 | 0 |  | 0
2016-12-31 | 0 | 0 | 0 | 0 | 0 | 0 | 0 | 0 | 0 |  | 0
2016-12-31 01:00 | 0 | 0 | 0 | 0 | 0 | 0 | 0 | 0 | 0 |  | 0
2016-12-31 02:00 | 0 | 0 | 0 | 0 | 0 | 0 | 0 | 0 | 0 |  | 0
2016-12-31 03:00 | 0 | 0 | 0 | 0 | 0 | 0 | 0 | 0 | 0 |  | 0
2016-12-31 04:00 | 0 | 0 | 0 | 0 | 0 | 0 | 0 | 0 | 0 |  | 0
2016-12-31 05:00 | 0 | 0 | 0 | 0 | 0 | 0 | 0 | 0 | 0 |  | 0
2016-12-31 06:00 | 0 | 0 | 0 | 0 | 0 | 0 | 0 | 0 | 0 |  | 0
2016-12-31 07:00 | 0 | 0 | 0 | 23.1851 | 0 | 2232.8247 | 27.6596 | 0 | 2284 |  | 285
2016-12-31 08:00 | 0 | 0.0087144 | 0 | 667.5589 | 0 | 13306.568 | 231.9989 | 0 | 14206 |  | 1776
2016-12-31 09:00 | 0 | 32.3976 | 0 | 1637.5219 | 1.869 | 15874.832 | 1182.4816 | 0 | 18729 |  | 2341
2016-12-31 10:00 | 0 | 23.6188 | 0.079634 | 1916.6959 | 50.3122 | 22705.727 | 2064.672 | 0 | 26761 |  | 3345
2016-12-31 11:00 | 0 | 0 | 0 | 875.1434 | 5.9269 | 14998.999 | 1178.366 | 0 | 17058 |  | 2132
2016-12-31 12:00 | 0 | 0 | 0 | 543.7007 | 0 | 12068.506 | 1504.9467 | 0 | 14117 |  | 1765
2016-12-31 13:00 | 0 | 0 | 0 | 321.0175 | 0 | 4665.79 | 639.6838 | 0 | 5626 |  | 703
2016-12-31 14:00 | 0 | 0 | 0 | 268.8722 | 0 | 3222.2478 | 406.2993 | 0 | 3897 |  | 487
2016-12-31 15:00 | 0 | 0 | 0 | 108.3346 | 0 | 1061.5726 | 106.0538 | 0 | 1276 |  | 159
2016-12-31 16:00 | 0 | 0 | 0 | 6.01 | 0 | 18.6728 | 1.0184 | 0 | 26 |  | 3
2016-12-31 17:00 | 0 | 0 | 0 | 0 | 0 | 0 | 0 | 0 | 0 |  | 0
2016-12-31 18:00 | 0 | 0 | 0 | 0 | 0 | 0 | 0 | 0 | 0 |  | 0
2016-12-31 19:00 | 0 | 0 | 0 | 0 | 0 | 0 | 0 | 0 | 0 |  | 0
2016-12-31 20:00 | 0 | 0 | 0 | 0 | 0 | 0 | 0 | 0 | 0 |  | 0
2016-12-31 21:00 | 0 | 0 | 0 | 0 | 0 | 0 | 0 | 0 | 0 |  | 0
2016-12-31 22:00 | 0 | 0 | 0 | 0 | 0 | 0 | 0 | 0 | 0 |  | 0
2016-12-31 23:00 | 0 | 0 | 0 | 0 | 0 | 0 | 0 | 0 | 0 |  | 0
2017-01-01 | 0 | 0 | 0 | 0 | 0 | 0 | 0 | 0 | 0 |  | 0
2017-01-01 01:00 | 0 | 0 | 0 | 0 | 0 | 0 | 0 | 0 | 0 |  | 0
2017-01-01 02:00 | 0 | 0 | 0 | 0 | 0 | 0 | 0 | 0 | 0 |  | 0
2017-01-01 03:00 | 0 | 0 | 0 | 0 | 0 | 0 | 0 | 0 | 0 |  | 0
2017-01-01 04:00 | 0 | 0 | 0 | 0 | 0 | 0 | 0 | 0 | 0 |  | 0
2017-01-01 05:00 | 0 | 0 | 0 | 0 | 0 | 0 | 0 | 0 | 0 |  | 0
2017-01-01 06:00 | 0 | 0 | 0 | 0 | 0 | 0 | 0 | 0 | 0 |  | 0
2017-01-01 07:00 | 0 | 0 | 0 | 8.8497 | 18.7957 | 1535.7302 | 0.5259 | 0 | 1564 |  | 195
2017-01-01 08:00 | 0 | 0.02747 | 0 | 790.7582 | 416.4692 | 13642.452 | 69.5225 | 0 | 14919 |  | 1865
2017-01-01 09:00 | 40.6205 | 2.5658 | 0 | 1087.2286 | 945.9151 | 14165.732 | 259.669 | 0 | 16502 |  | 2063
2017-01-01 10:00 | 324.4087 | 30.9077 | 88.27 | 1252.9247 | 2640.8713 | 12272.646 | 1500.9713 | 4.1431 | 18115 |  | 2264
2017-01-01 11:00 | 426.9536 | 20.9316 | 849.2106 | 2915.3486 | 5575.1816 | 28097.062 | 2657.2388 | 25.9282 | 40568 |  | 5071
2017-01-01 12:00 | 344.3329 | 26.2307 | 1368.0802 | 2567.6697 | 5968.0864 | 27819.93 | 1863.79 | 35.9096 | 39994 |  | 4999
2017-01-01 13:00 | 521.6937 | 42.03 | 580.7837 | 1997.3882 | 5198.5327 | 23940.398 | 1363.65 | 57.1297 | 33702 |  | 4213
2017-01-01 14:00 | 395.7752 | 72.326 | 303.4441 | 1146.5198 | 3478.8914 | 19364.906 | 609.8324 | 38.4744 | 25410 |  | 3176
2017-01-01 15:00 | 87.7134 | 29.3273 | 85.1216 | 279.9739 | 1633.0248 | 8928.091 | 167.719 | 10.5155 | 11221 |  | 1403
2017-01-01 16:00 | 0 | 0.26006 | 2.5755 | 7.209 | 144.9564 | 113.3845 | 5.1098 | 0 | 273 |  | 34
2017-01-01 17:00 | 0 | 0 | 0 | 0 | 0 | 0 | 0 | 0 | 0 |  | 0
2017-01-01 18:00 | 0 | 0 | 0 | 0 | 0 | 0 | 0 | 0 | 0 |  | 0
2017-01-01 19:00 | 0 | 0 | 0 | 0 | 0 | 0 | 0 | 0 | 0 |  | 0
2017-01-01 20:00 | 0 | 0 | 0 | 0 | 0 | 0 | 0 | 0 | 0 |  | 0
2017-01-01 21:00 | 0 | 0 | 0 | 0 | 0 | 0 | 0 | 0 | 0 |  | 0
2017-01-01 22:00 | 0 | 0 | 0 | 0 | 0 | 0 | 0 | 0 | 0 |  | 0
2017-01-01 23:00 | 0 | 0 | 0 | 0 | 0 | 0 | 0 | 0 | 0 |  | 0
2017-01-02 | 0 | 0 | 0 | 0 | 0 | 0 | 0 | 0 | 0 |  | 0
2017-01-02 01:00 | 0 | 0 | 0 | 0 | 0 | 0 | 0 | 0 | 0 |  | 0
2017-01-02 02:00 | 0 | 0 | 0 | 0 | 0 | 0 | 0 | 0 | 0 |  | 0
2017-01-02 03:00 | 0 | 0 | 0 | 0 | 0 | 0 | 0 | 0 | 0 |  | 0
2017-01-02 04:00 | 0 | 0 | 0 | 0 | 0 | 0 | 0 | 0 | 0 |  | 0
2017-01-02 05:00 | 0 | 0 | 0 | 0 | 0 | 0 | 0 | 0 | 0 |  | 0
2017-01-02 06:00 | 0 | 0 | 0 | 0 | 0 | 0 | 0 | 0 | 0 |  | 0
2017-01-02 07:00 | 0 | 8.1864 | 0 | 0 | 1.3438 | 451.843 | 26.7873 | 0 | 488 |  | 61
2017-01-02 08:00 | 0 | 192.3183 | 240.0568 | 624.3563 | 983.2101 | 7666.998 | 268.927 | 117.3618 | 10093 |  | 1262
2017-01-02 09:00 | 282.5038 | 309.6 | 606.1904 | 977.8573 | 1950.5388 | 9867.832 | 1389.0175 | 331.7662 | 15715 |  | 1964
2017-01-02 10:00 | 772.7143 | 462.5937 | 1591.0063 | 1267.5415 | 3298.3694 | 13267.874 | 2120.2246 | 413.7802 | 23194 |  | 2899
2017-01-02 11:00 | 1002.033 | 565.2621 | 1640.9325 | 2233.8037 | 5397.058 | 22774.506 | 2113.7373 | 625.3023 | 36353 |  | 4544
2017-01-02 12:00 | 538.8268 | 397.172 | 1155.9287 | 1324.7856 | 3614.3987 | 17222.06 | 1718.4679 | 780.7965 | 26752 |  | 3344
2017-01-02 13:00 | 177.8813 | 330.4103 | 811.8054 | 1413.1931 | 3985.6794 | 17999.342 | 1543.7351 | 623.1777 | 26885 |  | 3361
2017-01-02 14:00 | 17.894 | 135.4289 | 392.1448 | 578.9656 | 1490.8967 | 9523.625 | 673.9941 | 423.8158 | 13237 |  | 1655
2017-01-02 15:00 | 0 | 39.2318 | 96.9317 | 133.2532 | 379.8004 | 1812.7587 | 158.5607 | 27.4024 | 2648 |  | 331
2017-01-02 16:00 | 0 | 0 | 0 | 2.1214 | 3.7016 | 37.0217 | 0.10763 | 0 | 43 |  | 5
2017-01-02 17:00 | 0 | 0 | 0 | 0 | 0 | 0 | 0 | 0 | 0 |  | 0
2017-01-02 18:00 | 0 | 0 | 0 | 0 | 0 | 0 | 0 | 0 | 0 |  | 0
2017-01-02 19:00 | 0 | 0 | 0 | 0 | 0 | 0 | 0 | 0 | 0 |  | 0
2017-01-02 20:00 | 0 | 0 | 0 | 0 | 0 | 0 | 0 | 0 | 0 |  | 0
2017-01-02 21:00 | 0 | 0 | 0 | 0 | 0 | 0 | 0 | 0 | 0 |  | 0
2017-01-02 22:00 | 0 | 0 | 0 | 0 | 0 | 0 | 0 | 0 | 0 |  | 0
2017-01-02 23:00 | 0 | 0 | 0 | 0 | 0 | 0 | 0 | 0 | 0 |  | 0
2017-01-03 | 0 | 0 | 0 | 0 | 0 | 0 | 0 | 0 | 0 |  | 0
2017-01-03 01:00 | 0 | 0 | 0 | 0 | 0 | 0 | 0 | 0 | 0 |  | 0
2017-01-03 02:00 | 0 | 0 | 0 | 0 | 0 | 0 | 0 | 0 | 0 |  | 0
2017-01-03 03:00 | 0 | 0 | 0 | 0 | 0 | 0 | 0 | 0 | 0 |  | 0
2017-01-03 04:00 | 0 | 0 | 0 | 0 | 0 | 0 | 0 | 0 | 0 |  | 0
2017-01-03 05:00 | 0 | 0 | 0 | 0 | 0 | 0 | 0 | 0 | 0 |  | 0
2017-01-03 06:00 | 0 | 0 | 0 | 0 | 0 | 0 | 0 | 0 | 0 |  | 0
2017-01-03 07:00 | 0 | 0 | 0 | 2.6793 | 0 | 152.7176 | 5.5471 | 0 | 161 |  | 20
2017-01-03 08:00 | 0 | 37.4411 | 62.6511 | 83.7294 | 243.8234 | 1458.6935 | 180.9063 | 14.5074 | 2082 |  | 260
2017-01-03 09:00 | 32.1814 | 76.9921 | 198.4898 | 207.9897 | 682.9648 | 3466.599 | 355.6843 | 174.1195 | 5195 |  | 649
2017-01-03 10:00 | 56.776 | 80.8843 | 228.9591 | 252.9722 | 737.2083 | 3814.964 | 440.8198 | 284.2253 | 5897 |  | 737
2017-01-03 11:00 | 82.3162 | 95.2802 | 274.1536 | 252.7601 | 884.1784 | 2718.5403 | 425.3102 | 190.4197 | 4923 |  | 615
2017-01-03 12:00 | 91.2542 | 217.7473 | 222.7423 | 255.8276 | 777.783 | 2666.4653 | 288.8823 | 267.063 | 4788 |  | 598
2017-01-03 13:00 | 84.6338 | 168.2216 | 148.0608 | 159.7938 | 569.8317 | 2499.5066 | 239.6421 | 119.1537 | 3989 |  | 499
2017-01-03 14:00 | 29.7028 | 87.1739 | 89.592 | 88.4333 | 335.3749 | 1078.029 | 124.0562 | 97.5532 | 1930 |  | 241
2017-01-03 15:00 | 4.8467 | 12.9465 | 6.1193 | 16.6343 | 79.1506 | 276.3966 | 31.764 | 18.0835 | 446 |  | 56
2017-01-03 16:00 | 0 | 0 | 0 | 0 | 0 | 0 | 0 | 0 | 0 |  | 0
2017-01-03 17:00 | 0 | 0 | 0 | 0 | 0 | 0 | 0 | 0 | 0 |  | 0
2017-01-03 18:00 | 0 | 0 | 0 | 0 | 0 | 0 | 0 | 0 | 0 |  | 0
2017-01-03 19:00 | 0 | 0 | 0 | 0 | 0 | 0 | 0 | 0 | 0 |  | 0
2017-01-03 20:00 | 0 | 0 | 0 | 0 | 0 | 0 | 0 | 0 | 0 |  | 0
2017-01-03 21:00 | 0 | 0 | 0 | 0 | 0 | 0 | 0 | 0 | 0 |  | 0
2017-01-03 22:00 | 0 | 0 | 0 | 0 | 0 | 0 | 0 | 0 | 0 |  | 0
2017-01-03 23:00 | 0 | 0 | 0 | 0 | 0 | 0 | 0 | 0 | 0 |  | 0
2017-01-04 | 0 | 0 | 0 | 0 | 0 | 0 | 0 | 0 | 0 |  | 0
2017-01-04 01:00 | 0 | 0 | 0 | 0 | 0 | 0 | 0 | 0 | 0 |  | 0
2017-01-04 02:00 | 0 | 0 | 0 | 0 | 0 | 0 | 0 | 0 | 0 |  | 0
2017-01-04 03:00 | 0 | 0 | 0 | 0 | 0 | 0 | 0 | 0 | 0 |  | 0
2017-01-04 04:00 | 0 | 0 | 0 | 0 | 0 | 0 | 0 | 0 | 0 |  | 0
2017-01-04 05:00 | 0 | 0 | 0 | 0 | 0 | 0 | 0 | 0 | 0 |  | 0
2017-01-04 06:00 | 0 | 0 | 0 | 0 | 0 | 0 | 0 | 0 | 0 |  | 0
2017-01-04 07:00 | 385.5343 | 88.9303 | 43.2753 | 40.6002 | 97.8725 | 282.8628 | 46.432 | 118.0293 | 1104 |  | 138
2017-01-04 08:00 | 3719.6814 | 1699.3289 | 239.4028 | 910.3634 | 1153.2755 | 5635.4517 | 314.3404 | 1666.0543 | 15338 |  | 1917
2017-01-04 09:00 | 6457.4473 | 1330.875 | 708.9497 | 2177.2598 | 2008.3507 | 21840.744 | 1004.083 | 2601.6667 | 38129 |  | 4766
2017-01-04 10:00 | 17366.22 | 994.6765 | 945.6754 | 715.3991 | 2054.502 | 14189.951 | 1328.5392 | 2769.6812 | 40365 |  | 5046
2017-01-04 11:00 | 8972.887 | 1709.2626 | 1093.7496 | 1537.7538 | 3784.835 | 22667.11 | 2318.2925 | 5179.73 | 47264 |  | 5908
2017-01-04 12:00 | 6308.674 | 1122.0979 | 2156.893 | 1316.3751 | 4351.493 | 17436.139 | 1384.17 | 4117.859 | 38194 |  | 4774
2017-01-04 13:00 | 9989.545 | 964.8434 | 958.9481 | 1384.835 | 4093.956 | 23776.328 | 1129.7455 | 2981.2832 | 45279 |  | 5660
2017-01-04 14:00 | 11340.267 | 665.4866 | 466.9315 | 574.1621 | 1947.6193 | 7409.4565 | 799.8684 | 2974.0208 | 26178 |  | 3272
2017-01-04 15:00 | 4498.249 | 268.9135 | 135.8639 | 297.837 | 1617.9329 | 5587.759 | 275.9973 | 1092.5051 | 13775 |  | 1722
2017-01-04 16:00 | 218.4625 | 16.5776 | 2.8224 | 5.5544 | 24.9513 | 49.6703 | 2.0218 | 53.5882 | 374 |  | 47
2017-01-04 17:00 | 0 | 0 | 0 | 0 | 0 | 0 | 0 | 0 | 0 |  | 0
2017-01-04 18:00 | 0 | 0 | 0 | 0 | 0 | 0 | 0 | 0 | 0 |  | 0
2017-01-04 19:00 | 0 | 0 | 0 | 0 | 0 | 0 | 0 | 0 | 0 |  | 0
2017-01-04 20:00 | 0 | 0 | 0 | 0 | 0 | 0 | 0 | 0 | 0 |  | 0
2017-01-04 21:00 | 0 | 0 | 0 | 0 | 0 | 0 | 0 | 0 | 0 |  | 0
2017-01-04 22:00 | 0 | 0 | 0 | 0 | 0 | 0 | 0 | 0 | 0 |  | 0
2017-01-04 23:00 | 0 | 0 | 0 | 0 | 0 | 0 | 0 | 0 | 0 |  | 0
2017-01-05 | 0 | 0 | 0 | 0 | 0 | 0 | 0 | 0 | 0 |  | 0
2017-01-05 01:00 | 0 | 0 | 0 | 0 | 0 | 0 | 0 | 0 | 0 |  | 0
2017-01-05 02:00 | 0 | 0 | 0 | 0 | 0 | 0 | 0 | 0 | 0 |  | 0
2017-01-05 03:00 | 0 | 0 | 0 | 0 | 0 | 0 | 0 | 0 | 0 |  | 0
2017-01-05 04:00 | 0 | 0 | 0 | 0 | 0 | 0 | 0 | 0 | 0 |  | 0
2017-01-05 05:00 | 0 | 0 | 0 | 0 | 0 | 0 | 0 | 0 | 0 |  | 0
2017-01-05 06:00 | 0 | 0 | 0 | 0 | 0 | 0 | 0 | 0 | 0 |  | 0
2017-01-05 07:00 | 473.0486 | 505.1708 | 7.1296 | 19.6454 | 62.1944 | 2438.5217 | 36.221 | 447.1121 | 3989 |  | 499
2017-01-05 08:00 | 8556.728 | 2430.359 | 176.3989 | 1047.9397 | 1092.3025 | 16002.736 | 275.3321 | 4230.057 | 33812 |  | 4226
2017-01-05 09:00 | 18729.137 | 2817.4656 | 589.8563 | 2684.4822 | 1334.3282 | 24308.328 | 1674.8318 | 9371.867 | 61510 |  | 7689
2017-01-05 10:00 | 23741.002 | 2448.9587 | 2621.2068 | 2926.72 | 5091.718 | 28609.355 | 3945.1587 | 9996.844 | 79381 |  | 9923
2017-01-05 11:00 | 25484.893 | 2107.5671 | 2842.5999 | 2931.7803 | 8260.721 | 32448.787 | 3339.3525 | 11342.582 | 88758 |  | 11095
2017-01-05 12:00 | 26400.502 | 1362.4275 | 2066.0305 | 2532.1836 | 7685.7603 | 30375.877 | 2359.8909 | 10652.457 | 83435 |  | 10429
2017-01-05 13:00 | 18846.363 | 1269.0626 | 1058.9003 | 1410.0338 | 5037.396 | 22225.475 | 1549.4258 | 8585.595 | 59982 |  | 7498
2017-01-05 14:00 | 11094.55 | 522.6234 | 507.4842 | 1063.489 | 3958.5212 | 17279.53 | 824.4446 | 5929.8584 | 41181 |  | 5148
2017-01-05 15:00 | 4576.5337 | 197.073 | 131.3451 | 316.8899 | 1690.584 | 8192.924 | 275.2685 | 1865.7444 | 17246 |  | 2156
2017-01-05 16:00 | 171.209 | 9.435 | 5.6791 | 14.0599 | 78.4248 | 190.6566 | 11.3189 | 39.478 | 520 |  | 65
2017-01-05 17:00 | 0 | 0 | 0 | 0 | 0 | 0 | 0 | 0 | 0 |  | 0
2017-01-05 18:00 | 0 | 0 | 0 | 0 | 0 | 0 | 0 | 0 | 0 |  | 0
2017-01-05 19:00 | 0 | 0 | 0 | 0 | 0 | 0 | 0 | 0 | 0 |  | 0
2017-01-05 20:00 | 0 | 0 | 0 | 0 | 0 | 0 | 0 | 0 | 0 |  | 0
2017-01-05 21:00 | 0 | 0 | 0 | 0 | 0 | 0 | 0 | 0 | 0 |  | 0
2017-01-05 22:00 | 0 | 0 | 0 | 0 | 0 | 0 | 0 | 0 | 0 |  | 0
2017-01-05 23:00 | 0 | 0 | 0 | 0 | 0 | 0 | 0 | 0 | 0 |  | 0
2017-01-06 | 0 | 0 | 0 | 0 | 0 | 0 | 0 | 0 | 0 |  | 0
2017-01-06 01:00 | 0 | 0 | 0 | 0 | 0 | 0 | 0 | 0 | 0 |  | 0
2017-01-06 02:00 | 0 | 0 | 0 | 0 | 0 | 0 | 0 | 0 | 0 |  | 0
2017-01-06 03:00 | 0 | 0 | 0 | 0 | 0 | 0 | 0 | 0 | 0 |  | 0
2017-01-06 04:00 | 0 | 0 | 0 | 0 | 0 | 0 | 0 | 0 | 0 |  | 0
2017-01-06 05:00 | 0 | 0 | 0 | 0 | 0 | 0 | 0 | 0 | 0 |  | 0
2017-01-06 06:00 | 0 | 0 | 0 | 0 | 0 | 0 | 0 | 0 | 0 |  | 0
2017-01-06 07:00 | 0 | 0 | 0 | 0 | 0 | 0 | 0 | 0 | 0 |  | 0
2017-01-06 08:00 | 204.08 | 11.4042 | 0 | 0 | 0 | 92.1286 | 0 | 20.9382 | 329 |  | 41
2017-01-06 09:00 | 2625.3152 | 160.8674 | 0 | 0 | 0 | 472.0801 | 25.9902 | 168.3072 | 3453 |  | 432
2017-01-06 10:00 | 4217.418 | 564.4739 | 89.2438 | 208.8907 | 638.0146 | 1266.058 | 188.7626 | 419.2205 | 7592 |  | 949
2017-01-06 11:00 | 4809.885 | 1283.5312 | 384.5462 | 457.7403 | 2570.0798 | 2466.2778 | 254.7873 | 296.0246 | 12523 |  | 1565
2017-01-06 12:00 | 2498.2615 | 1958.9523 | 668.197 | 423.9531 | 3486.393 | 3616.961 | 164.5966 | 406.9816 | 13224 |  | 1653
2017-01-06 13:00 | 7215.9556 | 1604.2122 | 680.0292 | 701.2351 | 2389.3066 | 2871.1936 | 128.9102 | 393.9251 | 15985 |  | 1998
2017-01-06 14:00 | 8270.218 | 655.1931 | 375.3714 | 320.5334 | 3204.9343 | 1359.8239 | 94.9507 | 594.552 | 14876 |  | 1859
2017-01-06 15:00 | 3025.0186 | 219.3367 | 133.4959 | 143.7187 | 796.7009 | 943.4163 | 0.14258 | 180.3118 | 5442 |  | 680
2017-01-06 16:00 | 156.3798 | 10.9448 | 1.4821 | 7.1034 | 68.7565 | 0.45616 | 0 | 0 | 245 |  | 31
2017-01-06 17:00 | 0 | 0 | 0 | 0 | 0 | 0 | 0 | 0 | 0 |  | 0
2017-01-06 18:00 | 0 | 0 | 0 | 0 | 0 | 0 | 0 | 0 | 0 |  | 0
2017-01-06 19:00 | 0 | 0 | 0 | 0 | 0 | 0 | 0 | 0 | 0 |  | 0
2017-01-06 20:00 | 0 | 0 | 0 | 0 | 0 | 0 | 0 | 0 | 0 |  | 0
2017-01-06 21:00 | 0 | 0 | 0 | 0 | 0 | 0 | 0 | 0 | 0 |  | 0
2017-01-06 22:00 | 0 | 0 | 0 | 0 | 0 | 0 | 0 | 0 | 0 |  | 0
2017-01-06 23:00 | 0 | 0 | 0 | 0 | 0 | 0 | 0 | 0 | 0 |  | 0
2017-01-07 | 0 | 0 | 0 | 0 | 0 | 0 | 0 | 0 | 0 |  | 0
2017-01-07 01:00 | 0 | 0 | 0 | 0 | 0 | 0 | 0 | 0 | 0 |  | 0
2017-01-07 02:00 | 0 | 0 | 0 | 0 | 0 | 0 | 0 | 0 | 0 |  | 0
2017-01-07 03:00 | 0 | 0 | 0 | 0 | 0 | 0 | 0 | 0 | 0 |  | 0
2017-01-07 04:00 | 0 | 0 | 0 | 0 | 0 | 0 | 0 | 0 | 0 |  | 0
2017-01-07 05:00 | 0 | 0 | 0 | 0 | 0 | 0 | 0 | 0 | 0 |  | 0
2017-01-07 06:00 | 0 | 0 | 0 | 0 | 0 | 0 | 0 | 0 | 0 |  | 0
2017-01-07 07:00 | 7.4234 | 11.8891 | 0 | 0 | 0 | 38.9758 | 0 | 0 | 58 |  | 7
2017-01-07 08:00 | 841.4718 | 186.8516 | 39.3715 | 73.9634 | 267.914 | 684.4565 | 10.0731 | 57.1791 | 2161 |  | 270
2017-01-07 09:00 | 2319.729 | 435.2116 | 219.6577 | 225.1871 | 814.2203 | 1287.1173 | 56.6934 | 264.0942 | 5622 |  | 703
2017-01-07 10:00 | 3213.556 | 517.5184 | 200.4802 | 196.7987 | 751.9964 | 1157.1176 | 88.7982 | 470.6749 | 6597 |  | 825
2017-01-07 11:00 | 3028.5537 | 352.6255 | 176.3892 | 157.6583 | 594.3168 | 853.6802 | 39.1105 | 278.1178 | 5480 |  | 685
2017-01-07 12:00 | 2254.7852 | 307.7176 | 107.711 | 132.5266 | 464.625 | 617.9445 | 34.8655 | 223.456 | 4144 |  | 518
2017-01-07 13:00 | 2169.5576 | 151.4481 | 4.201 | 53.555 | 151.4444 | 54.1508 | 14.072 | 161.3288 | 2760 |  | 345
2017-01-07 14:00 | 1281.7944 | 26.0138 | 0 | 0 | 1.7404 | 0 | 2.4391 | 76.0617 | 1388 |  | 174
2017-01-07 15:00 | 354.2148 | 0 | 0 | 0 | 0 | 0 | 0 | 1.6684 | 356 |  | 44
2017-01-07 16:00 | 1.2319 | 0 | 0 | 0 | 0 | 0 | 0 | 0 | 1 |  | 0
2017-01-07 17:00 | 0 | 0 | 0 | 0 | 0 | 0 | 0 | 0 | 0 |  | 0
2017-01-07 18:00 | 0 | 0 | 0 | 0 | 0 | 0 | 0 | 0 | 0 |  | 0
2017-01-07 19:00 | 0 | 0 | 0 | 0 | 0 | 0 | 0 | 0 | 0 |  | 0
2017-01-07 20:00 | 0 | 0 | 0 | 0 | 0 | 0 | 0 | 0 | 0 |  | 0
2017-01-07 21:00 | 0 | 0 | 0 | 0 | 0 | 0 | 0 | 0 | 0 |  | 0
2017-01-07 22:00 | 0 | 0 | 0 | 0 | 0 | 0 | 0 | 0 | 0 |  | 0
2017-01-07 23:00 | 0 | 0 | 0 | 0 | 0 | 0 | 0 | 0 | 0 |  | 0
2017-01-08 | 0 | 0 | 0 | 0 | 0 | 0 | 0 | 0 | 0 |  | 0
2017-01-08 01:00 | 0 | 0 | 0 | 0 | 0 | 0 | 0 | 0 | 0 |  | 0
2017-01-08 02:00 | 0 | 0 | 0 | 0 | 0 | 0 | 0 | 0 | 0 |  | 0
2017-01-08 03:00 | 0 | 0 | 0 | 0 | 0 | 0 | 0 | 0 | 0 |  | 0
2017-01-08 04:00 | 0 | 0 | 0 | 0 | 0 | 0 | 0 | 0 | 0 |  | 0
2017-01-08 05:00 | 0 | 0 | 0 | 0 | 0 | 0 | 0 | 0 | 0 |  | 0
2017-01-08 06:00 | 0 | 0 | 0 | 0 | 0 | 0 | 0 | 0 | 0 |  | 0
2017-01-08 07:00 | 29.2677 | 2.5829 | 0 | 0 | 0 | 5.7659 | 0 | 0.0055068 | 38 |  | 5
2017-01-08 08:00 | 1087.6184 | 65.6563 | 0 | 1.6807 | 0 | 193.9818 | 0 | 186.5853 | 1536 |  | 192
2017-01-08 09:00 | 2600.3633 | 108.5221 | 0 | 25.8673 | 0 | 500.2919 | 98.2551 | 558.8923 | 3892 |  | 487
2017-01-08 10:00 | 4261.6094 | 106.3283 | 0 | 35.7523 | 23.7366 | 757.5278 | 567.6288 | 813.8641 | 6566 |  | 821
2017-01-08 11:00 | 4603.2393 | 53.609 | 0 | 36.8122 | 146.2929 | 937.1069 | 1040.7366 | 924.3373 | 7742 |  | 968
2017-01-08 12:00 | 3889.6458 | 13.3848 | 0 | 29.5345 | 159.4541 | 1101.5254 | 516.8339 | 927.7035 | 6638 |  | 830
2017-01-08 13:00 | 4011.0303 | 7.4463 | 0 | 14.8849 | 90.4261 | 1378.8492 | 419.7524 | 1926.2806 | 7849 |  | 981
2017-01-08 14:00 | 2265.3667 | 0 | 0 | 2.1974 | 45.2986 | 1196.8796 | 203.2113 | 1369.8528 | 5083 |  | 635
2017-01-08 15:00 | 401.2754 | 0 | 0 | 0 | 3.6381 | 538.12 | 53.5499 | 448.9695 | 1446 |  | 181
2017-01-08 16:00 | 47.7514 | 0 | 0 | 0 | 0 | 3.3203 | 7.8031 | 8.7153 | 68 |  | 8
2017-01-08 17:00 | 0 | 0 | 0 | 0 | 0 | 0 | 0 | 0 | 0 |  | 0
2017-01-08 18:00 | 0 | 0 | 0 | 0 | 0 | 0 | 0 | 0 | 0 |  | 0
2017-01-08 19:00 | 0 | 0 | 0 | 0 | 0 | 0 | 0 | 0 | 0 |  | 0
2017-01-08 20:00 | 0 | 0 | 0 | 0 | 0 | 0 | 0 | 0 | 0 |  | 0
2017-01-08 21:00 | 0 | 0 | 0 | 0 | 0 | 0 | 0 | 0 | 0 |  | 0
2017-01-08 22:00 | 0 | 0 | 0 | 0 | 0 | 0 | 0 | 0 | 0 |  | 0
2017-01-08 23:00 | 0 | 0 | 0 | 0 | 0 | 0 | 0 | 0 | 0 |  | 0
2017-01-09 | 0 | 0 | 0 | 0 | 0 | 0 | 0 | 0 | 0 |  | 0
2017-01-09 01:00 | 0 | 0 | 0 | 0 | 0 | 0 | 0 | 0 | 0 |  | 0
2017-01-09 02:00 | 0 | 0 | 0 | 0 | 0 | 0 | 0 | 0 | 0 |  | 0
2017-01-09 03:00 | 0 | 0 | 0 | 0 | 0 | 0 | 0 | 0 | 0 |  | 0
2017-01-09 04:00 | 0 | 0 | 0 | 0 | 0 | 0 | 0 | 0 | 0 |  | 0
2017-01-09 05:00 | 0 | 0 | 0 | 0 | 0 | 0 | 0 | 0 | 0 |  | 0
2017-01-09 06:00 | 0 | 0 | 0 | 0 | 0 | 0 | 0 | 0 | 0 |  | 0
2017-01-09 07:00 | 86.8406 | 6.175 | 0 | 0 | 0 | 146.2857 | 4.3257 | 48.8999 | 293 |  | 37
2017-01-09 08:00 | 1803.2971 | 104.2619 | 0 | 0 | 0 | 1183.03 | 57.1394 | 579.8381 | 3728 |  | 466
2017-01-09 09:00 | 4282.6284 | 148.5015 | 0 | 43.0372 | 0 | 2051.1553 | 431.5314 | 1852.2598 | 8809 |  | 1101
2017-01-09 10:00 | 5433.124 | 154.348 | 0 | 82.8837 | 87.1333 | 2632.5796 | 1065.8054 | 2308.3372 | 11764 |  | 1471
2017-01-09 11:00 | 7074.9087 | 104.0549 | 0 | 96.6162 | 259.6922 | 3635.7385 | 1099.9222 | 2097.8628 | 14369 |  | 1796
2017-01-09 12:00 | 5094.684 | 62.9623 | 0 | 68.5457 | 228.4243 | 3646.7405 | 883.5761 | 1714.7896 | 11700 |  | 1462
2017-01-09 13:00 | 4286.9526 | 36.4368 | 0 | 20.7422 | 93.4198 | 1736.2698 | 612.5233 | 1051.8761 | 7838 |  | 980
2017-01-09 14:00 | 3050.889 | 1.667 | 0 | 0 | 1.2371 | 780.4016 | 308.3499 | 672.313 | 4815 |  | 602
2017-01-09 15:00 | 1140.8987 | 0 | 0 | 0 | 0 | 216.8547 | 109.8494 | 242.8291 | 1710 |  | 214
2017-01-09 16:00 | 15.5357 | 0 | 0 | 0 | 0 | 10.7099 | 7.9357 | 8.6494 | 43 |  | 5
2017-01-09 17:00 | 0 | 0 | 0 | 0 | 0 | 0 | 0 | 0 | 0 |  | 0
2017-01-09 18:00 | 0 | 0 | 0 | 0 | 0 | 0 | 0 | 0 | 0 |  | 0
2017-01-09 19:00 | 0 | 0 | 0 | 0 | 0 | 0 | 0 | 0 | 0 |  | 0
2017-01-09 20:00 | 0 | 0 | 0 | 0 | 0 | 0 | 0 | 0 | 0 |  | 0
2017-01-09 21:00 | 0 | 0 | 0 | 0 | 0 | 0 | 0 | 0 | 0 |  | 0
2017-01-09 22:00 | 0 | 0 | 0 | 0 | 0 | 0 | 0 | 0 | 0 |  | 0
2017-01-09 23:00 | 0 | 0 | 0 | 0 | 0 | 0 | 0 | 0 | 0 |  | 0
2017-01-10 | 0 | 0 | 0 | 0 | 0 | 0 | 0 | 0 | 0 |  | 0
2017-01-10 01:00 | 0 | 0 | 0 | 0 | 0 | 0 | 0 | 0 | 0 |  | 0
2017-01-10 02:00 | 0 | 0 | 0 | 0 | 0 | 0 | 0 | 0 | 0 |  | 0
2017-01-10 03:00 | 0 | 0 | 0 | 0 | 0 | 0 | 0 | 0 | 0 |  | 0
2017-01-10 04:00 | 0 | 0 | 0 | 0 | 0 | 0 | 0 | 0 | 0 |  | 0
2017-01-10 05:00 | 0 | 0 | 0 | 0 | 0 | 0 | 0 | 0 | 0 |  | 0
2017-01-10 06:00 | 0 | 0 | 0 | 0 | 0 | 0 | 0 | 0 | 0 |  | 0
2017-01-10 07:00 | 77.4661 | 0 | 0 | 0 | 0 | 291.4491 | 15.8475 | 26.4206 | 411 |  | 51
2017-01-10 08:00 | 1541.5153 | 9.0418 | 0 | 0 | 0 | 696.0625 | 160.8286 | 394.6463 | 2802 |  | 350
2017-01-10 09:00 | 4670.6367 | 172.6953 | 0 | 46.2588 | 0.033908 | 2473.236 | 436.922 | 1622.8026 | 9423 |  | 1178
2017-01-10 10:00 | 5671.2246 | 192.616 | 0 | 98.5858 | 126.1737 | 3552.0667 | 1290.4327 | 2466.3125 | 13397 |  | 1675
2017-01-10 11:00 | 6753.736 | 155.3803 | 0 | 95.5718 | 323.0508 | 2996.7112 | 1317.2892 | 1501.1399 | 13143 |  | 1643
2017-01-10 12:00 | 7356.0195 | 106.4892 | 0 | 171.0211 | 384.4427 | 3191.661 | 1270.3115 | 1727.7507 | 14208 |  | 1776
2017-01-10 13:00 | 13293.038 | 33.386 | 0 | 122.2279 | 179.3252 | 3608.433 | 1019.8393 | 1212.2212 | 19468 |  | 2434
2017-01-10 14:00 | 10826.468 | 20.2665 | 0 | 57.1954 | 6.1524 | 2253.3853 | 619.55 | 1141.9137 | 14925 |  | 1866
2017-01-10 15:00 | 2806.4026 | 0 | 0 | 6.7686 | 0.014459 | 600.1424 | 238.9253 | 153.5941 | 3806 |  | 476
2017-01-10 16:00 | 78.8301 | 0 | 0 | 0 | 0 | 18.1998 | 8.2978 | 1.3911 | 107 |  | 13
2017-01-10 17:00 | 0 | 0 | 0 | 0 | 0 | 0 | 0 | 0 | 0 |  | 0
2017-01-10 18:00 | 0 | 0 | 0 | 0 | 0 | 0 | 0 | 0 | 0 |  | 0
2017-01-10 19:00 | 0 | 0 | 0 | 0 | 0 | 0 | 0 | 0 | 0 |  | 0
2017-01-10 20:00 | 0 | 0 | 0 | 0 | 0 | 0 | 0 | 0 | 0 |  | 0
2017-01-10 21:00 | 0 | 0 | 0 | 0 | 0 | 0 | 0 | 0 | 0 |  | 0
2017-01-10 22:00 | 0 | 0 | 0 | 0 | 0 | 0 | 0 | 0 | 0 |  | 0
2017-01-10 23:00 | 0 | 0 | 0 | 0 | 0 | 0 | 0 | 0 | 0 |  | 0
2017-01-11 | 0 | 0 | 0 | 0 | 0 | 0 | 0 | 0 | 0 |  | 0
2017-01-11 01:00 | 0 | 0 | 0 | 0 | 0 | 0 | 0 | 0 | 0 |  | 0
2017-01-11 02:00 | 0 | 0 | 0 | 0 | 0 | 0 | 0 | 0 | 0 |  | 0
2017-01-11 03:00 | 0 | 0 | 0 | 0 | 0 | 0 | 0 | 0 | 0 |  | 0
2017-01-11 04:00 | 0 | 0 | 0 | 0 | 0 | 0 | 0 | 0 | 0 |  | 0
2017-01-11 05:00 | 0 | 0 | 0 | 0 | 0 | 0 | 0 | 0 | 0 |  | 0
2017-01-11 06:00 | 0 | 0 | 0 | 0 | 0 | 0 | 0 | 0 | 0 |  | 0
2017-01-11 07:00 | 475.519 | 6.6901 | 0 | 3.0112 | 0.2311 | 103.1107 | 5.2872 | 34.3065 | 628 |  | 79
2017-01-11 08:00 | 8275.735 | 2273.3535 | 162.0673 | 1125.5891 | 1038.5476 | 10056.088 | 234.2892 | 3969.0908 | 27135 |  | 3392
2017-01-11 09:00 | 18212.975 | 3146.02 | 494.3345 | 2574.644 | 1115.9956 | 22666.115 | 1505.3062 | 8771.079 | 58486 |  | 7311
2017-01-11 10:00 | 25395.512 | 3282.0552 | 2626.9592 | 2918.933 | 4408.0786 | 28629.846 | 3746.8508 | 7399.3394 | 78408 |  | 9801
2017-01-11 11:00 | 28489.594 | 2417.266 | 3253.6912 | 2907.8708 | 8183.2754 | 31659.965 | 3857.4172 | 10405.67 | 91175 |  | 11397
2017-01-11 12:00 | 26790.062 | 1438.6847 | 2457.8108 | 2605.7922 | 8492.626 | 31459.117 | 2612.446 | 11714.41 | 87571 |  | 10946
2017-01-11 13:00 | 19168.44 | 1142.7357 | 999.8312 | 1927.7455 | 6426.4414 | 27715.682 | 1609.2231 | 10115.054 | 69105 |  | 8638
2017-01-11 14:00 | 12045.787 | 837.4916 | 593.7377 | 870.9706 | 3292.065 | 15064.924 | 775.7992 | 4386.8906 | 37868 |  | 4733
2017-01-11 15:00 | 3274.9236 | 425.4383 | 258.4857 | 320.6519 | 1097.8934 | 4139.99 | 364.5566 | 2241.4893 | 12123 |  | 1515
2017-01-11 16:00 | 107.9579 | 11.7545 | 1.7029 | 12.3389 | 25.8667 | 235.5662 | 14.9662 | 43.1755 | 453 |  | 57
2017-01-11 17:00 | 0 | 0 | 0 | 0 | 0 | 0 | 0 | 0 | 0 |  | 0
2017-01-11 18:00 | 0 | 0 | 0 | 0 | 0 | 0 | 0 | 0 | 0 |  | 0
2017-01-11 19:00 | 0 | 0 | 0 | 0 | 0 | 0 | 0 | 0 | 0 |  | 0
2017-01-11 20:00 | 0 | 0 | 0 | 0 | 0 | 0 | 0 | 0 | 0 |  | 0
2017-01-11 21:00 | 0 | 0 | 0 | 0 | 0 | 0 | 0 | 0 | 0 |  | 0
2017-01-11 22:00 | 0 | 0 | 0 | 0 | 0 | 0 | 0 | 0 | 0 |  | 0
2017-01-11 23:00 | 0 | 0 | 0 | 0 | 0 | 0 | 0 | 0 | 0 |  | 0
2017-01-12 | 0 | 0 | 0 | 0 | 0 | 0 | 0 | 0 | 0 |  | 0
2017-01-12 01:00 | 0 | 0 | 0 | 0 | 0 | 0 | 0 | 0 | 0 |  | 0
2017-01-12 02:00 | 0 | 0 | 0 | 0 | 0 | 0 | 0 | 0 | 0 |  | 0
2017-01-12 03:00 | 0 | 0 | 0 | 0 | 0 | 0 | 0 | 0 | 0 |  | 0
2017-01-12 04:00 | 0 | 0 | 0 | 0 | 0 | 0 | 0 | 0 | 0 |  | 0
2017-01-12 05:00 | 0 | 0 | 0 | 0 | 0 | 0 | 0 | 0 | 0 |  | 0
2017-01-12 06:00 | 0 | 0 | 0 | 0 | 0 | 0 | 0 | 0 | 0 |  | 0
2017-01-12 07:00 | 26.7334 | 0 | 0 | 1.0875 | 0.0098165 | 59.6933 | 25.9091 | 1.7769 | 115 |  | 14
2017-01-12 08:00 | 1355.9099 | 254.8258 | 223.6066 | 265.6256 | 698.7565 | 2274.5361 | 125.9552 | 284.3943 | 5484 |  | 685
2017-01-12 09:00 | 3232.5637 | 1033.8744 | 619.8853 | 659.9638 | 1818.9044 | 6584.861 | 383.8444 | 762.3812 | 15096 |  | 1887
2017-01-12 10:00 | 4558.0137 | 2833.6575 | 1682.937 | 1554.3506 | 3532.5884 | 16517.502 | 887.9375 | 1491.4648 | 33058 |  | 4132
2017-01-12 11:00 | 8519.509 | 1315.2174 | 1576.8269 | 943.8212 | 3017.5298 | 14669.43 | 630.6185 | 1713.7279 | 32387 |  | 4048
2017-01-12 12:00 | 6630.7285 | 1201.4447 | 1080.5912 | 991.0408 | 2751.6067 | 12386.784 | 1200.2756 | 1814.9785 | 28057 |  | 3507
2017-01-12 13:00 | 2982.7085 | 511.83 | 305.8476 | 347.0698 | 858.9013 | 6300.2246 | 627.9967 | 860.9064 | 12795 |  | 1599
2017-01-12 14:00 | 1340.9133 | 157.7238 | 244.2855 | 143.431 | 408.3849 | 1737.0306 | 158.4196 | 304.4266 | 4495 |  | 562
2017-01-12 15:00 | 727.0543 | 55.0477 | 27.8447 | 47.7979 | 45.7223 | 876.105 | 71.1457 | 139.0591 | 1990 |  | 249
2017-01-12 16:00 | 5.8639 | 3.0835 | 0 | 0 | 0 | 8.3853 | 1.6903 | 0.78859 | 20 |  | 2
2017-01-12 17:00 | 0 | 0 | 0 | 0 | 0 | 0 | 0 | 0 | 0 |  | 0
2017-01-12 18:00 | 0 | 0 | 0 | 0 | 0 | 0 | 0 | 0 | 0 |  | 0
2017-01-12 19:00 | 0 | 0 | 0 | 0 | 0 | 0 | 0 | 0 | 0 |  | 0
2017-01-12 20:00 | 0 | 0 | 0 | 0 | 0 | 0 | 0 | 0 | 0 |  | 0
2017-01-12 21:00 | 0 | 0 | 0 | 0 | 0 | 0 | 0 | 0 | 0 |  | 0
2017-01-12 22:00 | 0 | 0 | 0 | 0 | 0 | 0 | 0 | 0 | 0 |  | 0
2017-01-12 23:00 | 0 | 0 | 0 | 0 | 0 | 0 | 0 | 0 | 0 |  | 0
2017-01-13 | 0 | 0 | 0 | 0 | 0 | 0 | 0 | 0 | 0 |  | 0
2017-01-13 01:00 | 0 | 0 | 0 | 0 | 0 | 0 | 0 | 0 | 0 |  | 0
2017-01-13 02:00 | 0 | 0 | 0 | 0 | 0 | 0 | 0 | 0 | 0 |  | 0
2017-01-13 03:00 | 0 | 0 | 0 | 0 | 0 | 0 | 0 | 0 | 0 |  | 0
2017-01-13 04:00 | 0 | 0 | 0 | 0 | 0 | 0 | 0 | 0 | 0 |  | 0
2017-01-13 05:00 | 0 | 0 | 0 | 0 | 0 | 0 | 0 | 0 | 0 |  | 0
2017-01-13 06:00 | 0 | 0 | 0 | 0 | 0 | 0 | 0 | 0 | 0 |  | 0
2017-01-13 07:00 | 795.2914 | 453.586 | 6.6069 | 58.4797 | 83.8805 | 2449.9038 | 42.0872 | 418.8824 | 4309 |  | 539
2017-01-13 08:00 | 5084.605 | 2381.1262 | 241.5657 | 1074.5671 | 1566.6113 | 15040.641 | 264.5926 | 3485.9873 | 29140 |  | 3642
2017-01-13 09:00 | 16203.495 | 1052.2504 | 475.2686 | 2648.5264 | 2067.4163 | 23553.602 | 1567.8241 | 8223.099 | 55791 |  | 6974
2017-01-13 10:00 | 26453.254 | 3770.639 | 2524.7644 | 2952.442 | 4557.654 | 29125.578 | 3865.719 | 7071.595 | 80322 |  | 10040
2017-01-13 11:00 | 31412.703 | 2658.6648 | 3363.0251 | 2981.8147 | 8352.648 | 32468.193 | 4087.5771 | 12214.834 | 97539 |  | 12192
2017-01-13 12:00 | 30546.258 | 1435.5424 | 2659.7546 | 2745.7324 | 8751.617 | 32474.934 | 2910.98 | 7149.0137 | 88674 |  | 11084
2017-01-13 13:00 | 26997.22 | 1118.1766 | 1114.6853 | 2168.3572 | 7327.947 | 29254.656 | 1631.4515 | 10730.408 | 80343 |  | 10043
2017-01-13 14:00 | 19079.246 | 470.711 | 558.7498 | 1315.8682 | 5034.1772 | 21514.008 | 869.2426 | 8068.1187 | 56910 |  | 7114
2017-01-13 15:00 | 5105.3613 | 206.8389 | 143.6116 | 384.1528 | 2452.6272 | 10421.69 | 233.1099 | 3574.804 | 22522 |  | 2815
2017-01-13 16:00 | 141.9543 | 11.8752 | 10.127 | 13.6405 | 242.5811 | 713.3635 | 16.4367 | 59.2351 | 1209 |  | 151
2017-01-13 17:00 | 0 | 0 | 0 | 0 | 0 | 0 | 0 | 0 | 0 |  | 0
2017-01-13 18:00 | 0 | 0 | 0 | 0 | 0 | 0 | 0 | 0 | 0 |  | 0
2017-01-13 19:00 | 0 | 0 | 0 | 0 | 0 | 0 | 0 | 0 | 0 |  | 0
2017-01-13 20:00 | 0 | 0 | 0 | 0 | 0 | 0 | 0 | 0 | 0 |  | 0
2017-01-13 21:00 | 0 | 0 | 0 | 0 | 0 | 0 | 0 | 0 | 0 |  | 0
2017-01-13 22:00 | 0 | 0 | 0 | 0 | 0 | 0 | 0 | 0 | 0 |  | 0
2017-01-13 23:00 | 0 | 0 | 0 | 0 | 0 | 0 | 0 | 0 | 0 |  | 0
2017-01-14 | 0 | 0 | 0 | 0 | 0 | 0 | 0 | 0 | 0 |  | 0
2017-01-14 01:00 | 0 | 0 | 0 | 0 | 0 | 0 | 0 | 0 | 0 |  | 0
2017-01-14 02:00 | 0 | 0 | 0 | 0 | 0 | 0 | 0 | 0 | 0 |  | 0
2017-01-14 03:00 | 0 | 0 | 0 | 0 | 0 | 0 | 0 | 0 | 0 |  | 0
2017-01-14 04:00 | 0 | 0 | 0 | 0 | 0 | 0 | 0 | 0 | 0 |  | 0
2017-01-14 05:00 | 0 | 0 | 0 | 0 | 0 | 0 | 0 | 0 | 0 |  | 0
2017-01-14 06:00 | 0 | 0 | 0 | 0 | 0 | 0 | 0 | 0 | 0 |  | 0
2017-01-14 07:00 | 1073.0796 | 568.7773 | 6.885 | 50.3547 | 94.4298 | 2648.608 | 37.1914 | 478.6527 | 4958 |  | 620
2017-01-14 08:00 | 6048.227 | 2839.4177 | 373.0468 | 1517.0952 | 1458.5616 | 16468.682 | 283.8032 | 3628.0898 | 32617 |  | 4077
2017-01-14 09:00 | 8917.289 | 2043.0598 | 852.2952 | 1291.4852 | 2367.3481 | 16516.557 | 1028.641 | 4218.688 | 37235 |  | 4654
2017-01-14 10:00 | 16996.549 | 2760.165 | 2071.171 | 1784.7786 | 4552.4414 | 17392.436 | 2205.0105 | 7102.858 | 54865 |  | 6858
2017-01-14 11:00 | 20578.748 | 3150.161 | 3240.2485 | 2724.6638 | 7600.878 | 25581.807 | 3005.9175 | 7435.159 | 73318 |  | 9165
2017-01-14 12:00 | 25513.973 | 1909.3795 | 2530.3574 | 2537.401 | 8563.466 | 28745.459 | 3061.1912 | 8998.488 | 81860 |  | 10232
2017-01-14 13:00 | 12917.605 | 1312.6475 | 1105.4475 | 2017.6945 | 7257.571 | 29743.809 | 2001.0164 | 9618.084 | 65974 |  | 8247
2017-01-14 14:00 | 11391.011 | 749.1621 | 727.2373 | 743.5533 | 3796.24 | 16621.479 | 1097.8704 | 6805.0347 | 41932 |  | 5241
2017-01-14 15:00 | 2535.4487 | 155.878 | 120.7273 | 294.1445 | 1304.9415 | 3830.0247 | 346.7086 | 2768.63 | 11357 |  | 1420
2017-01-14 16:00 | 276.2681 | 2.8315 | 0 | 4.1421 | 18.367 | 147.2417 | 13.556 | 45.2395 | 508 |  | 63
2017-01-14 17:00 | 0 | 0 | 0 | 0 | 0 | 0 | 0 | 0 | 0 |  | 0
2017-01-14 18:00 | 0 | 0 | 0 | 0 | 0 | 0 | 0 | 0 | 0 |  | 0
2017-01-14 19:00 | 0 | 0 | 0 | 0 | 0 | 0 | 0 | 0 | 0 |  | 0
2017-01-14 20:00 | 0 | 0 | 0 | 0 | 0 | 0 | 0 | 0 | 0 |  | 0
2017-01-14 21:00 | 0 | 0 | 0 | 0 | 0 | 0 | 0 | 0 | 0 |  | 0
2017-01-14 22:00 | 0 | 0 | 0 | 0 | 0 | 0 | 0 | 0 | 0 |  | 0
2017-01-14 23:00 | 0 | 0 | 0 | 0 | 0 | 0 | 0 | 0 | 0 |  | 0
2017-01-15 | 0 | 0 | 0 | 0 | 0 | 0 | 0 | 0 | 0 |  | 0
2017-01-15 01:00 | 0 | 0 | 0 | 0 | 0 | 0 | 0 | 0 | 0 |  | 0
2017-01-15 02:00 | 0 | 0 | 0 | 0 | 0 | 0 | 0 | 0 | 0 |  | 0
2017-01-15 03:00 | 0 | 0 | 0 | 0 | 0 | 0 | 0 | 0 | 0 |  | 0
2017-01-15 04:00 | 0 | 0 | 0 | 0 | 0 | 0 | 0 | 0 | 0 |  | 0
2017-01-15 05:00 | 0 | 0 | 0 | 0 | 0 | 0 | 0 | 0 | 0 |  | 0
2017-01-15 06:00 | 0 | 0 | 0 | 0 | 0 | 0 | 0 | 0 | 0 |  | 0
2017-01-15 07:00 | 272.7495 | 485.1654 | 3.8294 | 46.9247 | 96.6384 | 2550.77 | 39.1497 | 454.4448 | 3950 |  | 494
2017-01-15 08:00 | 7468.111 | 2946.3772 | 244.9216 | 1471.8259 | 1286.8889 | 15546.735 | 292.3847 | 4508.191 | 33765 |  | 4221
2017-01-15 09:00 | 11997.693 | 3791.9836 | 468.7441 | 2687.2488 | 1234.0555 | 24017.875 | 1614.7805 | 9525.104 | 55337 |  | 6917
2017-01-15 10:00 | 17917.023 | 4412.8784 | 2599.3647 | 2981.9978 | 4408.367 | 30006.43 | 3936.9058 | 12422.341 | 78685 |  | 9836
2017-01-15 11:00 | 28048.072 | 3138.5237 | 3455.944 | 3005.3936 | 8585.311 | 33064.67 | 4250.639 | 13531.127 | 97080 |  | 12135
2017-01-15 12:00 | 30707.02 | 1599.264 | 2694.2847 | 2763.6528 | 8766.198 | 33115.816 | 3143.3416 | 13079.363 | 95869 |  | 11984
2017-01-15 13:00 | 26724.957 | 1197.7683 | 1186.047 | 2173.127 | 7249.4536 | 29786.373 | 1913.6475 | 11019.463 | 81251 |  | 10156
2017-01-15 14:00 | 19487.994 | 517.7259 | 596.382 | 1314.9398 | 4910.4263 | 22421.482 | 836.7201 | 8250.211 | 58336 |  | 7292
2017-01-15 15:00 | 6531.1426 | 236.5962 | 160.852 | 391.9381 | 2460.8389 | 12005.742 | 305.2431 | 3979.606 | 26072 |  | 3259
2017-01-15 16:00 | 311.3141 | 30.3126 | 23.6618 | 22.2144 | 440.7394 | 1396.0061 | 27.8754 | 96.4156 | 2349 |  | 294
2017-01-15 17:00 | 0 | 0 | 0 | 0 | 0 | 0 | 0 | 0 | 0 |  | 0
2017-01-15 18:00 | 0 | 0 | 0 | 0 | 0 | 0 | 0 | 0 | 0 |  | 0
2017-01-15 19:00 | 0 | 0 | 0 | 0 | 0 | 0 | 0 | 0 | 0 |  | 0
2017-01-15 20:00 | 0 | 0 | 0 | 0 | 0 | 0 | 0 | 0 | 0 |  | 0
2017-01-15 21:00 | 0 | 0 | 0 | 0 | 0 | 0 | 0 | 0 | 0 |  | 0
2017-01-15 22:00 | 0 | 0 | 0 | 0 | 0 | 0 | 0 | 0 | 0 |  | 0
2017-01-15 23:00 | 0 | 0 | 0 | 0 | 0 | 0 | 0 | 0 | 0 |  | 0
2017-01-16 | 0 | 0 | 0 | 0 | 0 | 0 | 0 | 0 | 0 |  | 0
2017-01-16 01:00 | 0 | 0 | 0 | 0 | 0 | 0 | 0 | 0 | 0 |  | 0
2017-01-16 02:00 | 0 | 0 | 0 | 0 | 0 | 0 | 0 | 0 | 0 |  | 0
2017-01-16 03:00 | 0 | 0 | 0 | 0 | 0 | 0 | 0 | 0 | 0 |  | 0
2017-01-16 04:00 | 0 | 0 | 0 | 0 | 0 | 0 | 0 | 0 | 0 |  | 0
2017-01-16 05:00 | 0 | 0 | 0 | 0 | 0 | 0 | 0 | 0 | 0 |  | 0
2017-01-16 06:00 | 0 | 0 | 0 | 0 | 0 | 0 | 0 | 0 | 0 |  | 0
2017-01-16 07:00 | 846.8892 | 651.5796 | 6.1741 | 48.578 | 98.6707 | 3349.7158 | 51.4241 | 441.5486 | 5495 |  | 687
2017-01-16 08:00 | 9022.031 | 3062.523 | 238.3252 | 1498.4036 | 1330.986 | 16133.663 | 346.7221 | 4417.379 | 36050 |  | 4506
2017-01-16 09:00 | 19611.857 | 3943.5073 | 510.3374 | 2659.5422 | 1200.2665 | 24256.287 | 1770.5594 | 9329.912 | 63282 |  | 7910
2017-01-16 10:00 | 26039.602 | 4039.5708 | 2731.5645 | 2992.8123 | 4223.45 | 29899.139 | 3922.078 | 11774.214 | 85622 |  | 10703
2017-01-16 11:00 | 30455.18 | 2831.9185 | 3380.6199 | 2992.9973 | 8402.402 | 32841.63 | 4127.6904 | 12523.309 | 97556 |  | 12194
2017-01-16 12:00 | 29310.193 | 1529.5309 | 2645.226 | 2714.2922 | 8795.893 | 32658.756 | 3102.022 | 12229.293 | 92985 |  | 11623
2017-01-16 13:00 | 24630.73 | 1177.0657 | 1144.0372 | 2153.056 | 7316.8984 | 29100.432 | 1813.3038 | 10724.537 | 78060 |  | 9758
2017-01-16 14:00 | 12008.78 | 583.1952 | 577.0323 | 1088.3931 | 4267.421 | 20354.834 | 808.5731 | 6869.0454 | 46557 |  | 5820
2017-01-16 15:00 | 5912.2847 | 342.2094 | 209.5195 | 265.5911 | 1154.2196 | 4481.431 | 179.7903 | 1557.8649 | 14103 |  | 1763
2017-01-16 16:00 | 989.4838 | 37.3234 | 24.1406 | 26.3264 | 145.922 | 283.2641 | 3.1564 | 100.8656 | 1610 |  | 201
2017-01-16 17:00 | 0 | 0 | 0 | 0 | 0 | 0 | 0 | 0 | 0 |  | 0
2017-01-16 18:00 | 0 | 0 | 0 | 0 | 0 | 0 | 0 | 0 | 0 |  | 0
2017-01-16 19:00 | 0 | 0 | 0 | 0 | 0 | 0 | 0 | 0 | 0 |  | 0
2017-01-16 20:00 | 0 | 0 | 0 | 0 | 0 | 0 | 0 | 0 | 0 |  | 0
2017-01-16 21:00 | 0 | 0 | 0 | 0 | 0 | 0 | 0 | 0 | 0 |  | 0
2017-01-16 22:00 | 0 | 0 | 0 | 0 | 0 | 0 | 0 | 0 | 0 |  | 0
2017-01-16 23:00 | 0 | 0 | 0 | 0 | 0 | 0 | 0 | 0 | 0 |  | 0
2017-01-17 | 0 | 0 | 0 | 0 | 0 | 0 | 0 | 0 | 0 |  | 0
2017-01-17 01:00 | 0 | 0 | 0 | 0 | 0 | 0 | 0 | 0 | 0 |  | 0
2017-01-17 02:00 | 0 | 0 | 0 | 0 | 0 | 0 | 0 | 0 | 0 |  | 0
2017-01-17 03:00 | 0 | 0 | 0 | 0 | 0 | 0 | 0 | 0 | 0 |  | 0
2017-01-17 04:00 | 0 | 0 | 0 | 0 | 0 | 0 | 0 | 0 | 0 |  | 0
2017-01-17 05:00 | 0 | 0 | 0 | 0 | 0 | 0 | 0 | 0 | 0 |  | 0
2017-01-17 06:00 | 0 | 0 | 0 | 0 | 0 | 0 | 0 | 0 | 0 |  | 0
2017-01-17 07:00 | 730.4294 | 213.1285 | 0 | 49.8952 | 120.2415 | 1780.6948 | 84.8484 | 296.6422 | 3276 |  | 409
2017-01-17 08:00 | 9068.659 | 1693.0372 | 532.7003 | 720.1688 | 1600.7653 | 6857.2563 | 443.9005 | 1988.1882 | 22905 |  | 2863
2017-01-17 09:00 | 19348.531 | 3147.6257 | 632.1887 | 2243.6045 | 1815.249 | 20562.422 | 1495.8512 | 7879.06 | 57125 |  | 7141
2017-01-17 10:00 | 23524.578 | 4258.054 | 2557.884 | 2902.6226 | 3875.8193 | 28369.283 | 3597.0984 | 10752.288 | 79838 |  | 9980
2017-01-17 11:00 | 29871.838 | 2995.3064 | 3367.3394 | 2956.6284 | 8072.148 | 31204.191 | 3955.9373 | 11989.536 | 94413 |  | 11802
2017-01-17 12:00 | 21920.938 | 1771.1946 | 2567.9648 | 2605.923 | 8325.322 | 30770.68 | 3049.0444 | 12028.365 | 83039 |  | 10380
2017-01-17 13:00 | 11993.635 | 1445.257 | 1222.9158 | 1760.4812 | 5647.8276 | 25211.96 | 1884.7028 | 7242.2827 | 56409 |  | 7051
2017-01-17 14:00 | 5264.71 | 833.5546 | 568.22 | 638.2248 | 1777.3092 | 9466.678 | 724.7287 | 2451.8887 | 21725 |  | 2716
2017-01-17 15:00 | 1994.2675 | 241.9736 | 130.3352 | 141.2568 | 399.137 | 2151.6177 | 275.6889 | 506.9934 | 5841 |  | 730
2017-01-17 16:00 | 98.6203 | 5.7585 | 7.0581 | 4.9086 | 19.1616 | 62.7002 | 8.1827 | 8.3547 | 215 |  | 27
2017-01-17 17:00 | 0 | 0 | 0 | 0 | 0 | 0 | 0 | 0 | 0 |  | 0
2017-01-17 18:00 | 0 | 0 | 0 | 0 | 0 | 0 | 0 | 0 | 0 |  | 0
2017-01-17 19:00 | 0 | 0 | 0 | 0 | 0 | 0 | 0 | 0 | 0 |  | 0
2017-01-17 20:00 | 0 | 0 | 0 | 0 | 0 | 0 | 0 | 0 | 0 |  | 0
2017-01-17 21:00 | 0 | 0 | 0 | 0 | 0 | 0 | 0 | 0 | 0 |  | 0
2017-01-17 22:00 | 0 | 0 | 0 | 0 | 0 | 0 | 0 | 0 | 0 |  | 0
2017-01-17 23:00 | 0 | 0 | 0 | 0 | 0 | 0 | 0 | 0 | 0 |  | 0
2017-01-18 | 0 | 0 | 0 | 0 | 0 | 0 | 0 | 0 | 0 |  | 0
2017-01-18 01:00 | 0 | 0 | 0 | 0 | 0 | 0 | 0 | 0 | 0 |  | 0
2017-01-18 02:00 | 0 | 0 | 0 | 0 | 0 | 0 | 0 | 0 | 0 |  | 0
2017-01-18 03:00 | 0 | 0 | 0 | 0 | 0 | 0 | 0 | 0 | 0 |  | 0
2017-01-18 04:00 | 0 | 0 | 0 | 0 | 0 | 0 | 0 | 0 | 0 |  | 0
2017-01-18 05:00 | 0 | 0 | 0 | 0 | 0 | 0 | 0 | 0 | 0 |  | 0
2017-01-18 06:00 | 0 | 0 | 0 | 0 | 0 | 0 | 0 | 0 | 0 |  | 0
2017-01-18 07:00 | 0 | 0 | 0 | 0 | 0 | 19.2256 | 0 | 0 | 19 |  | 2
2017-01-18 08:00 | 0 | 0 | 0 | 0 | 0 | 235.7036 | 0 | 0 | 236 |  | 29
2017-01-18 09:00 | 0.15805 | 0 | 0 | 0 | 0 | 215.7439 | 0 | 0 | 216 |  | 27
2017-01-18 10:00 | 21.977 | 0 | 0 | 0 | 0 | 108.9034 | 3.5187 | 0 | 134 |  | 17
2017-01-18 11:00 | 14.7903 | 0 | 0 | 0 | 0 | 26.7486 | 1.409 | 0 | 43 |  | 5
2017-01-18 12:00 | 115.5472 | 0 | 0 | 0 | 0 | 3.606 | 0.63986 | 0 | 120 |  | 15
2017-01-18 13:00 | 152.8156 | 0.13422 | 0 | 0 | 0 | 0.0044321 | 1.111 | 0 | 154 |  | 19
2017-01-18 14:00 | 2.9844 | 0 | 0 | 0 | 0 | 0 | 0 | 0 | 3 |  | 0
2017-01-18 15:00 | 0.00014145 | 0 | 0 | 0 | 0 | 0 | 0 | 0 | 0 |  | 0
2017-01-18 16:00 | 0 | 0 | 0 | 0 | 0 | 0 | 0 | 0 | 0 |  | 0
2017-01-18 17:00 | 0 | 0 | 0 | 0 | 0 | 0 | 0 | 0 | 0 |  | 0
2017-01-18 18:00 | 0 | 0 | 0 | 0 | 0 | 0 | 0 | 0 | 0 |  | 0
2017-01-18 19:00 | 0 | 0 | 0 | 0 | 0 | 0 | 0 | 0 | 0 |  | 0
2017-01-18 20:00 | 0 | 0 | 0 | 0 | 0 | 0 | 0 | 0 | 0 |  | 0
2017-01-18 21:00 | 0 | 0 | 0 | 0 | 0 | 0 | 0 | 0 | 0 |  | 0
2017-01-18 22:00 | 0 | 0 | 0 | 0 | 0 | 0 | 0 | 0 | 0 |  | 0
2017-01-18 23:00 | 0 | 0 | 0 | 0 | 0 | 0 | 0 | 0 | 0 |  | 0
2017-01-19 | 0 | 0 | 0 | 0 | 0 | 0 | 0 | 0 | 0 |  | 0
2017-01-19 01:00 | 0 | 0 | 0 | 0 | 0 | 0 | 0 | 0 | 0 |  | 0
2017-01-19 02:00 | 0 | 0 | 0 | 0 | 0 | 0 | 0 | 0 | 0 |  | 0
2017-01-19 03:00 | 0 | 0 | 0 | 0 | 0 | 0 | 0 | 0 | 0 |  | 0
2017-01-19 04:00 | 0 | 0 | 0 | 0 | 0 | 0 | 0 | 0 | 0 |  | 0
2017-01-19 05:00 | 0 | 0 | 0 | 0 | 0 | 0 | 0 | 0 | 0 |  | 0
2017-01-19 06:00 | 0 | 0 | 0 | 0 | 0 | 0 | 0 | 0 | 0 |  | 0
2017-01-19 07:00 | 0 | 0 | 0 | 0 | 0 | 0 | 0 | 0 | 0 |  | 0
2017-01-19 08:00 | 31.1439 | 0.8625 | 0 | 1.4089 | 0 | 0.16117 | 0 | 0 | 34 |  | 4
2017-01-19 09:00 | 336.7717 | 24.005 | 3.3839 | 12.1318 | 0.69924 | 238.2867 | 30.4603 | 19.7681 | 666 |  | 83
2017-01-19 10:00 | 817.1834 | 130.0913 | 159.4244 | 46.0143 | 81.459 | 2800.7214 | 1174.9136 | 77.0882 | 5287 |  | 661
2017-01-19 11:00 | 1496.7825 | 224.2398 | 353.2747 | 636.5252 | 1582.0642 | 14289.052 | 2777.46 | 84.459 | 21444 |  | 2680
2017-01-19 12:00 | 3274.8054 | 229.8472 | 555.6533 | 1527.2439 | 3240.7822 | 24191.2 | 3153.524 | 9.8402 | 36183 |  | 4523
2017-01-19 13:00 | 1625.3456 | 181.147 | 277.4262 | 853.6208 | 2980.5886 | 25718.9 | 1506.8568 | 251.3119 | 33395 |  | 4174
2017-01-19 14:00 | 1607.278 | 199.9882 | 118.5517 | 871.3578 | 2378.0618 | 16620.52 | 696.2699 | 518.17 | 23010 |  | 2876
2017-01-19 15:00 | 800.7179 | 208.7242 | 80.0091 | 172.969 | 1621.9803 | 8606.892 | 383.1127 | 416.4725 | 12291 |  | 1536
2017-01-19 16:00 | 125.2112 | 14.8754 | 6.1459 | 15.546 | 62.8431 | 438.6747 | 20.4012 | 23.8988 | 708 |  | 88
2017-01-19 17:00 | 0 | 0 | 0 | 0 | 0 | 0 | 0 | 0 | 0 |  | 0
2017-01-19 18:00 | 0 | 0 | 0 | 0 | 0 | 0 | 0 | 0 | 0 |  | 0
2017-01-19 19:00 | 0 | 0 | 0 | 0 | 0 | 0 | 0 | 0 | 0 |  | 0
2017-01-19 20:00 | 0 | 0 | 0 | 0 | 0 | 0 | 0 | 0 | 0 |  | 0
2017-01-19 21:00 | 0 | 0 | 0 | 0 | 0 | 0 | 0 | 0 | 0 |  | 0
2017-01-19 22:00 | 0 | 0 | 0 | 0 | 0 | 0 | 0 | 0 | 0 |  | 0
2017-01-19 23:00 | 0 | 0 | 0 | 0 | 0 | 0 | 0 | 0 | 0 |  | 0
2017-01-20 | 0 | 0 | 0 | 0 | 0 | 0 | 0 | 0 | 0 |  | 0
2017-01-20 01:00 | 0 | 0 | 0 | 0 | 0 | 0 | 0 | 0 | 0 |  | 0
2017-01-20 02:00 | 0 | 0 | 0 | 0 | 0 | 0 | 0 | 0 | 0 |  | 0
2017-01-20 03:00 | 0 | 0 | 0 | 0 | 0 | 0 | 0 | 0 | 0 |  | 0
2017-01-20 04:00 | 0 | 0 | 0 | 0 | 0 | 0 | 0 | 0 | 0 |  | 0
2017-01-20 05:00 | 0 | 0 | 0 | 0 | 0 | 0 | 0 | 0 | 0 |  | 0
2017-01-20 06:00 | 0 | 0 | 0 | 0 | 0 | 0 | 0 | 0 | 0 |  | 0
2017-01-20 07:00 | 27.495 | 3.9101 | 0 | 6.8312 | 0 | 293.9618 | 26.2408 | 42.3036 | 401 |  | 50
2017-01-20 08:00 | 1124.0701 | 195.5407 | 29.0714 | 77.6866 | 279.8007 | 2406.1497 | 270.1216 | 215.7086 | 4598 |  | 575
2017-01-20 09:00 | 3884.3599 | 393.6492 | 133.4851 | 249.6338 | 857.6096 | 2887.2805 | 451.9016 | 630.7958 | 9489 |  | 1186
2017-01-20 10:00 | 5324.119 | 596.0089 | 200.4521 | 385.1746 | 1208.615 | 4228.072 | 594.6401 | 1143.1146 | 13680 |  | 1710
2017-01-20 11:00 | 7406.603 | 831.4893 | 328.3795 | 562.8048 | 1884.8564 | 6541.2524 | 730.2844 | 1080.3848 | 19366 |  | 2421
2017-01-20 12:00 | 9479.039 | 994.9161 | 333.2047 | 621.6265 | 2071.5632 | 6584.175 | 895.9208 | 1331.7869 | 22312 |  | 2789
2017-01-20 13:00 | 6109.2803 | 778.3853 | 241.8393 | 486.5475 | 1491.9233 | 6064.7485 | 664.1433 | 1367.6056 | 17204 |  | 2151
2017-01-20 14:00 | 3383.9343 | 386.9315 | 132.0809 | 286.724 | 863.1898 | 3070.9902 | 346.7076 | 613.4893 | 9084 |  | 1136
2017-01-20 15:00 | 1534.4294 | 119.6276 | 36.1293 | 90.1861 | 350.716 | 991.636 | 161.9011 | 195.9047 | 3481 |  | 435
2017-01-20 16:00 | 342.5784 | 9.0854 | 0.32401 | 0.39656 | 16.5454 | 36.7179 | 1.4688 | 0 | 407 |  | 51
2017-01-20 17:00 | 0 | 0 | 0 | 0 | 0 | 0 | 0 | 0 | 0 |  | 0
2017-01-20 18:00 | 0 | 0 | 0 | 0 | 0 | 0 | 0 | 0 | 0 |  | 0
2017-01-20 19:00 | 0 | 0 | 0 | 0 | 0 | 0 | 0 | 0 | 0 |  | 0
2017-01-20 20:00 | 0 | 0 | 0 | 0 | 0 | 0 | 0 | 0 | 0 |  | 0
2017-01-20 21:00 | 0 | 0 | 0 | 0 | 0 | 0 | 0 | 0 | 0 |  | 0
2017-01-20 22:00 | 0 | 0 | 0 | 0 | 0 | 0 | 0 | 0 | 0 |  | 0
2017-01-20 23:00 | 0 | 0 | 0 | 0 | 0 | 0 | 0 | 0 | 0 |  | 0
2017-01-21 | 0 | 0 | 0 | 0 | 0 | 0 | 0 | 0 | 0 |  | 0
2017-01-21 01:00 | 0 | 0 | 0 | 0 | 0 | 0 | 0 | 0 | 0 |  | 0
2017-01-21 02:00 | 0 | 0 | 0 | 0 | 0 | 0 | 0 | 0 | 0 |  | 0
2017-01-21 03:00 | 0 | 0 | 0 | 0 | 0 | 0 | 0 | 0 | 0 |  | 0
2017-01-21 04:00 | 0 | 0 | 0 | 0 | 0 | 0 | 0 | 0 | 0 |  | 0
2017-01-21 05:00 | 0 | 0 | 0 | 0 | 0 | 0 | 0 | 0 | 0 |  | 0
2017-01-21 06:00 | 0 | 0 | 0 | 0 | 0 | 0 | 0 | 0 | 0 |  | 0
2017-01-21 07:00 | 165.4557 | 74.3448 | 0 | 0 | 0 | 84.6444 | 50.0664 | 23.4625 | 398 |  | 50
2017-01-21 08:00 | 3778.7817 | 349.8482 | 104.4791 | 305.6392 | 966.2042 | 1806.717 | 363.0652 | 522.1143 | 8197 |  | 1025
2017-01-21 09:00 | 6153.5615 | 680.4073 | 431.4346 | 555.4928 | 1657.2812 | 5466.288 | 538.4104 | 871.4688 | 16354 |  | 2044
2017-01-21 10:00 | 8641.107 | 1504.1041 | 1055.2621 | 719.8206 | 3547.0247 | 6720.6665 | 953.4576 | 2219.7542 | 25361 |  | 3170
2017-01-21 11:00 | 13703.338 | 1961.0759 | 2310.7305 | 1139.5975 | 5669.8877 | 7643.968 | 696.4701 | 2935.1086 | 36060 |  | 4508
2017-01-21 12:00 | 24518.277 | 1784.9985 | 2071.555 | 886.1478 | 5789.6045 | 15440.22 | 1224.3029 | 3367.2092 | 55082 |  | 6885
2017-01-21 13:00 | 7879.503 | 1069.9899 | 803.6112 | 572.3322 | 2292.959 | 6698.158 | 791.691 | 3406.0554 | 23514 |  | 2939
2017-01-21 14:00 | 5592.9204 | 809.9803 | 550.968 | 383.9001 | 1540.1014 | 6283.5234 | 742.8492 | 2410.3982 | 18315 |  | 2289
2017-01-21 15:00 | 5578.2505 | 276.9221 | 217.5065 | 181.0014 | 587.6854 | 4334.063 | 275.53 | 908.3684 | 12359 |  | 1545
2017-01-21 16:00 | 1277.6888 | 25.3004 | 2.9321 | 3.7272 | 34.7042 | 171.581 | 15.7392 | 84.0018 | 1616 |  | 202
2017-01-21 17:00 | 0 | 0 | 0 | 0 | 0 | 0 | 0 | 0 | 0 |  | 0
2017-01-21 18:00 | 0 | 0 | 0 | 0 | 0 | 0 | 0 | 0 | 0 |  | 0
2017-01-21 19:00 | 0 | 0 | 0 | 0 | 0 | 0 | 0 | 0 | 0 |  | 0
2017-01-21 20:00 | 0 | 0 | 0 | 0 | 0 | 0 | 0 | 0 | 0 |  | 0
2017-01-21 21:00 | 0 | 0 | 0 | 0 | 0 | 0 | 0 | 0 | 0 |  | 0
2017-01-21 22:00 | 0 | 0 | 0 | 0 | 0 | 0 | 0 | 0 | 0 |  | 0
2017-01-21 23:00 | 0 | 0 | 0 | 0 | 0 | 0 | 0 | 0 | 0 |  | 0
2017-01-22 | 0 | 0 | 0 | 0 | 0 | 0 | 0 | 0 | 0 |  | 0
2017-01-22 01:00 | 0 | 0 | 0 | 0 | 0 | 0 | 0 | 0 | 0 |  | 0
2017-01-22 02:00 | 0 | 0 | 0 | 0 | 0 | 0 | 0 | 0 | 0 |  | 0
2017-01-22 03:00 | 0 | 0 | 0 | 0 | 0 | 0 | 0 | 0 | 0 |  | 0
2017-01-22 04:00 | 0 | 0 | 0 | 0 | 0 | 0 | 0 | 0 | 0 |  | 0
2017-01-22 05:00 | 0 | 0 | 0 | 0 | 0 | 0 | 0 | 0 | 0 |  | 0
2017-01-22 06:00 | 0 | 0 | 0 | 0 | 0 | 0 | 0 | 0 | 0 |  | 0
2017-01-22 07:00 | 92.7029 | 106.475 | 0 | 0 | 17.3219 | 439.4716 | 63.0587 | 119.9183 | 839 |  | 105
2017-01-22 08:00 | 1500.2451 | 671.2177 | 402.5134 | 763.0786 | 1034.655 | 6001.3784 | 272.1305 | 533.8871 | 11179 |  | 1397
2017-01-22 09:00 | 2017.5789 | 643.5027 | 375.8948 | 416.4857 | 1061.1636 | 4803.1763 | 386.1709 | 1256.4951 | 10960 |  | 1370
2017-01-22 10:00 | 1898.6893 | 597.5912 | 227.4341 | 186.4653 | 627.7378 | 2484.5269 | 348.9814 | 2382.9563 | 8754 |  | 1094
2017-01-22 11:00 | 2781.1316 | 377.672 | 181.0883 | 200.639 | 639.5699 | 2354.3936 | 281.2076 | 932.8998 | 7749 |  | 969
2017-01-22 12:00 | 2403.0183 | 443.7462 | 157.0158 | 196.8867 | 508.909 | 2117.4775 | 416.8529 | 1282.8451 | 7527 |  | 941
2017-01-22 13:00 | 2280.5784 | 209.0161 | 120.5805 | 163.7293 | 438.1941 | 1987.3734 | 347.8404 | 978.3674 | 6526 |  | 816
2017-01-22 14:00 | 1126.4506 | 187.6456 | 111.9814 | 143.781 | 266.3092 | 1431.9052 | 319.9779 | 349.3048 | 3937 |  | 492
2017-01-22 15:00 | 141.4698 | 24.084 | 41.2163 | 26.294 | 133.3632 | 282.5142 | 65.5773 | 135.3045 | 850 |  | 106
2017-01-22 16:00 | 0 | 0 | 0 | 0 | 0 | 0 | 0 | 0 | 0 |  | 0
2017-01-22 17:00 | 0 | 0 | 0 | 0 | 0 | 0 | 0 | 0 | 0 |  | 0
2017-01-22 18:00 | 0 | 0 | 0 | 0 | 0 | 0 | 0 | 0 | 0 |  | 0
2017-01-22 19:00 | 0 | 0 | 0 | 0 | 0 | 0 | 0 | 0 | 0 |  | 0
2017-01-22 20:00 | 0 | 0 | 0 | 0 | 0 | 0 | 0 | 0 | 0 |  | 0
2017-01-22 21:00 | 0 | 0 | 0 | 0 | 0 | 0 | 0 | 0 | 0 |  | 0
2017-01-22 22:00 | 0 | 0 | 0 | 0 | 0 | 0 | 0 | 0 | 0 |  | 0
2017-01-22 23:00 | 0 | 0 | 0 | 0 | 0 | 0 | 0 | 0 | 0 |  | 0
2017-01-23 | 0 | 0 | 0 | 0 | 0 | 0 | 0 | 0 | 0 |  | 0
2017-01-23 01:00 | 0 | 0 | 0 | 0 | 0 | 0 | 0 | 0 | 0 |  | 0
2017-01-23 02:00 | 0 | 0 | 0 | 0 | 0 | 0 | 0 | 0 | 0 |  | 0
2017-01-23 03:00 | 0 | 0 | 0 | 0 | 0 | 0 | 0 | 0 | 0 |  | 0
2017-01-23 04:00 | 0 | 0 | 0 | 0 | 0 | 0 | 0 | 0 | 0 |  | 0
2017-01-23 05:00 | 0 | 0 | 0 | 0 | 0 | 0 | 0 | 0 | 0 |  | 0
2017-01-23 06:00 | 0 | 0 | 0 | 0 | 0 | 0 | 0 | 0 | 0 |  | 0
2017-01-23 07:00 | 228.8829 | 22.1924 | 0 | 0 | 0 | 224.9931 | 11.1028 | 79.3144 | 566 |  | 71
2017-01-23 08:00 | 1885.2177 | 200.1636 | 0 | 126.6893 | 211.5469 | 2007.9248 | 198.4949 | 680.9376 | 5311 |  | 664
2017-01-23 09:00 | 2593.5205 | 538.9374 | 243.9764 | 362.4128 | 842.2827 | 4096.597 | 512.0195 | 1858.3184 | 11048 |  | 1381
2017-01-23 10:00 | 5794.663 | 873.147 | 700.171 | 485.5731 | 1392.7548 | 5444.5825 | 565.8713 | 2611.6406 | 17868 |  | 2234
2017-01-23 11:00 | 6255.176 | 922.5991 | 785.5729 | 493.5211 | 1465.406 | 6245.2173 | 730.5232 | 2361.1458 | 19259 |  | 2407
2017-01-23 12:00 | 6353.1045 | 776.2455 | 709.63 | 470.7246 | 1326.0558 | 6271.9995 | 574.8586 | 2042.6079 | 18525 |  | 2316
2017-01-23 13:00 | 4273.808 | 626.1998 | 512.1273 | 429.9414 | 1217.3181 | 4372.2456 | 577.879 | 1914.5494 | 13924 |  | 1741
2017-01-23 14:00 | 2036.9128 | 392.8389 | 115.5483 | 299.6644 | 738.855 | 1459.1111 | 334.2737 | 1096.2715 | 6473 |  | 809
2017-01-23 15:00 | 771.5564 | 239.0681 | 0.00075439 | 120.0445 | 143.002 | 43.7685 | 137.2312 | 441.4525 | 1896 |  | 237
2017-01-23 16:00 | 39.1414 | 17.7926 | 0 | 1.1062 | 0 | 0 | 4.1753 | 45.7274 | 108 |  | 13
2017-01-23 17:00 | 0 | 0 | 0 | 0 | 0 | 0 | 0 | 0 | 0 |  | 0
2017-01-23 18:00 | 0 | 0 | 0 | 0 | 0 | 0 | 0 | 0 | 0 |  | 0
2017-01-23 19:00 | 0 | 0 | 0 | 0 | 0 | 0 | 0 | 0 | 0 |  | 0
2017-01-23 20:00 | 0 | 0 | 0 | 0 | 0 | 0 | 0 | 0 | 0 |  | 0
2017-01-23 21:00 | 0 | 0 | 0 | 0 | 0 | 0 | 0 | 0 | 0 |  | 0
2017-01-23 22:00 | 0 | 0 | 0 | 0 | 0 | 0 | 0 | 0 | 0 |  | 0
2017-01-23 23:00 | 0 | 0 | 0 | 0 | 0 | 0 | 0 | 0 | 0 |  | 0
2017-01-24 | 0 | 0 | 0 | 0 | 0 | 0 | 0 | 0 | 0 |  | 0
2017-01-24 01:00 | 0 | 0 | 0 | 0 | 0 | 0 | 0 | 0 | 0 |  | 0
2017-01-24 02:00 | 0 | 0 | 0 | 0 | 0 | 0 | 0 | 0 | 0 |  | 0
2017-01-24 03:00 | 0 | 0 | 0 | 0 | 0 | 0 | 0 | 0 | 0 |  | 0
2017-01-24 04:00 | 0 | 0 | 0 | 0 | 0 | 0 | 0 | 0 | 0 |  | 0
2017-01-24 05:00 | 0 | 0 | 0 | 0 | 0 | 0 | 0 | 0 | 0 |  | 0
2017-01-24 06:00 | 0 | 0 | 0 | 0 | 0 | 0 | 0 | 0 | 0 |  | 0
2017-01-24 07:00 | 0 | 0 | 0 | 0 | 0 | 0.73953 | 0 | 0 | 1 |  | 0
2017-01-24 08:00 | 0 | 0 | 0 | 0 | 0 | 22.1556 | 0 | 0 | 22 |  | 3
2017-01-24 09:00 | 3.67 | 7.0131 | 0 | 0 | 0.045181 | 266.6524 | 0.97785 | 1.7667 | 280 |  | 35
2017-01-24 10:00 | 52.3885 | 5.5035 | 0 | 0 | 0.18008 | 623.9451 | 13.7808 | 59.902 | 756 |  | 94
2017-01-24 11:00 | 58.2334 | 19.274 | 0 | 0 | 2.4384 | 906.6508 | 26.1794 | 52.1299 | 1065 |  | 133
2017-01-24 12:00 | 31.9841 | 14.8966 | 0 | 0 | 3.1847 | 543.3908 | 12.3173 | 66.7989 | 673 |  | 84
2017-01-24 13:00 | 56.7284 | 129.5621 | 0 | 0 | 0 | 436.8914 | 3.288 | 35.2027 | 662 |  | 83
2017-01-24 14:00 | 70.0399 | 295.5464 | 0 | 0 | 0 | 399.0884 | 0.31438 | 16.757 | 782 |  | 98
2017-01-24 15:00 | 3.1433e-05 | 110.6588 | 0 | 0 | 0 | 211.856 | 0 | 1.406 | 324 |  | 40
2017-01-24 16:00 | 0 | 2.9784 | 0 | 0 | 0 | 9.4696 | 0 | 0 | 12 |  | 2
2017-01-24 17:00 | 0 | 0 | 0 | 0 | 0 | 0 | 0 | 0 | 0 |  | 0
2017-01-24 18:00 | 0 | 0 | 0 | 0 | 0 | 0 | 0 | 0 | 0 |  | 0
2017-01-24 19:00 | 0 | 0 | 0 | 0 | 0 | 0 | 0 | 0 | 0 |  | 0
2017-01-24 20:00 | 0 | 0 | 0 | 0 | 0 | 0 | 0 | 0 | 0 |  | 0
2017-01-24 21:00 | 0 | 0 | 0 | 0 | 0 | 0 | 0 | 0 | 0 |  | 0
2017-01-24 22:00 | 0 | 0 | 0 | 0 | 0 | 0 | 0 | 0 | 0 |  | 0
2017-01-24 23:00 | 0 | 0 | 0 | 0 | 0 | 0 | 0 | 0 | 0 |  | 0
2017-01-25 | 0 | 0 | 0 | 0 | 0 | 0 | 0 | 0 | 0 |  | 0
2017-01-25 01:00 | 0 | 0 | 0 | 0 | 0 | 0 | 0 | 0 | 0 |  | 0
2017-01-25 02:00 | 0 | 0 | 0 | 0 | 0 | 0 | 0 | 0 | 0 |  | 0
2017-01-25 03:00 | 0 | 0 | 0 | 0 | 0 | 0 | 0 | 0 | 0 |  | 0
2017-01-25 04:00 | 0 | 0 | 0 | 0 | 0 | 0 | 0 | 0 | 0 |  | 0
2017-01-25 05:00 | 0 | 0 | 0 | 0 | 0 | 0 | 0 | 0 | 0 |  | 0
2017-01-25 06:00 | 0 | 0 | 0 | 0 | 0 | 0 | 0 | 0 | 0 |  | 0
2017-01-25 07:00 | 0 | 187.527 | 13.5209 | 23.058 | 12.8253 | 245.7727 | 4.1586 | 0.7505 | 488 |  | 61
2017-01-25 08:00 | 340.8444 | 1717.8041 | 411.8894 | 382.8497 | 390.7469 | 3917.5256 | 95.1029 | 417.0014 | 7674 |  | 959
2017-01-25 09:00 | 2203.613 | 2242.5593 | 630.3733 | 1839.8611 | 720.3254 | 12386.35 | 718.4805 | 1415.804 | 22157 |  | 2770
2017-01-25 10:00 | 3440.6665 | 3153.503 | 2605.4836 | 2777.108 | 1568.5084 | 19340.771 | 2168.331 | 2071.7861 | 37126 |  | 4641
2017-01-25 11:00 | 6005.4873 | 2461.9082 | 3391.7131 | 3155.7002 | 4773.2993 | 25944.332 | 4308.617 | 1450.4064 | 51491 |  | 6436
2017-01-25 12:00 | 6877.4336 | 2029.7607 | 1709.7069 | 2344.279 | 5847.865 | 29592.955 | 4184.9956 | 2980.295 | 55567 |  | 6946
2017-01-25 13:00 | 3657.5918 | 1356.5271 | 1380.6948 | 2172.971 | 6351.873 | 29150.13 | 2437.4578 | 3038.256 | 49546 |  | 6193
2017-01-25 14:00 | 3626.8074 | 635.1942 | 745.7371 | 1357.052 | 5185.969 | 23101.502 | 861.9199 | 1391.6603 | 36906 |  | 4613
2017-01-25 15:00 | 2134.8433 | 440.0132 | 233.2125 | 490.0566 | 1489.6938 | 11713.678 | 207.9906 | 648.2593 | 17358 |  | 2170
2017-01-25 16:00 | 577.639 | 51.157 | 38.5948 | 44.2631 | 113.1672 | 1166.8833 | 48.9674 | 52.7548 | 2093 |  | 262
2017-01-25 17:00 | 0 | 0 | 0 | 0 | 0 | 0 | 0 | 0 | 0 |  | 0
2017-01-25 18:00 | 0 | 0 | 0 | 0 | 0 | 0 | 0 | 0 | 0 |  | 0
2017-01-25 19:00 | 0 | 0 | 0 | 0 | 0 | 0 | 0 | 0 | 0 |  | 0
2017-01-25 20:00 | 0 | 0 | 0 | 0 | 0 | 0 | 0 | 0 | 0 |  | 0
2017-01-25 21:00 | 0 | 0 | 0 | 0 | 0 | 0 | 0 | 0 | 0 |  | 0
2017-01-25 22:00 | 0 | 0 | 0 | 0 | 0 | 0 | 0 | 0 | 0 |  | 0
2017-01-25 23:00 | 0 | 0 | 0 | 0 | 0 | 0 | 0 | 0 | 0 |  | 0
2017-01-26 | 0 | 0 | 0 | 0 | 0 | 0 | 0 | 0 | 0 |  | 0
2017-01-26 01:00 | 0 | 0 | 0 | 0 | 0 | 0 | 0 | 0 | 0 |  | 0
2017-01-26 02:00 | 0 | 0 | 0 | 0 | 0 | 0 | 0 | 0 | 0 |  | 0
2017-01-26 03:00 | 0 | 0 | 0 | 0 | 0 | 0 | 0 | 0 | 0 |  | 0
2017-01-26 04:00 | 0 | 0 | 0 | 0 | 0 | 0 | 0 | 0 | 0 |  | 0
2017-01-26 05:00 | 0 | 0 | 0 | 0 | 0 | 0 | 0 | 0 | 0 |  | 0
2017-01-26 06:00 | 0 | 0 | 0 | 0 | 0 | 0 | 0 | 0 | 0 |  | 0
2017-01-26 07:00 | 277.7704 | 117.629 | 0 | 18.8843 | 0 | 351.4004 | 24.2527 | 46.5407 | 836 |  | 105
2017-01-26 08:00 | 1289.312 | 355.8912 | 173.0542 | 192.2527 | 413.7371 | 2397.213 | 488.9824 | 590.9428 | 5901 |  | 738
2017-01-26 09:00 | 2223.2163 | 561.4053 | 274.0288 | 280.3436 | 768.2333 | 3897.7578 | 614.3595 | 919.4482 | 9539 |  | 1192
2017-01-26 10:00 | 3966.992 | 1020.9778 | 470.7147 | 420.4067 | 1356.375 | 4574.8135 | 586.6724 | 1126.5892 | 13524 |  | 1690
2017-01-26 11:00 | 3860.8904 | 2239.8352 | 744.6862 | 776.6962 | 2587.2954 | 6646.69 | 894.4293 | 2381.0627 | 20132 |  | 2516
2017-01-26 12:00 | 11762.118 | 1918.9669 | 968.2148 | 1070.9894 | 3722.988 | 5645.65 | 1152.3286 | 6053.277 | 32295 |  | 4037
2017-01-26 13:00 | 24247.205 | 1608.3555 | 901.3574 | 1627.7452 | 3512.4387 | 10506.372 | 1676.0825 | 4972.2256 | 49052 |  | 6131
2017-01-26 14:00 | 18891.816 | 779.8408 | 843.0726 | 1075.6741 | 4748.8047 | 19554.709 | 1006.1551 | 5833.303 | 52733 |  | 6592
2017-01-26 15:00 | 10034.215 | 513.797 | 289.6935 | 310.4656 | 1565.3948 | 7144.101 | 380.4336 | 1572.3724 | 21810 |  | 2726
2017-01-26 16:00 | 902.6251 | 52.9152 | 77.7585 | 57.7484 | 813.4364 | 1226.1908 | 89.0336 | 171.7404 | 3391 |  | 424
2017-01-26 17:00 | 0 | 0 | 0 | 0 | 0 | 0 | 0 | 0 | 0 |  | 0
2017-01-26 18:00 | 0 | 0 | 0 | 0 | 0 | 0 | 0 | 0 | 0 |  | 0
2017-01-26 19:00 | 0 | 0 | 0 | 0 | 0 | 0 | 0 | 0 | 0 |  | 0
2017-01-26 20:00 | 0 | 0 | 0 | 0 | 0 | 0 | 0 | 0 | 0 |  | 0
2017-01-26 21:00 | 0 | 0 | 0 | 0 | 0 | 0 | 0 | 0 | 0 |  | 0
2017-01-26 22:00 | 0 | 0 | 0 | 0 | 0 | 0 | 0 | 0 | 0 |  | 0
2017-01-26 23:00 | 0 | 0 | 0 | 0 | 0 | 0 | 0 | 0 | 0 |  | 0
2017-01-27 | 0 | 0 | 0 | 0 | 0 | 0 | 0 | 0 | 0 |  | 0
2017-01-27 01:00 | 0 | 0 | 0 | 0 | 0 | 0 | 0 | 0 | 0 |  | 0
2017-01-27 02:00 | 0 | 0 | 0 | 0 | 0 | 0 | 0 | 0 | 0 |  | 0
2017-01-27 03:00 | 0 | 0 | 0 | 0 | 0 | 0 | 0 | 0 | 0 |  | 0
2017-01-27 04:00 | 0 | 0 | 0 | 0 | 0 | 0 | 0 | 0 | 0 |  | 0
2017-01-27 05:00 | 0 | 0 | 0 | 0 | 0 | 0 | 0 | 0 | 0 |  | 0
2017-01-27 06:00 | 0 | 0 | 0 | 0 | 0 | 0 | 0 | 0 | 0 |  | 0
2017-01-27 07:00 | 1042.0018 | 989.0358 | 96.5756 | 169.48 | 328.4945 | 5609.8193 | 115.73 | 346.0376 | 8697 |  | 1087
2017-01-27 08:00 | 3416.9465 | 1929.409 | 621.9665 | 1804.3136 | 1766.0925 | 18553.877 | 479.5765 | 4611.026 | 33183 |  | 4148
2017-01-27 09:00 | 8102.7446 | 2290.4749 | 992.7461 | 1766.314 | 2098.6877 | 16319.648 | 986.6287 | 4033.2393 | 36590 |  | 4574
2017-01-27 10:00 | 12620.635 | 2612.0703 | 1487.08 | 1213.7574 | 2591.6252 | 20148.44 | 1462.5856 | 3140.1162 | 45276 |  | 5660
2017-01-27 11:00 | 7994.733 | 3176.4355 | 1576.3667 | 1882.0011 | 3554.813 | 21173.459 | 1931.7561 | 3948.258 | 45238 |  | 5655
2017-01-27 12:00 | 9258.725 | 2137.5044 | 2460.2566 | 1194.1432 | 5304.367 | 15303.874 | 1684.6243 | 5207.805 | 42551 |  | 5319
2017-01-27 13:00 | 10741.532 | 1718.4332 | 1306.72 | 1332.058 | 7539.236 | 7743.2725 | 864.0297 | 4485.5054 | 35731 |  | 4466
2017-01-27 14:00 | 5534.89 | 774.8778 | 672.4894 | 913.0004 | 2079.3767 | 5001.392 | 611.2054 | 2793.1938 | 18380 |  | 2298
2017-01-27 15:00 | 2831.4482 | 412.2645 | 182.3663 | 239.4579 | 547.2297 | 2930.9846 | 310.7507 | 1229.4116 | 8684 |  | 1085
2017-01-27 16:00 | 778.0371 | 68.3944 | 26.8192 | 57.6176 | 270.8498 | 786.757 | 110.8105 | 752.762 | 2852 |  | 357
2017-01-27 17:00 | 0 | 0 | 0 | 0 | 0 | 0 | 0 | 0 | 0 |  | 0
2017-01-27 18:00 | 0 | 0 | 0 | 0 | 0 | 0 | 0 | 0 | 0 |  | 0
2017-01-27 19:00 | 0 | 0 | 0 | 0 | 0 | 0 | 0 | 0 | 0 |  | 0
2017-01-27 20:00 | 0 | 0 | 0 | 0 | 0 | 0 | 0 | 0 | 0 |  | 0
2017-01-27 21:00 | 0 | 0 | 0 | 0 | 0 | 0 | 0 | 0 | 0 |  | 0
2017-01-27 22:00 | 0 | 0 | 0 | 0 | 0 | 0 | 0 | 0 | 0 |  | 0
2017-01-27 23:00 | 0 | 0 | 0 | 0 | 0 | 0 | 0 | 0 | 0 |  | 0
2017-01-28 | 0 | 0 | 0 | 0 | 0 | 0 | 0 | 0 | 0 |  | 0
2017-01-28 01:00 | 0 | 0 | 0 | 0 | 0 | 0 | 0 | 0 | 0 |  | 0
2017-01-28 02:00 | 0 | 0 | 0 | 0 | 0 | 0 | 0 | 0 | 0 |  | 0
2017-01-28 03:00 | 0 | 0 | 0 | 0 | 0 | 0 | 0 | 0 | 0 |  | 0
2017-01-28 04:00 | 0 | 0 | 0 | 0 | 0 | 0 | 0 | 0 | 0 |  | 0
2017-01-28 05:00 | 0 | 0 | 0 | 0 | 0 | 0 | 0 | 0 | 0 |  | 0
2017-01-28 06:00 | 0 | 0 | 0 | 0 | 0 | 0 | 0 | 0 | 0 |  | 0
2017-01-28 07:00 | 1237.4468 | 361.8783 | 90.9429 | 50.2471 | 256.0626 | 3225.4731 | 85.9332 | 126.0222 | 5434 |  | 679
2017-01-28 08:00 | 8574.959 | 2900.3691 | 464.3042 | 1498.261 | 1546.2638 | 12466.315 | 333.3752 | 3549.8496 | 31334 |  | 3917
2017-01-28 09:00 | 10517.042 | 4638.826 | 649.017 | 2476.2727 | 2739.987 | 24305.148 | 2018.075 | 7805.3945 | 55150 |  | 6894
2017-01-28 10:00 | 8383.927 | 3444.2117 | 670.1331 | 1518.66 | 1999.1987 | 20950.77 | 3964.1816 | 4749.8 | 45681 |  | 5710
2017-01-28 11:00 | 6656.9946 | 1158.758 | 631.0441 | 810.4883 | 1380.6255 | 25088.176 | 4630.6724 | 3988.205 | 44345 |  | 5543
2017-01-28 12:00 | 9509.973 | 992.7631 | 632.8575 | 521.6105 | 1301.6027 | 13707.602 | 1615.1707 | 3453.9172 | 31735 |  | 3967
2017-01-28 13:00 | 6442.3965 | 1313.9017 | 833.8385 | 505.4881 | 1524.238 | 12853.937 | 1122.5059 | 2329.0745 | 26925 |  | 3366
2017-01-28 14:00 | 4429.0225 | 1066.908 | 486.4142 | 510.2689 | 1619.7715 | 11726.452 | 1033.4963 | 1808.8519 | 22681 |  | 2835
2017-01-28 15:00 | 1863.9956 | 481.5542 | 247.8231 | 236.6445 | 918.4371 | 4369.309 | 334.9421 | 1202.5803 | 9655 |  | 1207
2017-01-28 16:00 | 964.01 | 83.4028 | 45.1792 | 50.892 | 171.9144 | 827.3485 | 56.6681 | 174.9008 | 2374 |  | 297
2017-01-28 17:00 | 0 | 0 | 0 | 0 | 0 | 0 | 0 | 0 | 0 |  | 0
2017-01-28 18:00 | 0 | 0 | 0 | 0 | 0 | 0 | 0 | 0 | 0 |  | 0
2017-01-28 19:00 | 0 | 0 | 0 | 0 | 0 | 0 | 0 | 0 | 0 |  | 0
2017-01-28 20:00 | 0 | 0 | 0 | 0 | 0 | 0 | 0 | 0 | 0 |  | 0
2017-01-28 21:00 | 0 | 0 | 0 | 0 | 0 | 0 | 0 | 0 | 0 |  | 0
2017-01-28 22:00 | 0 | 0 | 0 | 0 | 0 | 0 | 0 | 0 | 0 |  | 0
2017-01-28 23:00 | 0 | 0 | 0 | 0 | 0 | 0 | 0 | 0 | 0 |  | 0
2017-01-29 | 0 | 0 | 0 | 0 | 0 | 0 | 0 | 0 | 0 |  | 0
2017-01-29 01:00 | 0 | 0 | 0 | 0 | 0 | 0 | 0 | 0 | 0 |  | 0
2017-01-29 02:00 | 0 | 0 | 0 | 0 | 0 | 0 | 0 | 0 | 0 |  | 0
2017-01-29 03:00 | 0 | 0 | 0 | 0 | 0 | 0 | 0 | 0 | 0 |  | 0
2017-01-29 04:00 | 0 | 0 | 0 | 0 | 0 | 0 | 0 | 0 | 0 |  | 0
2017-01-29 05:00 | 0 | 0 | 0 | 0 | 0 | 0 | 0 | 0 | 0 |  | 0
2017-01-29 06:00 | 0 | 0 | 0 | 0 | 0 | 0 | 0 | 0 | 0 |  | 0
2017-01-29 07:00 | 1554.7191 | 168.6001 | 84.4308 | 155.4718 | 285.844 | 1136.7247 | 104.5738 | 529.3019 | 4020 |  | 502
2017-01-29 08:00 | 9227.512 | 1841.954 | 719.0766 | 794.8915 | 1694.3462 | 14457.947 | 582.4005 | 4042.1401 | 33360 |  | 4170
2017-01-29 09:00 | 14094.025 | 4855.5474 | 1177.8877 | 1814.1395 | 2328.8203 | 23059.078 | 2170.4512 | 7543.44 | 57043 |  | 7130
2017-01-29 10:00 | 16712.557 | 5414.3438 | 3097.9028 | 3012.483 | 3761.5076 | 31130.43 | 4066.5754 | 6642.294 | 73838 |  | 9230
2017-01-29 11:00 | 7005.7554 | 2559.221 | 2533.8357 | 2177.956 | 8089.1377 | 32370.209 | 3679.8962 | 4106.706 | 62523 |  | 7815
2017-01-29 12:00 | 9872.088 | 1065.3932 | 930.2595 | 756.1382 | 3621.7556 | 9375.128 | 2318.043 | 2874.3713 | 30813 |  | 3852
2017-01-29 13:00 | 7890.119 | 1323.8467 | 757.046 | 650.5748 | 2071.3801 | 8482.091 | 1006.4347 | 3575.832 | 25757 |  | 3220
2017-01-29 14:00 | 8107.426 | 1205.5244 | 527.0955 | 567.0592 | 1469.8823 | 9983.085 | 680.2979 | 2283.3662 | 24824 |  | 3103
2017-01-29 15:00 | 6406.4834 | 637.0851 | 393.986 | 261.9942 | 1851.2178 | 6745.9346 | 444.2509 | 1138.7062 | 17880 |  | 2235
2017-01-29 16:00 | 1466.7946 | 109.866 | 87.726 | 58.5994 | 466.3325 | 1028.0154 | 87.885 | 212.2735 | 3517 |  | 440
2017-01-29 17:00 | 0 | 0 | 0 | 0 | 0 | 0 | 0 | 0 | 0 |  | 0
2017-01-29 18:00 | 0 | 0 | 0 | 0 | 0 | 0 | 0 | 0 | 0 |  | 0
2017-01-29 19:00 | 0 | 0 | 0 | 0 | 0 | 0 | 0 | 0 | 0 |  | 0
2017-01-29 20:00 | 0 | 0 | 0 | 0 | 0 | 0 | 0 | 0 | 0 |  | 0
2017-01-29 21:00 | 0 | 0 | 0 | 0 | 0 | 0 | 0 | 0 | 0 |  | 0
2017-01-29 22:00 | 0 | 0 | 0 | 0 | 0 | 0 | 0 | 0 | 0 |  | 0
2017-01-29 23:00 | 0 | 0 | 0 | 0 | 0 | 0 | 0 | 0 | 0 |  | 0
2017-01-30 | 0 | 0 | 0 | 0 | 0 | 0 | 0 | 0 | 0 |  | 0
2017-01-30 01:00 | 0 | 0 | 0 | 0 | 0 | 0 | 0 | 0 | 0 |  | 0
2017-01-30 02:00 | 0 | 0 | 0 | 0 | 0 | 0 | 0 | 0 | 0 |  | 0
2017-01-30 03:00 | 0 | 0 | 0 | 0 | 0 | 0 | 0 | 0 | 0 |  | 0
2017-01-30 04:00 | 0 | 0 | 0 | 0 | 0 | 0 | 0 | 0 | 0 |  | 0
2017-01-30 05:00 | 0 | 0 | 0 | 0 | 0 | 0 | 0 | 0 | 0 |  | 0
2017-01-30 06:00 | 0 | 0 | 0 | 0 | 0 | 0 | 0 | 0 | 0 |  | 0
2017-01-30 07:00 | 996.7093 | 602.4315 | 170.6946 | 261.3827 | 448.1039 | 3526.8994 | 94.8135 | 982.6119 | 7084 |  | 885
2017-01-30 08:00 | 7203.2163 | 1921.7833 | 578.6072 | 1272.184 | 1841.583 | 13152.758 | 446.3079 | 5624.12 | 32041 |  | 4005
2017-01-30 09:00 | 12347.835 | 4641.479 | 864.2107 | 2401.833 | 1814.1005 | 23282.262 | 2115.5366 | 9531.941 | 56999 |  | 7125
2017-01-30 10:00 | 22617.193 | 5893.2324 | 2976.7969 | 3238.7358 | 3589.7852 | 30608.744 | 4145.699 | 12758.11 | 85828 |  | 10729
2017-01-30 11:00 | 30292.035 | 3780.487 | 3693.7268 | 3160.5283 | 9016.021 | 34389.13 | 4925.31 | 11547.33 | 100805 |  | 12601
2017-01-30 12:00 | 13024.448 | 2333.815 | 3018.1223 | 2478.8457 | 8929.91 | 34344.71 | 4423.2827 | 7234.618 | 75788 |  | 9473
2017-01-30 13:00 | 18778.293 | 1561.486 | 1675.8019 | 2199.3286 | 7634.5205 | 19513.967 | 1891.5236 | 10133.414 | 63388 |  | 7924
2017-01-30 14:00 | 15738.269 | 927.3198 | 752.8284 | 967.9133 | 4283.585 | 20591.26 | 1042.9896 | 7578.921 | 51883 |  | 6485
2017-01-30 15:00 | 10909.72 | 422.6701 | 259.7883 | 530.7135 | 2959.5278 | 13152.768 | 397.4613 | 5636.721 | 34269 |  | 4284
2017-01-30 16:00 | 763.575 | 79.0485 | 57.7564 | 64.0089 | 727.015 | 2573.839 | 88.3104 | 858.1348 | 5212 |  | 651
2017-01-30 17:00 | 3 | 0 | 0 | 0 | 0 | 0 | 0 | 0 | 3 |  | 0
2017-01-30 18:00 | 0 | 0 | 0 | 0 | 0 | 0 | 0 | 0 | 0 |  | 0
2017-01-30 19:00 | 0 | 0 | 0 | 0 | 0 | 0 | 0 | 0 | 0 |  | 0
2017-01-30 20:00 | 0 | 0 | 0 | 0 | 0 | 0 | 0 | 0 | 0 |  | 0
2017-01-30 21:00 | 0 | 0 | 0 | 0 | 0 | 0 | 0 | 0 | 0 |  | 0
2017-01-30 22:00 | 0 | 0 | 0 | 0 | 0 | 0 | 0 | 0 | 0 |  | 0
2017-01-30 23:00 | 0 | 0 | 0 | 0 | 0 | 0 | 0 | 0 | 0 |  | 0
2017-01-31 | 0 | 0 | 0 | 0 | 0 | 0 | 0 | 0 | 0 |  | 0
2017-01-31 01:00 | 0 | 0 | 0 | 0 | 0 | 0 | 0 | 0 | 0 |  | 0
2017-01-31 02:00 | 0 | 0 | 0 | 0 | 0 | 0 | 0 | 0 | 0 |  | 0
2017-01-31 03:00 | 0 | 0 | 0 | 0 | 0 | 0 | 0 | 0 | 0 |  | 0
2017-01-31 04:00 | 0 | 0 | 0 | 0 | 0 | 0 | 0 | 0 | 0 |  | 0
2017-01-31 05:00 | 0 | 0 | 0 | 0 | 0 | 0 | 0 | 0 | 0 |  | 0
2017-01-31 06:00 | 0 | 0 | 0 | 0 | 0 | 0.005551 | 0 | 0 | 0 |  | 0
2017-01-31 07:00 | 2751.5474 | 935.9529 | 139.6591 | 149.7077 | 394.2248 | 4021.172 | 80.2681 | 932.7966 | 9405 |  | 1176
2017-01-31 08:00 | 13583.732 | 3862.6077 | 419.988 | 1726.7286 | 1730.482 | 14111.212 | 419.4148 | 6680.2075 | 42534 |  | 5317
2017-01-31 09:00 | 22146.314 | 5151.4644 | 654.3549 | 2985.8616 | 1266.6558 | 25462.902 | 2270.9766 | 10810.312 | 70749 |  | 8844
2017-01-31 10:00 | 24896.719 | 5841.5483 | 3251.6 | 3262.3528 | 3771.1233 | 32449.973 | 4094.7666 | 10272.376 | 87840 |  | 10980
2017-01-31 11:00 | 19918.902 | 3674.3782 | 3181.9163 | 2977.8708 | 7923.7246 | 35188.89 | 3517.6226 | 11568.011 | 87951 |  | 10994
2017-01-31 12:00 | 17168.488 | 2240.6401 | 1674.9097 | 1759.9923 | 5432.594 | 27397.756 | 4346.3784 | 9396.737 | 69417 |  | 8677
2017-01-31 13:00 | 10567.793 | 1818.0344 | 1275.1158 | 1183.4097 | 3988.0552 | 15017.728 | 2429.6382 | 7984.071 | 44264 |  | 5533
2017-01-31 14:00 | 8775.859 | 1113.7478 | 749.4145 | 931.1431 | 3061.1438 | 11507.26 | 974.0139 | 3662.8066 | 30775 |  | 3847
2017-01-31 15:00 | 5331.941 | 402.74 | 269.2213 | 307.2578 | 929.1063 | 4397.3696 | 720.5634 | 1890.231 | 14248 |  | 1781
2017-01-31 16:00 | 1591.4409 | 127.9473 | 65.8536 | 71.1324 | 225.0711 | 722.1376 | 92.9454 | 455.8032 | 3352 |  | 419
2017-01-31 17:00 | 1 | 0 | 0 | 0 | 0 | 0 | 0 | 0 | 1 |  | 0
2017-01-31 18:00 | 0 | 0 | 0 | 0 | 0 | 0 | 0 | 0 | 0 |  | 0
2017-01-31 19:00 | 0 | 0 | 0 | 0 | 0 | 0 | 0 | 0 | 0 |  | 0
2017-01-31 20:00 | 0 | 0 | 0 | 0 | 0 | 0 | 0 | 0 | 0 |  | 0
2017-01-31 21:00 | 0 | 0 | 0 | 0 | 0 | 0 | 0 | 0 | 0 |  | 0
2017-01-31 22:00 | 0 | 0 | 0 | 0 | 0 | 0 | 0 | 0 | 0 |  | 0
2017-01-31 23:00 | 0 | 0 | 0 | 0 | 0 | 0 | 0 | 0 | 0 |  | 0
2017-02-01 | 0 | 0 | 0 | 0 | 0 | 0 | 0 | 0 | 0 |  | 0
2017-02-01 01:00 | 0 | 0 | 0 | 0 | 0 | 0 | 0 | 0 | 0 |  | 0
2017-02-01 02:00 | 0 | 0 | 0 | 0 | 0 | 0 | 0 | 0 | 0 |  | 0
2017-02-01 03:00 | 0 | 0 | 0 | 0 | 0 | 0 | 0 | 0 | 0 |  | 0
2017-02-01 04:00 | 0 | 0 | 0 | 0 | 0 | 0 | 0 | 0 | 0 |  | 0
2017-02-01 05:00 | 0 | 0 | 0 | 0 | 0 | 0 | 0 | 0 | 0 |  | 0
2017-02-01 06:00 | 0 | 0 | 0 | 0 | 0 | 0 | 0 | 0 | 0 |  | 0
2017-02-01 07:00 | 69.694 | 0 | 0 | 0 | 0 | 0 | 0 | 0 | 70 |  | 9
2017-02-01 08:00 | 262.2728 | 15.7041 | 0 | 0 | 0 | 0 | 0 | 0 | 278 |  | 35
2017-02-01 09:00 | 295.0511 | 49.2958 | 0 | 1.0602 | 0 | 23.5724 | 19.2684 | 117.4177 | 506 |  | 63
2017-02-01 10:00 | 1777.5747 | 74.0227 | 0 | 1.8123 | 0 | 167.5453 | 79.4119 | 274.2056 | 2375 |  | 297
2017-02-01 11:00 | 2130.2285 | 532.0401 | 149.4097 | 113.688 | 425.7676 | 1273.3779 | 215.9582 | 1174.9692 | 6015 |  | 752
2017-02-01 12:00 | 3947.159 | 772.5608 | 523.4326 | 891.7789 | 1324.6989 | 5951.7373 | 1881.2703 | 739.2022 | 16032 |  | 2004
2017-02-01 13:00 | 8227.209 | 850.1743 | 529.6218 | 843.1639 | 2148.781 | 19564.617 | 3219.3489 | 2489.3738 | 37872 |  | 4734
2017-02-01 14:00 | 20072.977 | 643.7057 | 428.8176 | 808.1923 | 2177.7876 | 15688.354 | 1041.9989 | 4908.6074 | 45770 |  | 5721
2017-02-01 15:00 | 11961.679 | 352.5311 | 172.1928 | 268.9718 | 906.0112 | 9264.22 | 383.9848 | 3284.7852 | 26594 |  | 3324
2017-02-01 16:00 | 1103.0555 | 76.6968 | 16.6055 | 38.8664 | 553.714 | 2233.3154 | 80.853 | 455.5482 | 4559 |  | 570
2017-02-01 17:00 | 0 | 0 | 0 | 0 | 0 | 0 | 0 | 0 | 0 |  | 0
2017-02-01 18:00 | 0 | 0 | 0 | 0 | 0 | 0 | 0 | 0 | 0 |  | 0
2017-02-01 19:00 | 0 | 0 | 0 | 0 | 0 | 0 | 0 | 0 | 0 |  | 0
2017-02-01 20:00 | 0 | 0 | 0 | 0 | 0 | 0 | 0 | 0 | 0 |  | 0
2017-02-01 21:00 | 0 | 0 | 0 | 0 | 0 | 0 | 0 | 0 | 0 |  | 0
2017-02-01 22:00 | 0 | 0 | 0 | 0 | 0 | 0 | 0 | 0 | 0 |  | 0
2017-02-01 23:00 | 0 | 0 | 0 | 0 | 0 | 0 | 0 | 0 | 0 |  | 0
2017-02-02 | 0 | 0 | 0 | 0 | 0 | 0 | 0 | 0 | 0 |  | 0
2017-02-02 01:00 | 0 | 0 | 0 | 0 | 0 | 0 | 0 | 0 | 0 |  | 0
2017-02-02 02:00 | 0 | 0 | 0 | 0 | 0 | 0 | 0 | 0 | 0 |  | 0
2017-02-02 03:00 | 0 | 0 | 0 | 0 | 0 | 0 | 0 | 0 | 0 |  | 0
2017-02-02 04:00 | 0 | 0 | 0 | 0 | 0 | 0 | 0 | 0 | 0 |  | 0
2017-02-02 05:00 | 0 | 0 | 0 | 0 | 0 | 0 | 0 | 0 | 0 |  | 0
2017-02-02 06:00 | 0 | 0 | 0 | 0 | 0 | 0 | 0 | 0 | 0 |  | 0
2017-02-02 07:00 | 2257.2188 | 439.6154 | 62.4067 | 151.1869 | 213.456 | 3119.4597 | 133.6901 | 673.954 | 7051 |  | 881
2017-02-02 08:00 | 11634.622 | 2698.6472 | 251.8379 | 1568.3389 | 1242.3333 | 12828.035 | 595.7044 | 4651.8516 | 35471 |  | 4434
2017-02-02 09:00 | 18282.11 | 4383.3 | 615.8041 | 2128.6633 | 1435.1599 | 24966.479 | 2286.8843 | 9870.979 | 63969 |  | 7996
2017-02-02 10:00 | 26568.453 | 5658.772 | 2250.872 | 3027.8674 | 3259.1123 | 31140.453 | 4025.2073 | 6318.9893 | 82250 |  | 10281
2017-02-02 11:00 | 30184.34 | 4083.3464 | 3091.9338 | 2562.2246 | 6325.3716 | 32583.67 | 2677.2363 | 5264.8164 | 86773 |  | 10847
2017-02-02 12:00 | 23890.746 | 2220.0403 | 1299.9001 | 1063.7898 | 4478.968 | 13847.6045 | 3550.8484 | 5721.891 | 56074 |  | 7009
2017-02-02 13:00 | 15251.325 | 1026.4674 | 1143.5826 | 1081.9235 | 3853.8877 | 14723.603 | 1087.6156 | 4876.115 | 43045 |  | 5381
2017-02-02 14:00 | 6657.3633 | 744.0744 | 513.6934 | 496.1351 | 1795.8694 | 9512.69 | 1300.3326 | 4408.251 | 25428 |  | 3179
2017-02-02 15:00 | 9178.571 | 460.758 | 340.0629 | 401.5702 | 2453.822 | 8408.879 | 371.7596 | 1720.7709 | 23336 |  | 2917
2017-02-02 16:00 | 1843.6376 | 92.1971 | 77.084 | 86.0503 | 990.9264 | 3096.0552 | 117.9611 | 658.6096 | 6963 |  | 870
2017-02-02 17:00 | 3.0644 | 0 | 0 | 0 | 0.07041 | 0.26555 | 0 | 0.040234 | 3 |  | 0
2017-02-02 18:00 | 0 | 0 | 0 | 0 | 0 | 0 | 0 | 0 | 0 |  | 0
2017-02-02 19:00 | 0 | 0 | 0 | 0 | 0 | 0 | 0 | 0 | 0 |  | 0
2017-02-02 20:00 | 0 | 0 | 0 | 0 | 0 | 0 | 0 | 0 | 0 |  | 0
2017-02-02 21:00 | 0 | 0 | 0 | 0 | 0 | 0 | 0 | 0 | 0 |  | 0
2017-02-02 22:00 | 0 | 0 | 0 | 0 | 0 | 0 | 0 | 0 | 0 |  | 0
2017-02-02 23:00 | 0 | 0 | 0 | 0 | 0 | 0 | 0 | 0 | 0 |  | 0
2017-02-03 | 0 | 0 | 0 | 0 | 0 | 0 | 0 | 0 | 0 |  | 0
2017-02-03 01:00 | 0 | 0 | 0 | 0 | 0 | 0 | 0 | 0 | 0 |  | 0
2017-02-03 02:00 | 0 | 0 | 0 | 0 | 0 | 0 | 0 | 0 | 0 |  | 0
2017-02-03 03:00 | 0 | 0 | 0 | 0 | 0 | 0 | 0 | 0 | 0 |  | 0
2017-02-03 04:00 | 0 | 0 | 0 | 0 | 0 | 0 | 0 | 0 | 0 |  | 0
2017-02-03 05:00 | 0 | 0 | 0 | 0 | 0 | 0 | 0 | 0 | 0 |  | 0
2017-02-03 06:00 | 0 | 0 | 0 | 0 | 0 | 1.7151 | 0 | 0 | 2 |  | 0
2017-02-03 07:00 | 2825.9634 | 1065.4667 | 95.1453 | 204.8441 | 337.3571 | 6611.078 | 82.2866 | 930.2767 | 12152 |  | 1519
2017-02-03 08:00 | 13072.043 | 3812.5347 | 358.3997 | 2226.8992 | 1295.9763 | 18243.982 | 438.9539 | 6100.79 | 45550 |  | 5694
2017-02-03 09:00 | 20820.633 | 4210.0303 | 866.879 | 2513.9963 | 1594.5138 | 26646.283 | 2277.6445 | 9407.752 | 68338 |  | 8542
2017-02-03 10:00 | 23163.64 | 6086.7607 | 1730.9087 | 3327.9888 | 3751.4482 | 32337.938 | 4248.15 | 9420.796 | 84068 |  | 10508
2017-02-03 11:00 | 19638.73 | 2627.178 | 2521.3806 | 2058.0757 | 5858.1875 | 23889.746 | 4254.554 | 12904.027 | 73752 |  | 9219
2017-02-03 12:00 | 13025.31 | 2294.7795 | 1942.6715 | 1710.67 | 5017.001 | 23636.246 | 1704.5725 | 7316.3213 | 56648 |  | 7081
2017-02-03 13:00 | 20061.768 | 2021.0068 | 1733.3391 | 2074.4119 | 5246.7896 | 25231.844 | 974.6204 | 8692.921 | 66037 |  | 8255
2017-02-03 14:00 | 12259.293 | 1305.8247 | 1052.2285 | 665.9614 | 3401.766 | 11246.033 | 857.7426 | 5844.598 | 36633 |  | 4579
2017-02-03 15:00 | 4801.9653 | 644.8765 | 487.0693 | 437.1253 | 1306.0742 | 4652.887 | 529.2772 | 1834.096 | 14693 |  | 1837
2017-02-03 16:00 | 536.7331 | 148.8551 | 107.6682 | 85.7696 | 314.5523 | 932.835 | 148.1289 | 444.7085 | 2719 |  | 340
2017-02-03 17:00 | 1.0724 | 0 | 0 | 0 | 0 | 0 | 0 | 0 | 1 |  | 0
2017-02-03 18:00 | 0 | 0 | 0 | 0 | 0 | 0 | 0 | 0 | 0 |  | 0
2017-02-03 19:00 | 0 | 0 | 0 | 0 | 0 | 0 | 0 | 0 | 0 |  | 0
2017-02-03 20:00 | 0 | 0 | 0 | 0 | 0 | 0 | 0 | 0 | 0 |  | 0
2017-02-03 21:00 | 0 | 0 | 0 | 0 | 0 | 0 | 0 | 0 | 0 |  | 0
2017-02-03 22:00 | 0 | 0 | 0 | 0 | 0 | 0 | 0 | 0 | 0 |  | 0
2017-02-03 23:00 | 0 | 0 | 0 | 0 | 0 | 0 | 0 | 0 | 0 |  | 0
2017-02-04 | 0 | 0 | 0 | 0 | 0 | 0 | 0 | 0 | 0 |  | 0
2017-02-04 01:00 | 0 | 0 | 0 | 0 | 0 | 0 | 0 | 0 | 0 |  | 0
2017-02-04 02:00 | 0 | 0 | 0 | 0 | 0 | 0 | 0 | 0 | 0 |  | 0
2017-02-04 03:00 | 0 | 0 | 0 | 0 | 0 | 0 | 0 | 0 | 0 |  | 0
2017-02-04 04:00 | 0 | 0 | 0 | 0 | 0 | 0 | 0 | 0 | 0 |  | 0
2017-02-04 05:00 | 0 | 0 | 0 | 0 | 0 | 0 | 0 | 0 | 0 |  | 0
2017-02-04 06:00 | 0 | 0 | 0 | 0 | 0 | 1.7136 | 0 | 0 | 2 |  | 0
2017-02-04 07:00 | 2747.4775 | 1017.0947 | 109.1766 | 241.7016 | 398.9524 | 6819.973 | 100.424 | 1080.667 | 12515 |  | 1564
2017-02-04 08:00 | 14088.91 | 3817.2126 | 379.4053 | 2177.862 | 1428.9178 | 18780.402 | 516.9252 | 6926.6523 | 48116 |  | 6015
2017-02-04 09:00 | 25165.47 | 5574.757 | 752.2694 | 2866.2104 | 1473.2322 | 26737.559 | 2467.1738 | 11137.628 | 76174 |  | 9522
2017-02-04 10:00 | 32367.736 | 6289.969 | 3467.517 | 3400.4922 | 3856.3674 | 33306.598 | 4441.833 | 8004.6357 | 95135 |  | 11892
2017-02-04 11:00 | 34248.062 | 4057.5903 | 3854.0295 | 3369.7192 | 9708.272 | 35931.75 | 5175.7896 | 8181.111 | 104526 |  | 13066
2017-02-04 12:00 | 17881.773 | 1767.0314 | 3019.1772 | 2373.999 | 8932.817 | 35272.207 | 5042.913 | 8671.044 | 82961 |  | 10370
2017-02-04 13:00 | 26089.246 | 1662.2811 | 1752.1869 | 2453.2798 | 8734.422 | 34513.066 | 2914.4614 | 9441.106 | 87560 |  | 10945
2017-02-04 14:00 | 24860 | 750.4013 | 989.4789 | 1689.9845 | 5786.6807 | 26680.582 | 1432.223 | 5635.7114 | 67825 |  | 8478
2017-02-04 15:00 | 16532.78 | 435.4144 | 251.6107 | 681.2343 | 2888.1682 | 12675.425 | 476.0048 | 4036.9783 | 37978 |  | 4747
2017-02-04 16:00 | 2130.8718 | 113.8874 | 73.7174 | 84.0657 | 1225.4143 | 3621.1682 | 73.4921 | 1088.6979 | 8411 |  | 1051
2017-02-04 17:00 | 4 | 0 | 0 | 0 | 0.044258 | 0.01207 | 0 | 0.064375 | 4 |  | 1
2017-02-04 18:00 | 0 | 0 | 0 | 0 | 0 | 0 | 0 | 0 | 0 |  | 0
2017-02-04 19:00 | 0 | 0 | 0 | 0 | 0 | 0 | 0 | 0 | 0 |  | 0
2017-02-04 20:00 | 0 | 0 | 0 | 0 | 0 | 0 | 0 | 0 | 0 |  | 0
2017-02-04 21:00 | 0 | 0 | 0 | 0 | 0 | 0 | 0 | 0 | 0 |  | 0
2017-02-04 22:00 | 0 | 0 | 0 | 0 | 0 | 0 | 0 | 0 | 0 |  | 0
2017-02-04 23:00 | 0 | 0 | 0 | 0 | 0 | 0 | 0 | 0 | 0 |  | 0
2017-02-05 | 0 | 0 | 0 | 0 | 0 | 0 | 0 | 0 | 0 |  | 0
2017-02-05 01:00 | 0 | 0 | 0 | 0 | 0 | 0 | 0 | 0 | 0 |  | 0
2017-02-05 02:00 | 0 | 0 | 0 | 0 | 0 | 0 | 0 | 0 | 0 |  | 0
2017-02-05 03:00 | 0 | 0 | 0 | 0 | 0 | 0 | 0 | 0 | 0 |  | 0
2017-02-05 04:00 | 0 | 0 | 0 | 0 | 0 | 0 | 0 | 0 | 0 |  | 0
2017-02-05 05:00 | 0 | 0 | 0 | 0 | 0 | 0 | 0 | 0 | 0 |  | 0
2017-02-05 06:00 | 0 | 0 | 0 | 0 | 0 | 0 | 0 | 0 | 0 |  | 0
2017-02-05 07:00 | 1075.4004 | 200.9437 | 74.683 | 132.5949 | 254.3945 | 1903.3618 | 129.4198 | 424.2627 | 4195 |  | 524
2017-02-05 08:00 | 4784.7837 | 743.2946 | 441.163 | 551.5025 | 1335.5756 | 7955.6187 | 692.6419 | 2130.2874 | 18635 |  | 2329
2017-02-05 09:00 | 12370.096 | 1824.0139 | 881.3428 | 1107.133 | 2411.7275 | 13276.148 | 1703.8844 | 4939.4805 | 38514 |  | 4814
2017-02-05 10:00 | 17634.033 | 3135.1697 | 1396.6718 | 1657.9733 | 3781.7388 | 21184.338 | 2178.3494 | 7102.981 | 58071 |  | 7259
2017-02-05 11:00 | 18400.63 | 3071.3564 | 1725.3412 | 1616.7081 | 5045.5796 | 15544.736 | 2662.0264 | 8535.217 | 56602 |  | 7075
2017-02-05 12:00 | 29304.58 | 2564.523 | 1799.5558 | 1691.6335 | 5533.0513 | 16371.112 | 3426.8113 | 10474.708 | 71166 |  | 8896
2017-02-05 13:00 | 18553.967 | 2221.0771 | 1779.2692 | 1961.4384 | 5977.1704 | 24514.518 | 2799.7954 | 8012.8354 | 65820 |  | 8228
2017-02-05 14:00 | 13630.406 | 1248.7483 | 947.6291 | 1229.5032 | 4186.797 | 17505.154 | 1429.0304 | 6451.0933 | 46628 |  | 5829
2017-02-05 15:00 | 4291.5166 | 727.4164 | 386.5769 | 428.7908 | 1716.6901 | 5168.169 | 795.9968 | 3527.4019 | 17043 |  | 2130
2017-02-05 16:00 | 1010.6786 | 121.54 | 97.4477 | 124.1743 | 870.3258 | 3881.927 | 188.0042 | 606.6177 | 6901 |  | 863
2017-02-05 17:00 | 0 | 0 | 0 | 0 | 0 | 0.88113 | 0 | 0.018105 | 1 |  | 0
2017-02-05 18:00 | 0 | 0 | 0 | 0 | 0 | 0 | 0 | 0 | 0 |  | 0
2017-02-05 19:00 | 0 | 0 | 0 | 0 | 0 | 0 | 0 | 0 | 0 |  | 0
2017-02-05 20:00 | 0 | 0 | 0 | 0 | 0 | 0 | 0 | 0 | 0 |  | 0
2017-02-05 21:00 | 0 | 0 | 0 | 0 | 0 | 0 | 0 | 0 | 0 |  | 0
2017-02-05 22:00 | 0 | 0 | 0 | 0 | 0 | 0 | 0 | 0 | 0 |  | 0
2017-02-05 23:00 | 0 | 0 | 0 | 0 | 0 | 0 | 0 | 0 | 0 |  | 0
2017-02-06 | 0 | 0 | 0 | 0 | 0 | 0 | 0 | 0 | 0 |  | 0
2017-02-06 01:00 | 0 | 0 | 0 | 0 | 0 | 0 | 0 | 0 | 0 |  | 0
2017-02-06 02:00 | 0 | 0 | 0 | 0 | 0 | 0 | 0 | 0 | 0 |  | 0
2017-02-06 03:00 | 0 | 0 | 0 | 0 | 0 | 0 | 0 | 0 | 0 |  | 0
2017-02-06 04:00 | 0 | 0 | 0 | 0 | 0 | 0 | 0 | 0 | 0 |  | 0
2017-02-06 05:00 | 0 | 0 | 0 | 0 | 0 | 0 | 0 | 0 | 0 |  | 0
2017-02-06 06:00 | 0 | 0 | 0 | 0 | 0 | 3.663 | 0 | 0 | 4 |  | 0
2017-02-06 07:00 | 2751.9272 | 945.9768 | 140.6847 | 371.9756 | 471.3853 | 6628.956 | 101.2634 | 1406.4563 | 12819 |  | 1602
2017-02-06 08:00 | 12149.624 | 2196.7432 | 618.9917 | 1148.001 | 1595.3129 | 10302.177 | 519.8357 | 6192.802 | 34723 |  | 4340
2017-02-06 09:00 | 24613.668 | 5653.862 | 702.8827 | 3090.345 | 1334.0758 | 27146.988 | 2309.8064 | 10218.524 | 75070 |  | 9384
2017-02-06 10:00 | 31877.422 | 6392.4463 | 3458.5066 | 3356.2734 | 3619.897 | 33534.543 | 4423.9536 | 12216.857 | 98880 |  | 12360
2017-02-06 11:00 | 35702.68 | 4071.8523 | 3909.7769 | 3342.3198 | 9690.123 | 36907.9 | 5187.4473 | 13299.881 | 112112 |  | 14014
2017-02-06 12:00 | 35672.227 | 2179.4436 | 3400.21 | 3119.0923 | 9944.169 | 36270.656 | 5072.737 | 13369.294 | 109028 |  | 13628
2017-02-06 13:00 | 31250.8 | 1679.0891 | 2027.4845 | 2667.4314 | 8821.117 | 27398.445 | 3435.5508 | 9651.138 | 86931 |  | 10866
2017-02-06 14:00 | 23433.14 | 754.4931 | 1178.7052 | 1753.2089 | 6223.702 | 25583.148 | 1384.845 | 5634.0996 | 65945 |  | 8243
2017-02-06 15:00 | 11165.594 | 421.4028 | 280.7504 | 845.4188 | 3606.3477 | 9179.287 | 504.6014 | 2286.4893 | 28290 |  | 3536
2017-02-06 16:00 | 737.8926 | 136.8431 | 91.3059 | 83.1544 | 355.3017 | 1057.2769 | 232.7498 | 384.7734 | 3079 |  | 385
2017-02-06 17:00 | 0 | 0 | 0 | 0 | 0 | 0 | 0 | 0 | 0 |  | 0
2017-02-06 18:00 | 0 | 0 | 0 | 0 | 0 | 0 | 0 | 0 | 0 |  | 0
2017-02-06 19:00 | 0 | 0 | 0 | 0 | 0 | 0 | 0 | 0 | 0 |  | 0
2017-02-06 20:00 | 0 | 0 | 0 | 0 | 0 | 0 | 0 | 0 | 0 |  | 0
2017-02-06 21:00 | 0 | 0 | 0 | 0 | 0 | 0 | 0 | 0 | 0 |  | 0
2017-02-06 22:00 | 0 | 0 | 0 | 0 | 0 | 0 | 0 | 0 | 0 |  | 0
2017-02-06 23:00 | 0 | 0 | 0 | 0 | 0 | 0 | 0 | 0 | 0 |  | 0
2017-02-07 | 0 | 0 | 0 | 0 | 0 | 0 | 0 | 0 | 0 |  | 0
2017-02-07 01:00 | 0 | 0 | 0 | 0 | 0 | 0 | 0 | 0 | 0 |  | 0
2017-02-07 02:00 | 0 | 0 | 0 | 0 | 0 | 0 | 0 | 0 | 0 |  | 0
2017-02-07 03:00 | 0 | 0 | 0 | 0 | 0 | 0 | 0 | 0 | 0 |  | 0
2017-02-07 04:00 | 0 | 0 | 0 | 0 | 0 | 0 | 0 | 0 | 0 |  | 0
2017-02-07 05:00 | 0 | 0 | 0 | 0 | 0 | 0 | 0 | 0 | 0 |  | 0
2017-02-07 06:00 | 0 | 0 | 0 | 0 | 0 | 0 | 0 | 0 | 0 |  | 0
2017-02-07 07:00 | 14.785 | 7.9361 | 0 | 0 | 0 | 3.5216 | 0 | 11.2406 | 37 |  | 5
2017-02-07 08:00 | 492.3469 | 31.493 | 0 | 0 | 0 | 1.5915 | 49.7719 | 216.2082 | 791 |  | 99
2017-02-07 09:00 | 110.3624 | 40.0745 | 0 | 0 | 12.6828 | 0 | 122.8371 | 594.1255 | 880 |  | 110
2017-02-07 10:00 | 21.5762 | 2.9622 | 0 | 0 | 21.7629 | 104.1705 | 81.4083 | 302.2164 | 534 |  | 67
2017-02-07 11:00 | 0 | 0 | 0 | 2.2706 | 0.019925 | 58.8647 | 40.1036 | 157.1006 | 258 |  | 32
2017-02-07 12:00 | 0 | 2.183 | 0 | 0 | 59.5516 | 105.661 | 4.1713 | 135.6713 | 307 |  | 38
2017-02-07 13:00 | 0 | 0 | 0 | 0 | 59.0393 | 86.9467 | 33.0757 | 267.6081 | 447 |  | 56
2017-02-07 14:00 | 0 | 0 | 0 | 0 | 35.5967 | 24.194 | 4.3796 | 57.2532 | 121 |  | 15
2017-02-07 15:00 | 0 | 0 | 0 | 0 | 5.526 | 0.8382 | 0 | 1.3291 | 8 |  | 1
2017-02-07 16:00 | 0 | 0 | 0 | 0 | 0.024471 | 0.010719 | 0 | 0 | 0 |  | 0
2017-02-07 17:00 | 0 | 0 | 0 | 0 | 0 | 0 | 0 | 0 | 0 |  | 0
2017-02-07 18:00 | 0 | 0 | 0 | 0 | 0 | 0 | 0 | 0 | 0 |  | 0
2017-02-07 19:00 | 0 | 0 | 0 | 0 | 0 | 0 | 0 | 0 | 0 |  | 0
2017-02-07 20:00 | 0 | 0 | 0 | 0 | 0 | 0 | 0 | 0 | 0 |  | 0
2017-02-07 21:00 | 0 | 0 | 0 | 0 | 0 | 0 | 0 | 0 | 0 |  | 0
2017-02-07 22:00 | 0 | 0 | 0 | 0 | 0 | 0 | 0 | 0 | 0 |  | 0
2017-02-07 23:00 | 0 | 0 | 0 | 0 | 0 | 0 | 0 | 0 | 0 |  | 0
2017-02-08 | 0 | 0 | 0 | 0 | 0 | 0 | 0 | 0 | 0 |  | 0
2017-02-08 01:00 | 0 | 0 | 0 | 0 | 0 | 0 | 0 | 0 | 0 |  | 0
2017-02-08 02:00 | 0 | 0 | 0 | 0 | 0 | 0 | 0 | 0 | 0 |  | 0
2017-02-08 03:00 | 0 | 0 | 0 | 0 | 0 | 0 | 0 | 0 | 0 |  | 0
2017-02-08 04:00 | 0 | 0 | 0 | 0 | 0 | 0 | 0 | 0 | 0 |  | 0
2017-02-08 05:00 | 0 | 0 | 0 | 0 | 0 | 0 | 0 | 0 | 0 |  | 0
2017-02-08 06:00 | 0 | 0 | 0 | 0 | 0 | 0 | 0 | 0 | 0 |  | 0
2017-02-08 07:00 | 0 | 2.268 | 0 | 0 | 0 | 1.505 | 0 | 0 | 4 |  | 0
2017-02-08 08:00 | 2.0902 | 57.2525 | 0 | 0 | 36.2938 | 537.1783 | 131.3989 | 2.6826 | 767 |  | 96
2017-02-08 09:00 | 72.775 | 410.6153 | 0 | 9.0636 | 209.4913 | 2283.7827 | 361.7236 | 61.0994 | 3409 |  | 426
2017-02-08 10:00 | 554.1285 | 2101.1165 | 929.5138 | 169.8884 | 335.8068 | 5979.9834 | 1412.6666 | 423.6473 | 11907 |  | 1488
2017-02-08 11:00 | 492.8812 | 2901.515 | 1704.1609 | 1138.8744 | 2535.412 | 14471.338 | 3797.369 | 565.1116 | 27607 |  | 3451
2017-02-08 12:00 | 1507.5176 | 2546.3264 | 1700.3062 | 2270.479 | 8556.434 | 25237.947 | 4488.218 | 1155.9568 | 47463 |  | 5933
2017-02-08 13:00 | 1980.4169 | 1508.7141 | 1059.8353 | 2217.5938 | 7634.375 | 24977.717 | 3945.985 | 4125.8604 | 47450 |  | 5931
2017-02-08 14:00 | 3007.7864 | 1129.5922 | 775.9818 | 1601.6309 | 5726.816 | 19288.645 | 1592.1516 | 2902.6455 | 36025 |  | 4503
2017-02-08 15:00 | 1478.6965 | 580.2888 | 312.4074 | 644.3334 | 2865.2185 | 11615.0205 | 729.2943 | 1941.757 | 20167 |  | 2521
2017-02-08 16:00 | 149.8252 | 201.6038 | 110.3714 | 134.8007 | 579.8618 | 1968.2633 | 149.8201 | 359.9336 | 3654 |  | 457
2017-02-08 17:00 | 0 | 0 | 0 | 0 | 0.024141 | 0.078457 | 0 | 0 | 0 |  | 0
2017-02-08 18:00 | 0 | 0 | 0 | 0 | 0 | 0 | 0 | 0 | 0 |  | 0
2017-02-08 19:00 | 0 | 0 | 0 | 0 | 0 | 0 | 0 | 0 | 0 |  | 0
2017-02-08 20:00 | 0 | 0 | 0 | 0 | 0 | 0 | 0 | 0 | 0 |  | 0
2017-02-08 21:00 | 0 | 0 | 0 | 0 | 0 | 0 | 0 | 0 | 0 |  | 0
2017-02-08 22:00 | 0 | 0 | 0 | 0 | 0 | 0 | 0 | 0 | 0 |  | 0
2017-02-08 23:00 | 0 | 0 | 0 | 0 | 0 | 0 | 0 | 0 | 0 |  | 0
2017-02-09 | 0 | 0 | 0 | 0 | 0 | 0 | 0 | 0 | 0 |  | 0
2017-02-09 01:00 | 0 | 0 | 0 | 0 | 0 | 0 | 0 | 0 | 0 |  | 0
2017-02-09 02:00 | 0 | 0 | 0 | 0 | 0 | 0 | 0 | 0 | 0 |  | 0
2017-02-09 03:00 | 0 | 0 | 0 | 0 | 0 | 0 | 0 | 0 | 0 |  | 0
2017-02-09 04:00 | 0 | 0 | 0 | 0 | 0 | 0 | 0 | 0 | 0 |  | 0
2017-02-09 05:00 | 0 | 0 | 0 | 0 | 0 | 0 | 0 | 0 | 0 |  | 0
2017-02-09 06:00 | 0 | 0 | 0 | 0 | 0 | 0 | 0 | 0 | 0 |  | 0
2017-02-09 07:00 | 0 | 0 | 0 | 0 | 0 | 142.3507 | 24.2915 | 0 | 167 |  | 21
2017-02-09 08:00 | 0 | 0 | 0 | 0 | 0 | 739.5657 | 44.1981 | 0 | 784 |  | 98
2017-02-09 09:00 | 0 | 0 | 0 | 0 | 0 | 542.0513 | 14.5797 | 0 | 557 |  | 70
2017-02-09 10:00 | 0 | 0 | 0 | 0 | 0 | 526.2982 | 0 | 0 | 526 |  | 66
2017-02-09 11:00 | 0 | 0 | 0 | 0 | 0 | 427.3254 | 0 | 0 | 427 |  | 53
2017-02-09 12:00 | 0 | 0 | 0 | 0 | 0 | 157.5433 | 0 | 0 | 158 |  | 20
2017-02-09 13:00 | 0 | 0 | 0 | 0 | 0 | 20.3942 | 0 | 0 | 20 |  | 3
2017-02-09 14:00 | 0 | 0 | 0 | 0 | 0 | 5.7624 | 0 | 0 | 6 |  | 1
2017-02-09 15:00 | 0 | 0 | 0 | 0 | 0 | 2.0328 | 0 | 0 | 2 |  | 0
2017-02-09 16:00 | 0 | 0 | 0 | 0 | 0 | 0 | 0 | 0 | 0 |  | 0
2017-02-09 17:00 | 0 | 0 | 0 | 0 | 0 | 0 | 0 | 0 | 0 |  | 0
2017-02-09 18:00 | 0 | 0 | 0 | 0 | 0 | 0 | 0 | 0 | 0 |  | 0
2017-02-09 19:00 | 0 | 0 | 0 | 0 | 0 | 0 | 0 | 0 | 0 |  | 0
2017-02-09 20:00 | 0 | 0 | 0 | 0 | 0 | 0 | 0 | 0 | 0 |  | 0
2017-02-09 21:00 | 0 | 0 | 0 | 0 | 0 | 0 | 0 | 0 | 0 |  | 0
2017-02-09 22:00 | 0 | 0 | 0 | 0 | 0 | 0 | 0 | 0 | 0 |  | 0
2017-02-09 23:00 | 0 | 0 | 0 | 0 | 0 | 0 | 0 | 0 | 0 |  | 0
2017-02-10 | 0 | 0 | 0 | 0 | 0 | 0 | 0 | 0 | 0 |  | 0
2017-02-10 01:00 | 0 | 0 | 0 | 0 | 0 | 0 | 0 | 0 | 0 |  | 0
2017-02-10 02:00 | 0 | 0 | 0 | 0 | 0 | 0 | 0 | 0 | 0 |  | 0
2017-02-10 03:00 | 0 | 0 | 0 | 0 | 0 | 0 | 0 | 0 | 0 |  | 0
2017-02-10 04:00 | 0 | 0 | 0 | 0 | 0 | 0 | 0 | 0 | 0 |  | 0
2017-02-10 05:00 | 0 | 0 | 0 | 0 | 0 | 0 | 0 | 0 | 0 |  | 0
2017-02-10 06:00 | 0 | 0 | 0 | 0 | 0 | 0 | 0 | 0 | 0 |  | 0
2017-02-10 07:00 | 0 | 0 | 0 | 0 | 0 | 119.9331 | 9.9656 | 0 | 130 |  | 16
2017-02-10 08:00 | 0 | 0.91536 | 0 | 0 | 0 | 394.8797 | 85.5928 | 3.0598 | 484 |  | 61
2017-02-10 09:00 | 0.74543 | 23.8716 | 0 | 2.6748 | 0.44582 | 566.8677 | 327.5081 | 22.7657 | 945 |  | 118
2017-02-10 10:00 | 39.9683 | 32.8172 | 0 | 1.6985 | 107.5274 | 965.2024 | 781.8691 | 58.832 | 1988 |  | 248
2017-02-10 11:00 | 106.0514 | 3.198 | 0 | 0.82982 | 389.3905 | 2345.5684 | 1048.6965 | 84.2493 | 3978 |  | 497
2017-02-10 12:00 | 117.33 | 0 | 0 | 0 | 439.3507 | 2520.4617 | 1710.0958 | 91.0664 | 4878 |  | 610
2017-02-10 13:00 | 86.3762 | 0 | 0 | 0 | 310.3316 | 2400.0994 | 1439.2906 | 69.263 | 4305 |  | 538
2017-02-10 14:00 | 41.8868 | 0 | 0 | 0 | 80.1538 | 1834.2825 | 492.3747 | 29.5354 | 2478 |  | 310
2017-02-10 15:00 | 2.4282 | 0 | 0 | 0 | 14.3445 | 1047.9386 | 197.5634 | 1.897 | 1264 |  | 158
2017-02-10 16:00 | 0 | 0 | 0 | 0 | 0 | 255.7284 | 47.7502 | 0 | 303 |  | 38
2017-02-10 17:00 | 0 | 0 | 0 | 0 | 0 | 0 | 0 | 0 | 0 |  | 0
2017-02-10 18:00 | 0 | 0 | 0 | 0 | 0 | 0 | 0 | 0 | 0 |  | 0
2017-02-10 19:00 | 0 | 0 | 0 | 0 | 0 | 0 | 0 | 0 | 0 |  | 0
2017-02-10 20:00 | 0 | 0 | 0 | 0 | 0 | 0 | 0 | 0 | 0 |  | 0
2017-02-10 21:00 | 0 | 0 | 0 | 0 | 0 | 0 | 0 | 0 | 0 |  | 0
2017-02-10 22:00 | 0 | 0 | 0 | 0 | 0 | 0 | 0 | 0 | 0 |  | 0
2017-02-10 23:00 | 0 | 0 | 0 | 0 | 0 | 0 | 0 | 0 | 0 |  | 0
2017-02-11 | 0 | 0 | 0 | 0 | 0 | 0 | 0 | 0 | 0 |  | 0
2017-02-11 01:00 | 0 | 0 | 0 | 0 | 0 | 0 | 0 | 0 | 0 |  | 0
2017-02-11 02:00 | 0 | 0 | 0 | 0 | 0 | 0 | 0 | 0 | 0 |  | 0
2017-02-11 03:00 | 0 | 0 | 0 | 0 | 0 | 0 | 0 | 0 | 0 |  | 0
2017-02-11 04:00 | 0 | 0 | 0 | 0 | 0 | 0 | 0 | 0 | 0 |  | 0
2017-02-11 05:00 | 0 | 0 | 0 | 0 | 0 | 0 | 0 | 0 | 0 |  | 0
2017-02-11 06:00 | 0 | 0 | 0 | 0 | 0 | 0 | 0 | 0 | 0 |  | 0
2017-02-11 07:00 | 0 | 0 | 0 | 0 | 0 | 0 | 0 | 0 | 0 |  | 0
2017-02-11 08:00 | 0 | 0 | 0 | 0 | 0 | 0 | 0 | 0 | 0 |  | 0
2017-02-11 09:00 | 0 | 0 | 0 | 0 | 0 | 0 | 0 | 0 | 0 |  | 0
2017-02-11 10:00 | 0 | 0 | 0 | 0 | 0 | 0 | 0 | 0 | 0 |  | 0
2017-02-11 11:00 | 0 | 0 | 0 | 0 | 0 | 5.1943 | 0 | 0 | 5 |  | 1
2017-02-11 12:00 | 0 | 0 | 0 | 0 | 0 | 3.7059 | 0 | 0 | 4 |  | 0
2017-02-11 13:00 | 0 | 0 | 0 | 0 | 0 | 0 | 0 | 0 | 0 |  | 0
2017-02-11 14:00 | 0 | 0 | 0 | 0 | 0 | 0 | 0 | 0 | 0 |  | 0
2017-02-11 15:00 | 0 | 0 | 0 | 0 | 0 | 0 | 0 | 0 | 0 |  | 0
2017-02-11 16:00 | 0 | 0 | 0 | 0 | 0 | 0 | 0 | 0 | 0 |  | 0
2017-02-11 17:00 | 0 | 0 | 0 | 0 | 0 | 0 | 0 | 0 | 0 |  | 0
2017-02-11 18:00 | 0 | 0 | 0 | 0 | 0 | 0 | 0 | 0 | 0 |  | 0
2017-02-11 19:00 | 0 | 0 | 0 | 0 | 0 | 0 | 0 | 0 | 0 |  | 0
2017-02-11 20:00 | 0 | 0 | 0 | 0 | 0 | 0 | 0 | 0 | 0 |  | 0
2017-02-11 21:00 | 0 | 0 | 0 | 0 | 0 | 0 | 0 | 0 | 0 |  | 0
2017-02-11 22:00 | 0 | 0 | 0 | 0 | 0 | 0 | 0 | 0 | 0 |  | 0
2017-02-11 23:00 | 0 | 0 | 0 | 0 | 0 | 0 | 0 | 0 | 0 |  | 0
2017-02-12 | 0 | 0 | 0 | 0 | 0 | 0 | 0 | 0 | 0 |  | 0
2017-02-12 01:00 | 0 | 0 | 0 | 0 | 0 | 0 | 0 | 0 | 0 |  | 0
2017-02-12 02:00 | 0 | 0 | 0 | 0 | 0 | 0 | 0 | 0 | 0 |  | 0
2017-02-12 03:00 | 0 | 0 | 0 | 0 | 0 | 0 | 0 | 0 | 0 |  | 0
2017-02-12 04:00 | 0 | 0 | 0 | 0 | 0 | 0 | 0 | 0 | 0 |  | 0
2017-02-12 05:00 | 0 | 0 | 0 | 0 | 0 | 0 | 0 | 0 | 0 |  | 0
2017-02-12 06:00 | 0 | 0 | 0 | 0 | 0 | 0 | 0 | 0 | 0 |  | 0
2017-02-12 07:00 | 0 | 0 | 0 | 0 | 0 | 0 | 0 | 0 | 0 |  | 0
2017-02-12 08:00 | 0 | 0 | 0 | 0 | 0 | 0 | 0 | 0 | 0 |  | 0
2017-02-12 09:00 | 0 | 0 | 0 | 0 | 0 | 0.82019 | 0 | 0 | 1 |  | 0
2017-02-12 10:00 | 0 | 0 | 0 | 0 | 0 | 0.0066918 | 0 | 0 | 0 |  | 0
2017-02-12 11:00 | 0 | 0 | 0 | 0 | 0 | 0 | 0 | 0 | 0 |  | 0
2017-02-12 12:00 | 0 | 0 | 0 | 0 | 0 | 2.3268 | 0 | 0 | 2 |  | 0
2017-02-12 13:00 | 0 | 0 | 0 | 0 | 0 | 0.027397 | 0 | 0 | 0 |  | 0
2017-02-12 14:00 | 0 | 0 | 0 | 0 | 0 | 0 | 0 | 0 | 0 |  | 0
2017-02-12 15:00 | 0 | 0 | 0 | 0 | 0 | 0 | 0 | 0 | 0 |  | 0
2017-02-12 16:00 | 0 | 0 | 0 | 0 | 0 | 0 | 0 | 0 | 0 |  | 0
2017-02-12 17:00 | 0 | 0 | 0 | 0 | 0 | 0 | 0 | 0 | 0 |  | 0
2017-02-12 18:00 | 0 | 0 | 0 | 0 | 0 | 0 | 0 | 0 | 0 |  | 0
2017-02-12 19:00 | 0 | 0 | 0 | 0 | 0 | 0 | 0 | 0 | 0 |  | 0
2017-02-12 20:00 | 0 | 0 | 0 | 0 | 0 | 0 | 0 | 0 | 0 |  | 0
2017-02-12 21:00 | 0 | 0 | 0 | 0 | 0 | 0 | 0 | 0 | 0 |  | 0
2017-02-12 22:00 | 0 | 0 | 0 | 0 | 0 | 0 | 0 | 0 | 0 |  | 0
2017-02-12 23:00 | 0 | 0 | 0 | 0 | 0 | 0 | 0 | 0 | 0 |  | 0
2017-02-13 | 0 | 0 | 0 | 0 | 0 | 0 | 0 | 0 | 0 |  | 0
2017-02-13 01:00 | 0 | 0 | 0 | 0 | 0 | 0 | 0 | 0 | 0 |  | 0
2017-02-13 02:00 | 0 | 0 | 0 | 0 | 0 | 0 | 0 | 0 | 0 |  | 0
2017-02-13 03:00 | 0 | 0 | 0 | 0 | 0 | 0 | 0 | 0 | 0 |  | 0
2017-02-13 04:00 | 0 | 0 | 0 | 0 | 0 | 0 | 0 | 0 | 0 |  | 0
2017-02-13 05:00 | 0 | 0 | 0 | 0 | 0 | 0 | 0 | 0 | 0 |  | 0
2017-02-13 06:00 | 0 | 0 | 0 | 0 | 0 | 0 | 0 | 0 | 0 |  | 0
2017-02-13 07:00 | 0 | 0 | 0 | 0 | 0 | 0 | 0 | 0 | 0 |  | 0
2017-02-13 08:00 | 0 | 44.9483 | 0 | 0 | 0 | 0 | 0 | 0 | 45 |  | 6
2017-02-13 09:00 | 0 | 381.8095 | 0 | 0 | 0 | 0 | 0 | 0 | 382 |  | 48
2017-02-13 10:00 | 0 | 753.3818 | 0 | 0 | 0 | 0 | 0 | 0 | 753 |  | 94
2017-02-13 11:00 | 0.00011444 | 1163.895 | 0 | 0 | 0 | 0 | 0 | 0 | 1164 |  | 145
2017-02-13 12:00 | 5.0209 | 1077.5864 | 0 | 155.0809 | 0 | 0 | 0 | 0 | 1238 |  | 155
2017-02-13 13:00 | 15.5997 | 840.2964 | 0 | 276.3614 | 0 | 0 | 0 | 0 | 1132 |  | 142
2017-02-13 14:00 | 27.7025 | 401.0356 | 0 | 233.3904 | 0 | 0 | 0 | 0 | 662 |  | 83
2017-02-13 15:00 | 6.9482 | 375.4682 | 0 | 144.0856 | 0 | 0 | 16.9009 | 0 | 543 |  | 68
2017-02-13 16:00 | 0 | 65.2395 | 0 | 34.8667 | 0 | 0 | 2.3276 | 0 | 102 |  | 13
2017-02-13 17:00 | 0 | 0 | 0 | 0 | 0 | 0 | 0 | 0 | 0 |  | 0
2017-02-13 18:00 | 0 | 0 | 0 | 0 | 0 | 0 | 0 | 0 | 0 |  | 0
2017-02-13 19:00 | 0 | 0 | 0 | 0 | 0 | 0 | 0 | 0 | 0 |  | 0
2017-02-13 20:00 | 0 | 0 | 0 | 0 | 0 | 0 | 0 | 0 | 0 |  | 0
2017-02-13 21:00 | 0 | 0 | 0 | 0 | 0 | 0 | 0 | 0 | 0 |  | 0
2017-02-13 22:00 | 0 | 0 | 0 | 0 | 0 | 0 | 0 | 0 | 0 |  | 0
2017-02-13 23:00 | 0 | 0 | 0 | 0 | 0 | 0 | 0 | 0 | 0 |  | 0
2017-02-14 | 0 | 0 | 0 | 0 | 0 | 0 | 0 | 0 | 0 |  | 0
2017-02-14 01:00 | 0 | 0 | 0 | 0 | 0 | 0 | 0 | 0 | 0 |  | 0
2017-02-14 02:00 | 0 | 0 | 0 | 0 | 0 | 0 | 0 | 0 | 0 |  | 0
2017-02-14 03:00 | 0 | 0 | 0 | 0 | 0 | 0 | 0 | 0 | 0 |  | 0
2017-02-14 04:00 | 0 | 0 | 0 | 0 | 0 | 0 | 0 | 0 | 0 |  | 0
2017-02-14 05:00 | 0 | 0 | 0 | 0 | 0 | 0 | 0 | 0 | 0 |  | 0
2017-02-14 06:00 | 0 | 0.57016 | 0 | 0 | 0 | 0 | 0 | 0 | 1 |  | 0
2017-02-14 07:00 | 0 | 457.7399 | 0 | 188.0582 | 0 | 0 | 0 | 0 | 646 |  | 81
2017-02-14 08:00 | 0.00028583 | 1876.5211 | 0 | 1045.9749 | 0 | 0 | 36.499 | 0 | 2959 |  | 370
2017-02-14 09:00 | 33.9536 | 2631.2986 | 0 | 1528.891 | 0 | 0.12872 | 343.5138 | 0 | 4538 |  | 567
2017-02-14 10:00 | 111.6038 | 2720.8896 | 0 | 1699.8701 | 0 | 8.5801 | 925.6011 | 0 | 5467 |  | 683
2017-02-14 11:00 | 79.1301 | 1618.5262 | 0 | 1640.8483 | 0 | 32.3114 | 1498.8075 | 0 | 4870 |  | 609
2017-02-14 12:00 | 108.0101 | 1342.109 | 0 | 859.9625 | 0 | 1.0408 | 964.2117 | 0 | 3275 |  | 409
2017-02-14 13:00 | 112.2395 | 843.0117 | 0 | 1037.8441 | 0 | 0.21924 | 1134.3549 | 0 | 3128 |  | 391
2017-02-14 14:00 | 29.5524 | 308.1309 | 11.9092 | 804.7931 | 0 | 9.1834 | 783.2214 | 0 | 1947 |  | 243
2017-02-14 15:00 | 13.4547 | 166.4053 | 90.4933 | 323.7912 | 0 | 1078.9319 | 349.1021 | 0 | 2022 |  | 253
2017-02-14 16:00 | 0 | 66.1061 | 17.1409 | 49.9248 | 0 | 1243.1002 | 79.9764 | 0 | 1456 |  | 182
2017-02-14 17:00 | 0 | 0.22833 | 0 | 0.81072 | 0 | 13.3924 | 1.0944 | 0 | 16 |  | 2
2017-02-14 18:00 | 0 | 0 | 0 | 0 | 0 | 0 | 0 | 0 | 0 |  | 0
2017-02-14 19:00 | 0 | 0 | 0 | 0 | 0 | 0 | 0 | 0 | 0 |  | 0
2017-02-14 20:00 | 0 | 0 | 0 | 0 | 0 | 0 | 0 | 0 | 0 |  | 0
2017-02-14 21:00 | 0 | 0 | 0 | 0 | 0 | 0 | 0 | 0 | 0 |  | 0
2017-02-14 22:00 | 0 | 0 | 0 | 0 | 0 | 0 | 0 | 0 | 0 |  | 0
2017-02-14 23:00 | 0 | 0 | 0 | 0 | 0 | 0 | 0 | 0 | 0 |  | 0
2017-02-15 | 0 | 0 | 0 | 0 | 0 | 0 | 0 | 0 | 0 |  | 0
2017-02-15 01:00 | 0 | 0 | 0 | 0 | 0 | 0 | 0 | 0 | 0 |  | 0
2017-02-15 02:00 | 0 | 0 | 0 | 0 | 0 | 0 | 0 | 0 | 0 |  | 0
2017-02-15 03:00 | 0 | 0 | 0 | 0 | 0 | 0 | 0 | 0 | 0 |  | 0
2017-02-15 04:00 | 0 | 0 | 0 | 0 | 0 | 0 | 0 | 0 | 0 |  | 0
2017-02-15 05:00 | 0 | 0 | 0 | 0 | 0 | 0 | 0 | 0 | 0 |  | 0
2017-02-15 06:00 | 0 | 1.1881 | 0 | 0 | 0 | 0.18146 | 0 | 0 | 1 |  | 0
2017-02-15 07:00 | 0 | 103.5978 | 7.5238 | 28.3098 | 0 | 480.7786 | 54.6628 | 0 | 675 |  | 84
2017-02-15 08:00 | 0 | 205.2114 | 93.4189 | 178.2455 | 0 | 2087.7268 | 113.3482 | 0 | 2678 |  | 335
2017-02-15 09:00 | 0 | 242.2523 | 278.4034 | 290.4939 | 0 | 5032.7354 | 221.0248 | 0 | 6065 |  | 758
2017-02-15 10:00 | 0.00017109 | 413.4204 | 343.5375 | 321.3064 | 0 | 4548.5205 | 300.9661 | 0 | 5928 |  | 741
2017-02-15 11:00 | 11.989 | 364.343 | 291.5625 | 219.5094 | 0 | 4854.2593 | 573.2503 | 0 | 6315 |  | 789
2017-02-15 12:00 | 7.0816 | 721.8519 | 228.7901 | 211.257 | 0 | 3198.338 | 128.3687 | 0 | 4496 |  | 562
2017-02-15 13:00 | 5.5576 | 571.898 | 125.6181 | 131.9613 | 589.4436 | 1991.6466 | 168.629 | 0 | 3585 |  | 448
2017-02-15 14:00 | 0.00016895 | 392.898 | 180.9668 | 146.805 | 677.4971 | 3718.8008 | 150.5517 | 0 | 5268 |  | 658
2017-02-15 15:00 | 0 | 224.9411 | 88.8698 | 96.9421 | 329.3542 | 2335.225 | 51.7659 | 0 | 3127 |  | 391
2017-02-15 16:00 | 0 | 112.5169 | 9.1713 | 39.8993 | 134.9619 | 204.1288 | 1.333 | 0 | 502 |  | 63
2017-02-15 17:00 | 0 | 0.0075439 | 0 | 0 | 1.1929 | 0 | 0 | 0 | 1 |  | 0
2017-02-15 18:00 | 0 | 0 | 0 | 0 | 0 | 0 | 0 | 0 | 0 |  | 0
2017-02-15 19:00 | 0 | 0 | 0 | 0 | 0 | 0 | 0 | 0 | 0 |  | 0
2017-02-15 20:00 | 0 | 0 | 0 | 0 | 0 | 0 | 0 | 0 | 0 |  | 0
2017-02-15 21:00 | 0 | 0 | 0 | 0 | 0 | 0 | 0 | 0 | 0 |  | 0
2017-02-15 22:00 | 0 | 0 | 0 | 0 | 0 | 0 | 0 | 0 | 0 |  | 0
2017-02-15 23:00 | 0 | 0 | 0 | 0 | 0 | 0 | 0 | 0 | 0 |  | 0
2017-02-16 | 0 | 0 | 0 | 0 | 0 | 0 | 0 | 0 | 0 |  | 0
2017-02-16 01:00 | 0 | 0 | 0 | 0 | 0 | 0 | 0 | 0 | 0 |  | 0
2017-02-16 02:00 | 0 | 0 | 0 | 0 | 0 | 0 | 0 | 0 | 0 |  | 0
2017-02-16 03:00 | 0 | 0 | 0 | 0 | 0 | 0 | 0 | 0 | 0 |  | 0
2017-02-16 04:00 | 0 | 0 | 0 | 0 | 0 | 0 | 0 | 0 | 0 |  | 0
2017-02-16 05:00 | 0 | 0 | 0 | 0 | 0 | 0 | 0 | 0 | 0 |  | 0
2017-02-16 06:00 | 0 | 0 | 0 | 0 | 0 | 0 | 0 | 0 | 0 |  | 0
2017-02-16 07:00 | 0 | 0 | 0 | 0 | 0 | 0 | 0 | 0 | 0 |  | 0
2017-02-16 08:00 | 19.715 | 0 | 0 | 0 | 0 | 0 | 0 | 0 | 20 |  | 2
2017-02-16 09:00 | 105.0342 | 32.0518 | 0 | 0 | 0 | 0 | 0 | 0 | 137 |  | 17
2017-02-16 10:00 | 202.5645 | 100.8794 | 0 | 0 | 0 | 0 | 0 | 0 | 303 |  | 38
2017-02-16 11:00 | 176.0353 | 126.8644 | 0 | 0 | 0 | 1.3279 | 0 | 0 | 304 |  | 38
2017-02-16 12:00 | 105.6404 | 198.5751 | 0 | 0 | 0 | 6.0095 | 49.2394 | 0 | 359 |  | 45
2017-02-16 13:00 | 76.8267 | 234.4332 | 0 | 0 | 0 | 4.7603 | 1044.6747 | 0 | 1361 |  | 170
2017-02-16 14:00 | 174.912 | 220.2674 | 0 | 0 | 0 | 22.6041 | 981.6573 | 0 | 1399 |  | 175
2017-02-16 15:00 | 25.6 | 139.3079 | 0 | 0 | 0 | 0.061515 | 394.5051 | 0 | 559 |  | 70
2017-02-16 16:00 | 0 | 27.8023 | 0 | 0 | 0 | 0 | 101.1213 | 0 | 129 |  | 16
2017-02-16 17:00 | 0 | 0 | 0 | 0 | 0 | 0 | 1.0418 | 0 | 1 |  | 0
2017-02-16 18:00 | 0 | 0 | 0 | 0 | 0 | 0 | 0 | 0 | 0 |  | 0
2017-02-16 19:00 | 0 | 0 | 0 | 0 | 0 | 0 | 0 | 0 | 0 |  | 0
2017-02-16 20:00 | 0 | 0 | 0 | 0 | 0 | 0 | 0 | 0 | 0 |  | 0
2017-02-16 21:00 | 0 | 0 | 0 | 0 | 0 | 0 | 0 | 0 | 0 |  | 0
2017-02-16 22:00 | 0 | 0 | 0 | 0 | 0 | 0 | 0 | 0 | 0 |  | 0
2017-02-16 23:00 | 0 | 0 | 0 | 0 | 0 | 0 | 0 | 0 | 0 |  | 0
2017-02-17 | 0 | 0 | 0 | 0 | 0 | 0 | 0 | 0 | 0 |  | 0
2017-02-17 01:00 | 0 | 0 | 0 | 0 | 0 | 0 | 0 | 0 | 0 |  | 0
2017-02-17 02:00 | 0 | 0 | 0 | 0 | 0 | 0 | 0 | 0 | 0 |  | 0
2017-02-17 03:00 | 0 | 0 | 0 | 0 | 0 | 0 | 0 | 0 | 0 |  | 0
2017-02-17 04:00 | 0 | 0 | 0 | 0 | 0 | 0 | 0 | 0 | 0 |  | 0
2017-02-17 05:00 | 0 | 0 | 0 | 0 | 0 | 0 | 0 | 0 | 0 |  | 0
2017-02-17 06:00 | 0 | 9.4305 | 0 | 0 | 0 | 0 | 0.56952 | 0 | 10 |  | 1
2017-02-17 07:00 | 0.00013934 | 357.788 | 0 | 0 | 0 | 2.123 | 53.3108 | 0 | 413 |  | 52
2017-02-17 08:00 | 73.7338 | 1570.152 | 0 | 0 | 0 | 99.1161 | 225.0694 | 0 | 1968 |  | 246
2017-02-17 09:00 | 249.8396 | 2827.0452 | 0 | 9.8786 | 0 | 322.7056 | 1231.0674 | 0 | 4641 |  | 580
2017-02-17 10:00 | 575.3982 | 3298.156 | 0 | 59.6148 | 10.2674 | 565.2381 | 2245.465 | 0 | 6754 |  | 844
2017-02-17 11:00 | 736.6685 | 1948.7684 | 513.0453 | 75.4095 | 82.2636 | 960.2086 | 2907.081 | 0 | 7223 |  | 903
2017-02-17 12:00 | 790.8048 | 841.4979 | 1343.4647 | 94.1123 | 1597.5288 | 11109.708 | 3433.1985 | 0 | 19210 |  | 2401
2017-02-17 13:00 | 717.0867 | 940.4111 | 848.5641 | 87.2047 | 3248.099 | 26107.61 | 3891.7925 | 0 | 35841 |  | 4480
2017-02-17 14:00 | 509.1854 | 433.1955 | 456.5007 | 57.4065 | 2690.4006 | 24125.924 | 1914.5798 | 0 | 30187 |  | 3773
2017-02-17 15:00 | 180.6195 | 219.909 | 124.3863 | 1.2642 | 1052.412 | 15322.345 | 767.0281 | 0 | 17668 |  | 2208
2017-02-17 16:00 | 15.0999 | 71.3496 | 23.8286 | 0 | 164.2196 | 4224.4736 | 193.3724 | 0 | 4692 |  | 587
2017-02-17 17:00 | 0 | 0.47175 | 0 | 0 | 2.226 | 65.8786 | 6.5009 | 0 | 75 |  | 9
2017-02-17 18:00 | 0 | 0 | 0 | 0 | 0 | 0 | 0 | 0 | 0 |  | 0
2017-02-17 19:00 | 0 | 0 | 0 | 0 | 0 | 0 | 0 | 0 | 0 |  | 0
2017-02-17 20:00 | 0 | 0 | 0 | 0 | 0 | 0 | 0 | 0 | 0 |  | 0
2017-02-17 21:00 | 0 | 0 | 0 | 0 | 0 | 0 | 0 | 0 | 0 |  | 0
2017-02-17 22:00 | 0 | 0 | 0 | 0 | 0 | 0 | 0 | 0 | 0 |  | 0
2017-02-17 23:00 | 0 | 0 | 0 | 0 | 0 | 0 | 0 | 0 | 0 |  | 0
2017-02-18 | 0 | 0 | 0 | 0 | 0 | 0 | 0 | 0 | 0 |  | 0
2017-02-18 01:00 | 0 | 0 | 0 | 0 | 0 | 0 | 0 | 0 | 0 |  | 0
2017-02-18 02:00 | 0 | 0 | 0 | 0 | 0 | 0 | 0 | 0 | 0 |  | 0
2017-02-18 03:00 | 0 | 0 | 0 | 0 | 0 | 0 | 0 | 0 | 0 |  | 0
2017-02-18 04:00 | 0 | 0 | 0 | 0 | 0 | 0 | 0 | 0 | 0 |  | 0
2017-02-18 05:00 | 0 | 0 | 0 | 0 | 0 | 0 | 0 | 0 | 0 |  | 0
2017-02-18 06:00 | 0 | 6.7539 | 0 | 0 | 1.296 | 70.7356 | 0.87747 | 0 | 80 |  | 10
2017-02-18 07:00 | 0 | 125.4328 | 106.9958 | 0 | 353.2358 | 4938.366 | 122.3219 | 0 | 5646 |  | 706
2017-02-18 08:00 | 160.4398 | 541.1206 | 261.914 | 0 | 919.9941 | 9983.314 | 357.6585 | 0 | 12224 |  | 1528
2017-02-18 09:00 | 592.8118 | 3174.976 | 814.8397 | 63.2298 | 1907.0946 | 20393.158 | 1583.1938 | 0 | 28529 |  | 3566
2017-02-18 10:00 | 579.3572 | 3253.732 | 1687.2009 | 250.4261 | 3700.029 | 30036.82 | 2300.4495 | 0 | 41808 |  | 5226
2017-02-18 11:00 | 1233.2256 | 2195.8096 | 1759.4386 | 420.0996 | 6589.74 | 30890.43 | 4794.016 | 0 | 47883 |  | 5985
2017-02-18 12:00 | 1442.9647 | 1236.846 | 1617.6556 | 816.2497 | 5739.182 | 30957.736 | 4941.5977 | 0.005691 | 46752 |  | 5844
2017-02-18 13:00 | 2340.8838 | 1340.533 | 1051.9347 | 921.3032 | 3787.2375 | 24144.668 | 3562.1333 | 0.02294 | 37149 |  | 4644
2017-02-18 14:00 | 3208.2986 | 485.7375 | 719.457 | 965.6881 | 3732.8567 | 20322.688 | 2217.3545 | 597.2002 | 32249 |  | 4031
2017-02-18 15:00 | 2616.4387 | 269.4204 | 180.2445 | 459.7313 | 3111.119 | 14207.417 | 826.5066 | 413.298 | 22084 |  | 2761
2017-02-18 16:00 | 911.1771 | 204.3755 | 91.9697 | 121.0572 | 1003.4131 | 3655.0554 | 266.3938 | 61.5921 | 6315 |  | 789
2017-02-18 17:00 | 23.0345 | 2.4422 | 1.2352 | 1.8241 | 20.8796 | 78.7789 | 4.2085 | 0 | 132 |  | 17
2017-02-18 18:00 | 0 | 0 | 0 | 0 | 0 | 0 | 0 | 0 | 0 |  | 0
2017-02-18 19:00 | 0 | 0 | 0 | 0 | 0 | 0 | 0 | 0 | 0 |  | 0
2017-02-18 20:00 | 0 | 0 | 0 | 0 | 0 | 0 | 0 | 0 | 0 |  | 0
2017-02-18 21:00 | 0 | 0 | 0 | 0 | 0 | 0 | 0 | 0 | 0 |  | 0
2017-02-18 22:00 | 0 | 0 | 0 | 0 | 0 | 0 | 0 | 0 | 0 |  | 0
2017-02-18 23:00 | 0 | 0 | 0 | 0 | 0 | 0 | 0 | 0 | 0 |  | 0
2017-02-19 | 0 | 0 | 0 | 0 | 0 | 0 | 0 | 0 | 0 |  | 0
2017-02-19 01:00 | 0 | 0 | 0 | 0 | 0 | 0 | 0 | 0 | 0 |  | 0
2017-02-19 02:00 | 0 | 0 | 0 | 0 | 0 | 0 | 0 | 0 | 0 |  | 0
2017-02-19 03:00 | 0 | 0 | 0 | 0 | 0 | 0 | 0 | 0 | 0 |  | 0
2017-02-19 04:00 | 0 | 0 | 0 | 0 | 0 | 0 | 0 | 0 | 0 |  | 0
2017-02-19 05:00 | 0 | 0 | 0 | 0 | 0 | 0 | 0 | 0 | 0 |  | 0
2017-02-19 06:00 | 1.8879 | 5.0157 | 0 | 0 | 0.2082 | 59.0202 | 3.6029 | 0 | 70 |  | 9
2017-02-19 07:00 | 444.8456 | 299.7963 | 259.4835 | 317.3125 | 704.8339 | 3389.26 | 122.872 | 37.5287 | 5576 |  | 697
2017-02-19 08:00 | 1737.8291 | 571.5526 | 545.0325 | 600.4493 | 1486.9329 | 9893.624 | 563.3767 | 19.716 | 15419 |  | 1927
2017-02-19 09:00 | 3782.7913 | 959.9073 | 809.941 | 748.3995 | 2381.184 | 9475.902 | 1121.3041 | 25.0527 | 19304 |  | 2413
2017-02-19 10:00 | 7510.1323 | 1343.3204 | 1118.5637 | 1136.8372 | 3115.7212 | 10395.95 | 1139.726 | 41.9415 | 25802 |  | 3225
2017-02-19 11:00 | 16192.92 | 1739.4054 | 1710.2277 | 1330.5872 | 4543.0522 | 15861.121 | 1257.2092 | 526.3362 | 43161 |  | 5395
2017-02-19 12:00 | 23176.967 | 2264.7878 | 1739.4702 | 1675.1101 | 5842.716 | 14395.399 | 5102.063 | 4175.1704 | 58372 |  | 7296
2017-02-19 13:00 | 26946.85 | 1823.8015 | 2676.312 | 2470.2483 | 8553.771 | 26680.46 | 4979.4756 | 3828.8486 | 77960 |  | 9745
2017-02-19 14:00 | 25096.904 | 1000.2577 | 1244.1465 | 1704.8899 | 5956.9805 | 20340.72 | 1816.6967 | 2817.6985 | 59978 |  | 7497
2017-02-19 15:00 | 14244.883 | 604.6603 | 339.6425 | 960.5403 | 3807.2861 | 12724.933 | 831.1747 | 1497.2668 | 35010 |  | 4376
2017-02-19 16:00 | 2598.0122 | 303.0091 | 132.363 | 196.9352 | 599.7537 | 3836.0261 | 364.0748 | 575.9098 | 8606 |  | 1076
2017-02-19 17:00 | 86.8041 | 7.6838 | 2.6957 | 5.9597 | 23.6176 | 142.1548 | 12.4948 | 16.9583 | 298 |  | 37
2017-02-19 18:00 | 0 | 0 | 0 | 0 | 0 | 0 | 0 | 0 | 0 |  | 0
2017-02-19 19:00 | 0 | 0 | 0 | 0 | 0 | 0 | 0 | 0 | 0 |  | 0
2017-02-19 20:00 | 0 | 0 | 0 | 0 | 0 | 0 | 0 | 0 | 0 |  | 0
2017-02-19 21:00 | 0 | 0 | 0 | 0 | 0 | 0 | 0 | 0 | 0 |  | 0
2017-02-19 22:00 | 0 | 0 | 0 | 0 | 0 | 0 | 0 | 0 | 0 |  | 0
2017-02-19 23:00 | 0 | 0 | 0 | 0 | 0 | 0 | 0 | 0 | 0 |  | 0
2017-02-20 | 0 | 0 | 0 | 0 | 0 | 0 | 0 | 0 | 0 |  | 0
2017-02-20 01:00 | 0 | 0 | 0 | 0 | 0 | 0 | 0 | 0 | 0 |  | 0
2017-02-20 02:00 | 0 | 0 | 0 | 0 | 0 | 0 | 0 | 0 | 0 |  | 0
2017-02-20 03:00 | 0 | 0 | 0 | 0 | 0 | 0 | 0 | 0 | 0 |  | 0
2017-02-20 04:00 | 0 | 0 | 0 | 0 | 0 | 0 | 0 | 0 | 0 |  | 0
2017-02-20 05:00 | 0 | 0 | 0 | 0 | 0 | 0 | 0 | 0 | 0 |  | 0
2017-02-20 06:00 | 83.6857 | 121.8718 | 0 | 0 | 11.0237 | 139.1493 | 5.8444 | 38.0865 | 400 |  | 50
2017-02-20 07:00 | 5990.0645 | 1460.6765 | 272.9219 | 756.2733 | 1097.9948 | 7902.163 | 158.7115 | 3093.2786 | 20732 |  | 2592
2017-02-20 08:00 | 18291.777 | 4796.858 | 1403.0737 | 2561.172 | 1598.3575 | 10395.114 | 827.9941 | 7550.22 | 47425 |  | 5928
2017-02-20 09:00 | 29719.5 | 7021.4414 | 1815.2252 | 3205.9548 | 2421.2095 | 17212.771 | 2682.5483 | 11838.433 | 75917 |  | 9490
2017-02-20 10:00 | 37098.37 | 6717.3833 | 4204.0034 | 3535.646 | 6685.865 | 23321.09 | 4445.3813 | 13919.019 | 99927 |  | 12491
2017-02-20 11:00 | 40096.918 | 4770.292 | 4171.508 | 3483.656 | 11216.204 | 26973.9 | 5289.939 | 14152.686 | 110155 |  | 13769
2017-02-20 12:00 | 41226.293 | 2620.2192 | 3710.4863 | 3308.025 | 10799.231 | 29581.555 | 5527.2593 | 9930.535 | 106704 |  | 13338
2017-02-20 13:00 | 36638.586 | 1699.84 | 2753.5942 | 2766.248 | 9348.444 | 32811.17 | 5418.1357 | 13785.396 | 105221 |  | 13153
2017-02-20 14:00 | 30908.17 | 764.2258 | 1495.6605 | 1959.6313 | 7154.4844 | 26992.922 | 2679.1245 | 11051.73 | 83006 |  | 10376
2017-02-20 15:00 | 19903.945 | 388.7988 | 372.6125 | 905.5269 | 4163.642 | 17722.707 | 791.9191 | 7074.3896 | 51324 |  | 6415
2017-02-20 16:00 | 3878.2 | 197.3898 | 130.9488 | 152.2891 | 1964.9663 | 6439.8403 | 203.0508 | 2316.5886 | 15283 |  | 1910
2017-02-20 17:00 | 102.4341 | 7.729 | 10.6038 | 10.8834 | 122.8838 | 270.2362 | 8.9843 | 46.4928 | 580 |  | 73
2017-02-20 18:00 | 0 | 0 | 0 | 0 | 0 | 0 | 0 | 0 | 0 |  | 0
2017-02-20 19:00 | 0 | 0 | 0 | 0 | 0 | 0 | 0 | 0 | 0 |  | 0
2017-02-20 20:00 | 0 | 0 | 0 | 0 | 0 | 0 | 0 | 0 | 0 |  | 0
2017-02-20 21:00 | 0 | 0 | 0 | 0 | 0 | 0 | 0 | 0 | 0 |  | 0
2017-02-20 22:00 | 0 | 0 | 0 | 0 | 0 | 0 | 0 | 0 | 0 |  | 0
2017-02-20 23:00 | 0 | 0 | 0 | 0 | 0 | 0 | 0 | 0 | 0 |  | 0
2017-02-21 | 0 | 0 | 0 | 0 | 0 | 0 | 0 | 0 | 0 |  | 0
2017-02-21 01:00 | 0 | 0 | 0 | 0 | 0 | 0 | 0 | 0 | 0 |  | 0
2017-02-21 02:00 | 0 | 0 | 0 | 0 | 0 | 0 | 0 | 0 | 0 |  | 0
2017-02-21 03:00 | 0 | 0 | 0 | 0 | 0 | 0 | 0 | 0 | 0 |  | 0
2017-02-21 04:00 | 0 | 0 | 0 | 0 | 0 | 0 | 0 | 0 | 0 |  | 0
2017-02-21 05:00 | 0 | 0 | 0 | 0 | 0 | 0 | 0 | 0 | 0 |  | 0
2017-02-21 06:00 | 153.866 | 128.76 | 0 | 0 | 24.8782 | 475.3043 | 13.1648 | 32.113 | 828 |  | 104
2017-02-21 07:00 | 7852.9727 | 1592.4886 | 327.5418 | 1009.5787 | 1181.8486 | 11843.455 | 164.7587 | 3077.0137 | 27050 |  | 3381
2017-02-21 08:00 | 18283.422 | 4770.723 | 1480.3698 | 2700.4434 | 1577.1523 | 22108.99 | 938.8763 | 9060.15 | 60920 |  | 7615
2017-02-21 09:00 | 27856.092 | 7138.749 | 1927.0021 | 3175.0862 | 2474.519 | 28837.88 | 3115.7788 | 11681.446 | 86207 |  | 10776
2017-02-21 10:00 | 27949.895 | 6883.966 | 4117.408 | 3463.5327 | 6177.7075 | 33364.223 | 4630.728 | 10227.845 | 96815 |  | 12102
2017-02-21 11:00 | 24846.24 | 4861.4673 | 4023.5225 | 3414.9316 | 10694.775 | 36310.973 | 5112.937 | 11483.872 | 100749 |  | 12594
2017-02-21 12:00 | 29519.684 | 2889.6064 | 3253.6282 | 3055.9072 | 9588.932 | 34132.668 | 5330.2305 | 8546.744 | 96317 |  | 12040
2017-02-21 13:00 | 27111.396 | 2412.6543 | 2209.7483 | 2239.3577 | 7817.1343 | 28144.723 | 3697.185 | 9556.828 | 83189 |  | 10399
2017-02-21 14:00 | 20929.057 | 1823.2709 | 1380.4736 | 1444.764 | 5107.754 | 16859.227 | 2049.3096 | 6345.2764 | 55939 |  | 6992
2017-02-21 15:00 | 9524.09 | 1157.2955 | 742.7105 | 663.8269 | 2754.0107 | 7531.1113 | 1002.3771 | 3445.2854 | 26821 |  | 3353
2017-02-21 16:00 | 3292.367 | 399.2115 | 223.4356 | 216.3302 | 731.3362 | 2960.8647 | 308.9175 | 1110.7563 | 9243 |  | 1155
2017-02-21 17:00 | 79.8503 | 13.2009 | 2.0057 | 2.9633 | 21.3363 | 45.8672 | 2.2793 | 32.2559 | 200 |  | 25
2017-02-21 18:00 | 0 | 0 | 0 | 0 | 0 | 0 | 0 | 0 | 0 |  | 0
2017-02-21 19:00 | 0 | 0 | 0 | 0 | 0 | 0 | 0 | 0 | 0 |  | 0
2017-02-21 20:00 | 0 | 0 | 0 | 0 | 0 | 0 | 0 | 0 | 0 |  | 0
2017-02-21 21:00 | 0 | 0 | 0 | 0 | 0 | 0 | 0 | 0 | 0 |  | 0
2017-02-21 22:00 | 0 | 0 | 0 | 0 | 0 | 0 | 0 | 0 | 0 |  | 0
2017-02-21 23:00 | 0 | 0 | 0 | 0 | 0 | 0 | 0 | 0 | 0 |  | 0
2017-02-22 | 0 | 0 | 0 | 0 | 0 | 0 | 0 | 0 | 0 |  | 0
2017-02-22 01:00 | 0 | 0 | 0 | 0 | 0 | 0 | 0 | 0 | 0 |  | 0
2017-02-22 02:00 | 0 | 0 | 0 | 0 | 0 | 0 | 0 | 0 | 0 |  | 0
2017-02-22 03:00 | 0 | 0 | 0 | 0 | 0 | 0 | 0 | 0 | 0 |  | 0
2017-02-22 04:00 | 0 | 0 | 0 | 0 | 0 | 0 | 0 | 0 | 0 |  | 0
2017-02-22 05:00 | 0 | 0 | 0 | 0 | 0 | 0 | 0 | 0 | 0 |  | 0
2017-02-22 06:00 | 73.8097 | 15.038 | 0 | 0 | 0 | 90.2513 | 5.4457 | 27.8833 | 212 |  | 27
2017-02-22 07:00 | 4155.4727 | 784.9697 | 291.1632 | 549.2438 | 714.8685 | 3576.151 | 271.2233 | 1174.6384 | 11518 |  | 1440
2017-02-22 08:00 | 12364.035 | 2733.55 | 1299.6135 | 1962.3433 | 2331.875 | 14516.146 | 959.6046 | 4255.33 | 40422 |  | 5053
2017-02-22 09:00 | 23639.125 | 5472.758 | 2113.0664 | 2365.3647 | 3093.4177 | 24539.248 | 3071.397 | 0 | 64294 |  | 8037
2017-02-22 10:00 | 33858.383 | 4326.883 | 2767.524 | 1801.9331 | 6074.391 | 18501.871 | 3055.251 | 0 | 70386 |  | 8798
2017-02-22 11:00 | 37187.17 | 3408.6672 | 2556.8774 | 2005.6785 | 6564.624 | 18113.611 | 3432.7485 | 2698.2734 | 75968 |  | 9496
2017-02-22 12:00 | 38181.86 | 2765.1184 | 2091.9902 | 2024.0425 | 6159.6997 | 20597.428 | 4299.1875 | 10270.539 | 86390 |  | 10799
2017-02-22 13:00 | 32614.393 | 1839.9904 | 2645.1235 | 2597.833 | 8864.652 | 30955.734 | 4607.9395 | 9938.946 | 94065 |  | 11758
2017-02-22 14:00 | 28709.303 | 795.0755 | 1465.6617 | 1787.5941 | 6775.231 | 27509.543 | 2636.2205 | 9460.693 | 79139 |  | 9892
2017-02-22 15:00 | 19010.525 | 395.7755 | 389.0724 | 789.9426 | 3863.8518 | 18447.85 | 800.4045 | 6709.662 | 50407 |  | 6301
2017-02-22 16:00 | 4770.826 | 195.7442 | 133.1979 | 137.8178 | 1734.9424 | 7276.8535 | 209.6171 | 2389.441 | 16848 |  | 2106
2017-02-22 17:00 | 134.0348 | 9.4571 | 11.1329 | 8.4663 | 112.5355 | 395.2846 | 8.071 | 95.8111 | 775 |  | 97
2017-02-22 18:00 | 0 | 0 | 0 | 0 | 0 | 0 | 0 | 0 | 0 |  | 0
2017-02-22 19:00 | 0 | 0 | 0 | 0 | 0 | 0 | 0 | 0 | 0 |  | 0
2017-02-22 20:00 | 0 | 0 | 0 | 0 | 0 | 0 | 0 | 0 | 0 |  | 0
2017-02-22 21:00 | 0 | 0 | 0 | 0 | 0 | 0 | 0 | 0 | 0 |  | 0
2017-02-22 22:00 | 0 | 0 | 0 | 0 | 0 | 0 | 0 | 0 | 0 |  | 0
2017-02-22 23:00 | 0 | 0 | 0 | 0 | 0 | 0 | 0 | 0 | 0 |  | 0
2017-02-23 | 0 | 0 | 0 | 0 | 0 | 0 | 0 | 0 | 0 |  | 0
2017-02-23 01:00 | 0 | 0 | 0 | 0 | 0 | 0 | 0 | 0 | 0 |  | 0
2017-02-23 02:00 | 0 | 0 | 0 | 0 | 0 | 0 | 0 | 0 | 0 |  | 0
2017-02-23 03:00 | 0 | 0 | 0 | 0 | 0 | 0 | 0 | 0 | 0 |  | 0
2017-02-23 04:00 | 0 | 0 | 0 | 0 | 0 | 0 | 0 | 0 | 0 |  | 0
2017-02-23 05:00 | 0 | 0 | 0 | 0 | 0 | 0 | 0 | 0 | 0 |  | 0
2017-02-23 06:00 | 173.56 | 107.8213 | 0 | 8.4285 | 22.3943 | 523.865 | 14.7749 | 71.5919 | 922 |  | 115
2017-02-23 07:00 | 5811.185 | 1267.376 | 374.4477 | 892.9605 | 1141.672 | 8846.301 | 297.769 | 2840.7556 | 21472 |  | 2684
2017-02-23 08:00 | 16084.092 | 4391.6167 | 1434.4457 | 2315.9844 | 1875.0829 | 19051.922 | 962.558 | 7015.4067 | 53131 |  | 6641
2017-02-23 09:00 | 26842.777 | 6469.8706 | 2130.2922 | 2806.3772 | 2829.661 | 26533.984 | 2928.157 | 10952.783 | 81494 |  | 10187
2017-02-23 10:00 | 33441.113 | 6324.5005 | 3812.2512 | 3150.272 | 6386.6094 | 31848.668 | 4119.6514 | 12248.0205 | 101331 |  | 12666
2017-02-23 11:00 | 34349.047 | 4539.8438 | 3755.0146 | 3181.1428 | 10210.117 | 34890.953 | 4837.2285 | 12957.008 | 108720 |  | 13590
2017-02-23 12:00 | 36355.98 | 2520.2207 | 3291.1326 | 2939.8472 | 9813.293 | 35264.81 | 5131.44 | 9663.961 | 104981 |  | 13123
2017-02-23 13:00 | 34170.09 | 1686.6611 | 2494.2083 | 2468.7107 | 8509.523 | 32091.23 | 4907.3145 | 10790.529 | 97118 |  | 12140
2017-02-23 14:00 | 27897.129 | 750.1478 | 1363.7803 | 1718.5348 | 6438.357 | 25971.951 | 2749.8423 | 9835.104 | 76725 |  | 9591
2017-02-23 15:00 | 18257.62 | 368.8587 | 365.1209 | 788.0828 | 3801.9873 | 17041.88 | 859.2473 | 6153.6143 | 47636 |  | 5955
2017-02-23 16:00 | 4975.8286 | 186.7398 | 121.4716 | 139.5891 | 1720.112 | 6464.0605 | 229.6638 | 1995.4982 | 15833 |  | 1979
2017-02-23 17:00 | 177.9808 | 10.0324 | 7.6828 | 8.8133 | 104.376 | 286.0403 | 10.9337 | 45.8551 | 652 |  | 81
2017-02-23 18:00 | 0 | 0 | 0 | 0 | 0 | 0 | 0 | 0 | 0 |  | 0
2017-02-23 19:00 | 0 | 0 | 0 | 0 | 0 | 0 | 0 | 0 | 0 |  | 0
2017-02-23 20:00 | 0 | 0 | 0 | 0 | 0 | 0 | 0 | 0 | 0 |  | 0
2017-02-23 21:00 | 0 | 0 | 0 | 0 | 0 | 0 | 0 | 0 | 0 |  | 0
2017-02-23 22:00 | 0 | 0 | 0 | 0 | 0 | 0 | 0 | 0 | 0 |  | 0
2017-02-23 23:00 | 0 | 0 | 0 | 0 | 0 | 0 | 0 | 0 | 0 |  | 0
2017-02-24 | 0 | 0 | 0 | 0 | 0 | 0 | 0 | 0 | 0 |  | 0
2017-02-24 01:00 | 0 | 0 | 0 | 0 | 0 | 0 | 0 | 0 | 0 |  | 0
2017-02-24 02:00 | 0 | 0 | 0 | 0 | 0 | 0 | 0 | 0 | 0 |  | 0
2017-02-24 03:00 | 0 | 0 | 0 | 0 | 0 | 0 | 0 | 0 | 0 |  | 0
2017-02-24 04:00 | 0 | 0 | 0 | 0 | 0 | 0 | 0 | 0 | 0 |  | 0
2017-02-24 05:00 | 0 | 0 | 0 | 0 | 0 | 0 | 0 | 0 | 0 |  | 0
2017-02-24 06:00 | 43.89 | 0 | 0 | 0.012475 | 2.7108 | 164.9927 | 4.1114 | 25.3964 | 241 |  | 30
2017-02-24 07:00 | 792.0925 | 37.2011 | 49.1459 | 30.8221 | 3.324 | 1176.0803 | 218.0702 | 953.7519 | 3260 |  | 408
2017-02-24 08:00 | 2598.3826 | 976.6768 | 341.2824 | 405.4721 | 986.721 | 1461.4069 | 626.2252 | 2363.6887 | 9760 |  | 1220
2017-02-24 09:00 | 6112.5327 | 831.4404 | 622.3657 | 487.3987 | 1985.0056 | 5283.535 | 729.0004 | 3662.8428 | 19714 |  | 2464
2017-02-24 10:00 | 10745.174 | 1487.5391 | 1309.7914 | 1028.2946 | 3108.4915 | 16697.205 | 978.0194 | 2110.4546 | 37465 |  | 4683
2017-02-24 11:00 | 18348.074 | 3614.586 | 2172.7144 | 1419.3597 | 1006.4282 | 15964.505 | 1949.313 | 7734.3477 | 52209 |  | 6526
2017-02-24 12:00 | 32818.78 | 2844.7 | 2883.0977 | 2313.2776 | 7208.8315 | 22236.844 | 3319.5557 | 13355.36 | 86980 |  | 10873
2017-02-24 13:00 | 33467.902 | 1803.7552 | 2321.5796 | 2521.4963 | 8397.17 | 31516.365 | 3508.003 | 7318.262 | 90855 |  | 11357
2017-02-24 14:00 | 25620.404 | 1069.67 | 1349.6228 | 1700.3439 | 6013.446 | 25329.195 | 2256.8013 | 9428.949 | 72768 |  | 9096
2017-02-24 15:00 | 18074.143 | 375.9832 | 355.7151 | 814.3719 | 3593.364 | 17239.793 | 970.3203 | 4918.12 | 46342 |  | 5793
2017-02-24 16:00 | 5633.444 | 167.8548 | 106.4732 | 135.5204 | 1529.9624 | 6829.5195 | 414.1656 | 1856.3999 | 16673 |  | 2084
2017-02-24 17:00 | 416.9438 | 6.86 | 3.1111 | 5.4608 | 74.9969 | 290.1542 | 10.0576 | 67.0908 | 875 |  | 109
2017-02-24 18:00 | 0 | 0 | 0 | 0 | 0 | 0 | 0 | 0 | 0 |  | 0
2017-02-24 19:00 | 0 | 0 | 0 | 0 | 0 | 0 | 0 | 0 | 0 |  | 0
2017-02-24 20:00 | 0 | 0 | 0 | 0 | 0 | 0 | 0 | 0 | 0 |  | 0
2017-02-24 21:00 | 0 | 0 | 0 | 0 | 0 | 0 | 0 | 0 | 0 |  | 0
2017-02-24 22:00 | 0 | 0 | 0 | 0 | 0 | 0 | 0 | 0 | 0 |  | 0
2017-02-24 23:00 | 0 | 0 | 0 | 0 | 0 | 0 | 0 | 0 | 0 |  | 0
2017-02-25 | 0 | 0 | 0 | 0 | 0 | 0 | 0 | 0 | 0 |  | 0
2017-02-25 01:00 | 0 | 0 | 0 | 0 | 0 | 0 | 0 | 0 | 0 |  | 0
2017-02-25 02:00 | 0 | 0 | 0 | 0 | 0 | 0 | 0 | 0 | 0 |  | 0
2017-02-25 03:00 | 0 | 0 | 0 | 0 | 0 | 0 | 0 | 0 | 0 |  | 0
2017-02-25 04:00 | 0 | 0 | 0 | 0 | 0 | 0 | 0 | 0 | 0 |  | 0
2017-02-25 05:00 | 0 | 0 | 0 | 0 | 0 | 0 | 0 | 0 | 0 |  | 0
2017-02-25 06:00 | 47.5577 | 52.8308 | 0 | 4.2832 | 14.9692 | 156.7229 | 7.3014 | 0.41207 | 284 |  | 36
2017-02-25 07:00 | 1869.576 | 574.2004 | 324.3198 | 372.1544 | 959.0122 | 3171.1667 | 247.0506 | 515.5681 | 8033 |  | 1004
2017-02-25 08:00 | 5075.863 | 812.7358 | 283.1336 | 489.0019 | 1023.6185 | 6925.876 | 614.34 | 2192.022 | 17417 |  | 2177
2017-02-25 09:00 | 7267.3223 | 1145.4615 | 667.0956 | 611.4708 | 1523.5706 | 15103.387 | 375.6247 | 5494.9106 | 32189 |  | 4024
2017-02-25 10:00 | 18913.121 | 2157.5522 | 1940.3469 | 1369.7485 | 2245.9656 | 33802.387 | 896.0899 | 8162.495 | 69488 |  | 8686
2017-02-25 11:00 | 22049.762 | 2625.7808 | 1257.022 | 2073.6897 | 5382.286 | 34815.36 | 2046.7198 | 4704.277 | 74955 |  | 9369
2017-02-25 12:00 | 22030.248 | 2229.0527 | 1051.1577 | 1424.5634 | 3409.861 | 33271.508 | 3022.6228 | 4937.7637 | 71377 |  | 8922
2017-02-25 13:00 | 21353.201 | 2250.1648 | 1579.083 | 1081.1826 | 3653.762 | 30295.176 | 4004.481 | 9248.08 | 73465 |  | 9183
2017-02-25 14:00 | 22440.244 | 1298.8933 | 689.3254 | 648.3749 | 5661.747 | 25098.814 | 2850.7131 | 9015.351 | 67703 |  | 8463
2017-02-25 15:00 | 9549.964 | 585.8285 | 478.0196 | 586.7349 | 1670.328 | 15689.692 | 741.6553 | 4132.7554 | 33435 |  | 4179
2017-02-25 16:00 | 1506.245 | 255.1 | 266.2117 | 212.7895 | 1472.8396 | 2990.7437 | 304.3519 | 1175.1626 | 8183 |  | 1023
2017-02-25 17:00 | 32.7982 | 14.6212 | 1.2 | 7.0481 | 4.0053 | 140.5628 | 5.5926 | 25.7098 | 232 |  | 29
2017-02-25 18:00 | 0 | 0 | 0 | 0 | 0 | 0 | 0 | 0 | 0 |  | 0
2017-02-25 19:00 | 0 | 0 | 0 | 0 | 0 | 0 | 0 | 0 | 0 |  | 0
2017-02-25 20:00 | 0 | 0 | 0 | 0 | 0 | 0 | 0 | 0 | 0 |  | 0
2017-02-25 21:00 | 0 | 0 | 0 | 0 | 0 | 0 | 0 | 0 | 0 |  | 0
2017-02-25 22:00 | 0 | 0 | 0 | 0 | 0 | 0 | 0 | 0 | 0 |  | 0
2017-02-25 23:00 | 0 | 0 | 0 | 0 | 0 | 0 | 0 | 0 | 0 |  | 0
2017-02-26 | 0 | 0 | 0 | 0 | 0 | 0 | 0 | 0 | 0 |  | 0
2017-02-26 01:00 | 0 | 0 | 0 | 0 | 0 | 0 | 0 | 0 | 0 |  | 0
2017-02-26 02:00 | 0 | 0 | 0 | 0 | 0 | 0 | 0 | 0 | 0 |  | 0
2017-02-26 03:00 | 0 | 0 | 0 | 0 | 0 | 0 | 0 | 0 | 0 |  | 0
2017-02-26 04:00 | 0 | 0 | 0 | 0 | 0 | 0 | 0 | 0 | 0 |  | 0
2017-02-26 05:00 | 0 | 0 | 0 | 0 | 0 | 0 | 0 | 0 | 0 |  | 0
2017-02-26 06:00 | 58.3615 | 68.7137 | 0 | 4.2419 | 0 | 403.1877 | 8.9951 | 37.0049 | 581 |  | 73
2017-02-26 07:00 | 2288.4653 | 1288.4037 | 487.333 | 988.188 | 1284.5424 | 3985.1003 | 197.3796 | 1024.771 | 11544 |  | 1443
2017-02-26 08:00 | 12563.948 | 2430.228 | 1971.3793 | 2624.1792 | 2527.6934 | 20515.65 | 891.721 | 5393.8364 | 48919 |  | 6115
2017-02-26 09:00 | 11758.957 | 3323.395 | 2760.18 | 3449.395 | 4029.0288 | 31237.51 | 3138.2168 | 6147.851 | 65845 |  | 8231
2017-02-26 10:00 | 36696.75 | 7012.305 | 4242.9634 | 3144.965 | 8456.55 | 37068 | 4846.189 | 8561.661 | 110029 |  | 13754
2017-02-26 11:00 | 34882.33 | 5040.349 | 4050.502 | 3287.6833 | 11317.962 | 39974.242 | 5647.853 | 10413.543 | 114614 |  | 14327
2017-02-26 12:00 | 16387.81 | 2727.7095 | 3879.3872 | 3425.7498 | 10917.915 | 40405.91 | 5993.577 | 11045.289 | 94783 |  | 11848
2017-02-26 13:00 | 23796.139 | 1861.4272 | 2937.4392 | 2833.025 | 9556.211 | 37375.797 | 5843.578 | 14054.987 | 98259 |  | 12282
2017-02-26 14:00 | 29528.916 | 922.4595 | 1685.0598 | 1981.8768 | 7223.4463 | 30582.295 | 3552.307 | 10569.551 | 86046 |  | 10756
2017-02-26 15:00 | 14068.865 | 727.8781 | 493.2674 | 780.8184 | 3249.119 | 19745.27 | 1143.7446 | 6662.076 | 46871 |  | 5859
2017-02-26 16:00 | 4809.1953 | 442.3608 | 288.2029 | 298.7322 | 1916.9104 | 5264.6196 | 415.0176 | 2537.8132 | 15973 |  | 1997
2017-02-26 17:00 | 902.8848 | 29.005 | 17.4034 | 20.5698 | 140.4582 | 626.0408 | 44.9398 | 148.5896 | 1930 |  | 241
2017-02-26 18:00 | 0 | 0 | 0 | 0 | 0 | 0 | 0 | 0 | 0 |  | 0
2017-02-26 19:00 | 0 | 0 | 0 | 0 | 0 | 0 | 0 | 0 | 0 |  | 0
2017-02-26 20:00 | 0 | 0 | 0 | 0 | 0 | 0 | 0 | 0 | 0 |  | 0
2017-02-26 21:00 | 0 | 0 | 0 | 0 | 0 | 0 | 0 | 0 | 0 |  | 0
2017-02-26 22:00 | 0 | 0 | 0 | 0 | 0 | 0 | 0 | 0 | 0 |  | 0
2017-02-26 23:00 | 0 | 0 | 0 | 0 | 0 | 0 | 0 | 0 | 0 |  | 0
2017-02-27 | 0 | 0 | 0 | 0 | 0 | 0 | 0 | 0 | 0 |  | 0
2017-02-27 01:00 | 0 | 0 | 0 | 0 | 0 | 0 | 0 | 0 | 0 |  | 0
2017-02-27 02:00 | 0 | 0 | 0 | 0 | 0 | 0 | 0 | 0 | 0 |  | 0
2017-02-27 03:00 | 0 | 0 | 0 | 0 | 0 | 0 | 0 | 0 | 0 |  | 0
2017-02-27 04:00 | 0 | 0 | 0 | 0 | 0 | 0 | 0 | 0 | 0 |  | 0
2017-02-27 05:00 | 0 | 0 | 0 | 0 | 0 | 0 | 0 | 0 | 0 |  | 0
2017-02-27 06:00 | 471.1173 | 260.4411 | 0 | 1.3049 | 66.1674 | 1009.9223 | 24.1227 | 147.0593 | 1980 |  | 248
2017-02-27 07:00 | 8683.165 | 1720.6024 | 604.7448 | 1251.1447 | 1363.5806 | 11292.633 | 218.8581 | 3807.5452 | 28942 |  | 3618
2017-02-27 08:00 | 18674.459 | 5159.1855 | 1948.4408 | 2668.2244 | 2007.1584 | 22068.764 | 998.2668 | 8976.353 | 62501 |  | 7813
2017-02-27 09:00 | 26870.39 | 7110.521 | 2805.632 | 3231.6604 | 3648.1545 | 30046.496 | 3256.0718 | 12460.473 | 89429 |  | 11179
2017-02-27 10:00 | 36530.08 | 6320.5225 | 3998.5298 | 3330.9802 | 7616.935 | 35274.516 | 4601.439 | 12188.139 | 109861 |  | 13733
2017-02-27 11:00 | 41886.855 | 4976.3564 | 4158.836 | 3553.504 | 11179.988 | 38816.402 | 5310.219 | 11094.603 | 120977 |  | 15122
2017-02-27 12:00 | 42022.57 | 2780.6138 | 3666.0847 | 3281.398 | 10762.599 | 38867.39 | 5672.8296 | 12896.764 | 119950 |  | 14994
2017-02-27 13:00 | 38292.93 | 1956.6117 | 2798.6084 | 2727.3293 | 9427.1875 | 35718.023 | 5515.127 | 10668.41 | 107104 |  | 13388
2017-02-27 14:00 | 31521.908 | 886.9105 | 1582.1101 | 1907.2622 | 7174.151 | 29102.742 | 3508.892 | 10705.689 | 86390 |  | 10799
2017-02-27 15:00 | 18849.936 | 438.7579 | 436.3277 | 888.4816 | 4253.188 | 19234.066 | 1155.7023 | 7268.617 | 52525 |  | 6566
2017-02-27 16:00 | 7415.2246 | 226.1655 | 143.8761 | 170.4811 | 1985.2365 | 7840.6113 | 330.467 | 2047.9357 | 20160 |  | 2520
2017-02-27 17:00 | 401.6991 | 26.6392 | 14.8907 | 18.3087 | 185.3718 | 516.0762 | 31.7349 | 108.4015 | 1303 |  | 163
2017-02-27 18:00 | 0 | 0 | 0 | 0 | 0 | 0 | 0 | 0 | 0 |  | 0
2017-02-27 19:00 | 0 | 0 | 0 | 0 | 0 | 0 | 0 | 0 | 0 |  | 0
2017-02-27 20:00 | 0 | 0 | 0 | 0 | 0 | 0 | 0 | 0 | 0 |  | 0
2017-02-27 21:00 | 0 | 0 | 0 | 0 | 0 | 0 | 0 | 0 | 0 |  | 0
2017-02-27 22:00 | 0 | 0 | 0 | 0 | 0 | 0 | 0 | 0 | 0 |  | 0
2017-02-27 23:00 | 0 | 0 | 0 | 0 | 0 | 0 | 0 | 0 | 0 |  | 0
2017-02-28 | 0 | 0 | 0 | 0 | 0 | 0 | 0 | 0 | 0 |  | 0
2017-02-28 01:00 | 0 | 0 | 0 | 0 | 0 | 0 | 0 | 0 | 0 |  | 0
2017-02-28 02:00 | 0 | 0 | 0 | 0 | 0 | 0 | 0 | 0 | 0 |  | 0
2017-02-28 03:00 | 0 | 0 | 0 | 0 | 0 | 0 | 0 | 0 | 0 |  | 0
2017-02-28 04:00 | 0 | 0 | 0 | 0 | 0 | 0 | 0 | 0 | 0 |  | 0
2017-02-28 05:00 | 0 | 0 | 0 | 0 | 0 | 0 | 0 | 0 | 0 |  | 0
2017-02-28 06:00 | 64.8595 | 0 | 0 | 0 | 0 | 33.2083 | 12.3265 | 25.562 | 136 |  | 17
2017-02-28 07:00 | 1701.7592 | 176.1536 | 41.0152 | 49.7545 | 140.3433 | 746.3616 | 245.7277 | 120.1343 | 3221 |  | 403
2017-02-28 08:00 | 3545.203 | 359.9136 | 242.7197 | 286.4939 | 698.4945 | 3519.6846 | 331.8248 | 724.1658 | 9708 |  | 1214
2017-02-28 09:00 | 11508.577 | 676.471 | 409.9261 | 416.2775 | 1021.2967 | 4925.843 | 1059.5942 | 3298.9214 | 23317 |  | 2915
2017-02-28 10:00 | 13939.6045 | 2041.7928 | 1926.6215 | 1273.7946 | 3686.0413 | 14341.022 | 1345.6936 | 4227.9165 | 42782 |  | 5348
2017-02-28 11:00 | 25596.432 | 2266.5007 | 2187.1077 | 1441.0703 | 4652.538 | 16436.328 | 967.4871 | 4533.0435 | 58081 |  | 7260
2017-02-28 12:00 | 31495.771 | 3518.9446 | 2937.3613 | 2041.7637 | 8686.45 | 17750.686 | 1755.9729 | 6604.9653 | 74792 |  | 9349
2017-02-28 13:00 | 28101.295 | 2440.3586 | 2123.091 | 2037.6226 | 7410.5356 | 27566.61 | 1846.4027 | 7637.476 | 79163 |  | 9895
2017-02-28 14:00 | 26784.76 | 1568.3239 | 1364.6373 | 1575.4307 | 5138.6436 | 27276.23 | 1950.1415 | 8879.524 | 74538 |  | 9317
2017-02-28 15:00 | 15393.121 | 733.0441 | 570.783 | 800.147 | 3623.4553 | 17247.633 | 1207.5985 | 3737.711 | 43313 |  | 5414
2017-02-28 16:00 | 4843.5923 | 320.9747 | 200.2867 | 199.0756 | 1160.4116 | 6849.898 | 479.4056 | 1280.808 | 15334 |  | 1917
2017-02-28 17:00 | 181.3823 | 24.8467 | 12.3691 | 11.5593 | 74.5905 | 136.6902 | 16.9377 | 54.8294 | 513 |  | 64
2017-02-28 18:00 | 0 | 0 | 0 | 0 | 0 | 0 | 0 | 0 | 0 |  | 0
2017-02-28 19:00 | 0 | 0 | 0 | 0 | 0 | 0 | 0 | 0 | 0 |  | 0
2017-02-28 20:00 | 0 | 0 | 0 | 0 | 0 | 0 | 0 | 0 | 0 |  | 0
2017-02-28 21:00 | 0 | 0 | 0 | 0 | 0 | 0 | 0 | 0 | 0 |  | 0
2017-02-28 22:00 | 0 | 0 | 0 | 0 | 0 | 0 | 0 | 0 | 0 |  | 0
2017-02-28 23:00 | 0 | 0 | 0 | 0 | 0 | 0 | 0 | 0 | 0 |  | 0
2017-03-01 | 0 | 0 | 0 | 0 | 0 | 0 | 0 | 0 | 0 |  | 0
2017-03-01 01:00 | 0 | 0 | 0 | 0 | 0 | 0 | 0 | 0 | 0 |  | 0
2017-03-01 02:00 | 0 | 0 | 0 | 0 | 0 | 0 | 0 | 0 | 0 |  | 0
2017-03-01 03:00 | 0 | 0 | 0 | 0 | 0 | 0 | 0 | 0 | 0 |  | 0
2017-03-01 04:00 | 0 | 0 | 0 | 0 | 0 | 0 | 0 | 0 | 0 |  | 0
2017-03-01 05:00 | 0 | 0 | 0 | 0 | 0 | 0 | 0 | 0 | 0 |  | 0
2017-03-01 06:00 | 5.1395 | 0 | 0 | 0 | 0.029926 | 77.2105 | 5.2536 | 1.7217 | 89 |  | 11
2017-03-01 07:00 | 572.4222 | 120.3041 | 0 | 61.4218 | 195.5321 | 1629.6165 | 95.6301 | 476.5883 | 3152 |  | 394
2017-03-01 08:00 | 2129.617 | 373.1218 | 226.5282 | 243.2615 | 747.1659 | 3931.7349 | 311.393 | 839.3933 | 8802 |  | 1100
2017-03-01 09:00 | 4185.191 | 969.4827 | 546.3386 | 344.6931 | 1408.411 | 6402.841 | 356.7364 | 1059.5684 | 15273 |  | 1909
2017-03-01 10:00 | 5158.0938 | 947.6509 | 882.5945 | 674.6118 | 1804.926 | 7090.4653 | 518.1484 | 1585.1376 | 18662 |  | 2333
2017-03-01 11:00 | 3899.2415 | 1269.4493 | 923.9866 | 996.8976 | 2261.3384 | 9793.522 | 523.4892 | 1403.7357 | 21072 |  | 2634
2017-03-01 12:00 | 8374.041 | 1885.2445 | 835.1934 | 979.4576 | 2752.1604 | 9998.989 | 554.2244 | 1207.1245 | 26586 |  | 3323
2017-03-01 13:00 | 23126.523 | 2384.0044 | 1383.0156 | 1031.079 | 4472.813 | 9352.147 | 1020.1456 | 4042.453 | 46812 |  | 5852
2017-03-01 14:00 | 17747.758 | 1765.8721 | 915.067 | 1101.924 | 3655.0605 | 14529.453 | 2142.641 | 4898.3345 | 46756 |  | 5845
2017-03-01 15:00 | 7962.7974 | 1084.7811 | 624.5139 | 566.0066 | 1951.7615 | 6581.3276 | 1075.6815 | 2082.659 | 21930 |  | 2741
2017-03-01 16:00 | 2484.943 | 307.8745 | 193.4816 | 220.069 | 625.1033 | 3093.2378 | 306.596 | 953.5969 | 8185 |  | 1023
2017-03-01 17:00 | 121.8946 | 30.5972 | 18.8951 | 25.1284 | 78.4631 | 188.153 | 14.7519 | 87.3106 | 565 |  | 71
2017-03-01 18:00 | 0 | 0 | 0 | 0 | 0 | 0 | 0 | 0 | 0 |  | 0
2017-03-01 19:00 | 0 | 0 | 0 | 0 | 0 | 0 | 0 | 0 | 0 |  | 0
2017-03-01 20:00 | 0 | 0 | 0 | 0 | 0 | 0 | 0 | 0 | 0 |  | 0
2017-03-01 21:00 | 0 | 0 | 0 | 0 | 0 | 0 | 0 | 0 | 0 |  | 0
2017-03-01 22:00 | 0 | 0 | 0 | 0 | 0 | 0 | 0 | 0 | 0 |  | 0
2017-03-01 23:00 | 0 | 0 | 0 | 0 | 0 | 0 | 0 | 0 | 0 |  | 0
2017-03-02 | 0 | 0 | 0 | 0 | 0 | 0 | 0 | 0 | 0 |  | 0
2017-03-02 01:00 | 0 | 0 | 0 | 0 | 0 | 0 | 0 | 0 | 0 |  | 0
2017-03-02 02:00 | 0 | 0 | 0 | 0 | 0 | 0 | 0 | 0 | 0 |  | 0
2017-03-02 03:00 | 0 | 0 | 0 | 0 | 0 | 0 | 0 | 0 | 0 |  | 0
2017-03-02 04:00 | 0 | 0 | 0 | 0 | 0 | 0 | 0 | 0 | 0 |  | 0
2017-03-02 05:00 | 0 | 0 | 0 | 0 | 0 | 0 | 0 | 0 | 0 |  | 0
2017-03-02 06:00 | 294.4477 | 110.4367 | 0 | 21.6908 | 96.4349 | 1788.5225 | 60.4055 | 118.555 | 2490 |  | 311
2017-03-02 07:00 | 4030.0554 | 1573.422 | 538.0687 | 925.3024 | 1275.583 | 8916.712 | 262.2314 | 1853.1024 | 19374 |  | 2422
2017-03-02 08:00 | 12941.244 | 3060.2422 | 763.6826 | 1081.0847 | 1859.3628 | 13100.47 | 417.1387 | 1872.987 | 35096 |  | 4387
2017-03-02 09:00 | 21369.627 | 2846.7217 | 1762.0021 | 816.7127 | 3418.9053 | 10683.306 | 2267.5251 | 2248.3794 | 45413 |  | 5677
2017-03-02 10:00 | 30727.238 | 4805.1885 | 4130.9688 | 3598.7068 | 9386.466 | 28871.885 | 4265.278 | 6603.2896 | 92389 |  | 11549
2017-03-02 11:00 | 44010.02 | 4529.472 | 4519.719 | 3800.7659 | 11893.836 | 41178.297 | 5819.2383 | 9590.889 | 125342 |  | 15668
2017-03-02 12:00 | 36263.418 | 2985.5776 | 3984.1807 | 3535.9617 | 9951.383 | 41301.86 | 6115.5386 | 7281.882 | 111420 |  | 13927
2017-03-02 13:00 | 33099.625 | 2130.0938 | 2978.9932 | 2927.636 | 9726.563 | 38162.64 | 5933.6973 | 12352.217 | 107311 |  | 13414
2017-03-02 14:00 | 39254.703 | 1062.1624 | 1742.5748 | 2073.5188 | 7404.074 | 31197.967 | 3858.2007 | 11037.824 | 97631 |  | 12204
2017-03-02 15:00 | 25271.45 | 456.7627 | 483.1947 | 994.4388 | 4355.508 | 21053.252 | 1221.4915 | 8363.02 | 62199 |  | 7775
2017-03-02 16:00 | 8450.4 | 340.7218 | 145.9079 | 182.4287 | 2040.8081 | 9041.292 | 312.0055 | 3089.3862 | 23603 |  | 2950
2017-03-02 17:00 | 316.5664 | 32.3193 | 21.5515 | 23.6538 | 180.1494 | 872.8687 | 21.5918 | 199.4015 | 1668 |  | 209
2017-03-02 18:00 | 0 | 0 | 0 | 0 | 0 | 0 | 0 | 0 | 0 |  | 0
2017-03-02 19:00 | 0 | 0 | 0 | 0 | 0 | 0 | 0 | 0 | 0 |  | 0
2017-03-02 20:00 | 0 | 0 | 0 | 0 | 0 | 0 | 0 | 0 | 0 |  | 0
2017-03-02 21:00 | 0 | 0 | 0 | 0 | 0 | 0 | 0 | 0 | 0 |  | 0
2017-03-02 22:00 | 0 | 0 | 0 | 0 | 0 | 0 | 0 | 0 | 0 |  | 0
2017-03-02 23:00 | 0 | 0 | 0 | 0 | 0 | 0 | 0 | 0 | 0 |  | 0
2017-03-03 | 0 | 0 | 0 | 0 | 0 | 0 | 0 | 0 | 0 |  | 0
2017-03-03 01:00 | 0 | 0 | 0 | 0 | 0 | 0 | 0 | 0 | 0 |  | 0
2017-03-03 02:00 | 0 | 0 | 0 | 0 | 0 | 0 | 0 | 0 | 0 |  | 0
2017-03-03 03:00 | 0 | 0 | 0 | 0 | 0 | 0 | 0 | 0 | 0 |  | 0
2017-03-03 04:00 | 0 | 0 | 0 | 0 | 0 | 0 | 0 | 0 | 0 |  | 0
2017-03-03 05:00 | 0 | 0 | 0 | 0 | 0 | 0 | 0 | 0 | 0 |  | 0
2017-03-03 06:00 | 423.724 | 575.2418 | 41.7987 | 68.0641 | 327.9103 | 1807.1362 | 38.6924 | 285.9172 | 3568 |  | 446
2017-03-03 07:00 | 7121.558 | 1491.7189 | 644.5427 | 870.7354 | 1607.402 | 12613.781 | 492.0593 | 2541.3633 | 27383 |  | 3423
2017-03-03 08:00 | 18875.934 | 2864.0898 | 1193.3578 | 1549.7017 | 3068.166 | 15961.002 | 1102.6602 | 4453.3354 | 49068 |  | 6134
2017-03-03 09:00 | 34394.746 | 5942.9067 | 3091.757 | 2098.6606 | 5566.347 | 21388.844 | 2199.075 | 8180.3774 | 82863 |  | 10358
2017-03-03 10:00 | 40317.016 | 7494.0503 | 4684.6597 | 3904.2988 | 9556.966 | 30538.682 | 3793.1553 | 15017.874 | 115307 |  | 14413
2017-03-03 11:00 | 42494.37 | 5401.7764 | 4538.4243 | 3774.1472 | 11788.915 | 41432.703 | 5825.6646 | 16164.784 | 131421 |  | 16428
2017-03-03 12:00 | 37771.234 | 2951.98 | 3985.416 | 3441.779 | 11198.536 | 41315.344 | 6154.8916 | 15512.494 | 122332 |  | 15291
2017-03-03 13:00 | 35610.19 | 2666.0703 | 2998.7444 | 2713.06 | 8300.428 | 36846.95 | 5341.787 | 13718.767 | 108196 |  | 13524
2017-03-03 14:00 | 34848.754 | 1438.4432 | 1626.3036 | 1716.2113 | 5672.2705 | 24140.13 | 3594.8708 | 8022.674 | 81060 |  | 10132
2017-03-03 15:00 | 21622.984 | 580.7067 | 853.0331 | 920.7194 | 3004.5503 | 16357.516 | 1258.5635 | 7291.8384 | 51890 |  | 6486
2017-03-03 16:00 | 9434.247 | 556.4172 | 231.5448 | 304.7331 | 1274.9629 | 6260.2393 | 543.0051 | 1527.319 | 20132 |  | 2517
2017-03-03 17:00 | 165.2887 | 42.5318 | 65.1475 | 27.4318 | 189.0814 | 702.7778 | 11.4326 | 121.1839 | 1325 |  | 166
2017-03-03 18:00 | 0 | 0 | 0 | 0 | 0 | 0 | 0 | 0 | 0 |  | 0
2017-03-03 19:00 | 0 | 0 | 0 | 0 | 0 | 0 | 0 | 0 | 0 |  | 0
2017-03-03 20:00 | 0 | 0 | 0 | 0 | 0 | 0 | 0 | 0 | 0 |  | 0
2017-03-03 21:00 | 0 | 0 | 0 | 0 | 0 | 0 | 0 | 0 | 0 |  | 0
2017-03-03 22:00 | 0 | 0 | 0 | 0 | 0 | 0 | 0 | 0 | 0 |  | 0
2017-03-03 23:00 | 0 | 0 | 0 | 0 | 0 | 0 | 0 | 0 | 0 |  | 0
2017-03-04 | 0 | 0 | 0 | 0 | 0 | 0 | 0 | 0 | 0 |  | 0
2017-03-04 01:00 | 0 | 0 | 0 | 0 | 0 | 0 | 0 | 0 | 0 |  | 0
2017-03-04 02:00 | 0 | 0 | 0 | 0 | 0 | 0 | 0 | 0 | 0 |  | 0
2017-03-04 03:00 | 0 | 0 | 0 | 0 | 0 | 0 | 0 | 0 | 0 |  | 0
2017-03-04 04:00 | 0 | 0 | 0 | 0 | 0 | 0 | 0 | 0 | 0 |  | 0
2017-03-04 05:00 | 0 | 0 | 0 | 0 | 0 | 0 | 0 | 0 | 0 |  | 0
2017-03-04 06:00 | 122.3443 | 155.6281 | 0 | 11.075 | 110.4913 | 1774.2109 | 8.4472 | 131.1108 | 2313 |  | 289
2017-03-04 07:00 | 2306.1973 | 1000.1058 | 888.2411 | 1448.5098 | 1527.835 | 13254.899 | 100.7623 | 3158.3357 | 23685 |  | 2961
2017-03-04 08:00 | 6231.771 | 4963.437 | 2680.822 | 2813.6326 | 2476.9272 | 24124.996 | 558.535 | 6714.1504 | 50564 |  | 6321
2017-03-04 09:00 | 13429.729 | 5316.116 | 2607.4668 | 2223.7705 | 4666.158 | 23816.795 | 1333.2009 | 5150.684 | 58544 |  | 7318
2017-03-04 10:00 | 19374.8 | 3710.583 | 2087.1953 | 1794.2952 | 5845.3125 | 16892.666 | 1373.9945 | 8808.964 | 59888 |  | 7486
2017-03-04 11:00 | 26923.193 | 2657.7458 | 1882.8274 | 2050.6108 | 6236.0806 | 19598.025 | 3751.579 | 10593.55 | 73694 |  | 9212
2017-03-04 12:00 | 36309.703 | 3496.699 | 3211.0107 | 3183.1133 | 8251.647 | 32001.053 | 5589.193 | 10475.247 | 102518 |  | 12815
2017-03-04 13:00 | 42920.805 | 2438.9656 | 3206.4553 | 3089.842 | 10342.4 | 40908.09 | 6179.801 | 12573.654 | 121660 |  | 15208
2017-03-04 14:00 | 36970.348 | 1089.4985 | 1906.9564 | 2168.3833 | 7969.504 | 33479.18 | 4486.0825 | 12876.927 | 100947 |  | 12618
2017-03-04 15:00 | 25561.424 | 490.6602 | 566.514 | 1038.435 | 4720.7915 | 23187.896 | 1475.3401 | 8305.151 | 65346 |  | 8168
2017-03-04 16:00 | 10263.07 | 273.1552 | 173.0621 | 199.8884 | 2275.3342 | 10168.265 | 391.3256 | 3484.6348 | 27229 |  | 3404
2017-03-04 17:00 | 390.5242 | 42.3608 | 22.2717 | 27.8482 | 237.588 | 1040.4569 | 36.8668 | 266.3133 | 2064 |  | 258
2017-03-04 18:00 | 0 | 0 | 0 | 0 | 0 | 0 | 0 | 0 | 0 |  | 0
2017-03-04 19:00 | 0 | 0 | 0 | 0 | 0 | 0 | 0 | 0 | 0 |  | 0
2017-03-04 20:00 | 0 | 0 | 0 | 0 | 0 | 0 | 0 | 0 | 0 |  | 0
2017-03-04 21:00 | 0 | 0 | 0 | 0 | 0 | 0 | 0 | 0 | 0 |  | 0
2017-03-04 22:00 | 0 | 0 | 0 | 0 | 0 | 0 | 0 | 0 | 0 |  | 0
2017-03-04 23:00 | 0 | 0 | 0 | 0 | 0 | 0 | 0 | 0 | 0 |  | 0
2017-03-05 | 0 | 0 | 0 | 0 | 0 | 0 | 0 | 0 | 0 |  | 0
2017-03-05 01:00 | 0 | 0 | 0 | 0 | 0 | 0 | 0 | 0 | 0 |  | 0
2017-03-05 02:00 | 0 | 0 | 0 | 0 | 0 | 0 | 0 | 0 | 0 |  | 0
2017-03-05 03:00 | 0 | 0 | 0 | 0 | 0 | 0 | 0 | 0 | 0 |  | 0
2017-03-05 04:00 | 0 | 0 | 0 | 0 | 0 | 0 | 0 | 0 | 0 |  | 0
2017-03-05 05:00 | 0 | 0 | 0 | 0 | 0 | 0 | 0 | 0 | 0 |  | 0
2017-03-05 06:00 | 830.4488 | 529.5935 | 6.5446 | 30.2347 | 159.7537 | 2693.5698 | 44.3716 | 340.5909 | 4635 |  | 579
2017-03-05 07:00 | 10929.236 | 2344.7014 | 993.993 | 1867.2787 | 1770.9734 | 15177.897 | 212.2844 | 5750.5723 | 39047 |  | 4881
2017-03-05 08:00 | 25074.062 | 6531.5703 | 2922.127 | 3115.7153 | 2803.113 | 25751.639 | 1285.4127 | 11176.515 | 78660 |  | 9833
2017-03-05 09:00 | 36275.574 | 8058.8184 | 4284.4854 | 3713.1465 | 6113.8247 | 33663.094 | 3807.7903 | 14811.535 | 110728 |  | 13841
2017-03-05 10:00 | 43959.6 | 7714.712 | 4825.9517 | 3948.3682 | 10457.327 | 39394.992 | 5151.6265 | 16544.012 | 131997 |  | 16500
2017-03-05 11:00 | 47869.453 | 5646.9907 | 4647.212 | 3917.8452 | 12019.908 | 42191.332 | 5905.2603 | 16251.76 | 138450 |  | 17306
2017-03-05 12:00 | 47622.74 | 3178.0369 | 4135.2163 | 3601.5005 | 11639.961 | 42240.77 | 6178.3975 | 16345.021 | 134942 |  | 16868
2017-03-05 13:00 | 43285.77 | 2320.103 | 3199.6829 | 3020.833 | 10129.064 | 39019.113 | 6134.038 | 15495.816 | 122604 |  | 15326
2017-03-05 14:00 | 35573.824 | 1041.153 | 1879.3315 | 2147.049 | 7759.191 | 32430.98 | 4312.7847 | 12479.633 | 97624 |  | 12203
2017-03-05 15:00 | 24214.055 | 456.1049 | 558.1916 | 1029.0383 | 4652.703 | 22196.33 | 1391.1237 | 8230.368 | 62728 |  | 7841
2017-03-05 16:00 | 10320.365 | 262.7184 | 165.4357 | 187.8744 | 2243.5974 | 9687.419 | 349.4516 | 3191.7004 | 26409 |  | 3301
2017-03-05 17:00 | 401.7761 | 37.9088 | 30.0148 | 27.4278 | 222.4076 | 1027.6986 | 30.4132 | 193.821 | 1971 |  | 246
2017-03-05 18:00 | 0 | 0 | 0 | 0 | 0 | 0 | 0 | 0 | 0 |  | 0
2017-03-05 19:00 | 0 | 0 | 0 | 0 | 0 | 0 | 0 | 0 | 0 |  | 0
2017-03-05 20:00 | 0 | 0 | 0 | 0 | 0 | 0 | 0 | 0 | 0 |  | 0
2017-03-05 21:00 | 0 | 0 | 0 | 0 | 0 | 0 | 0 | 0 | 0 |  | 0
2017-03-05 22:00 | 0 | 0 | 0 | 0 | 0 | 0 | 0 | 0 | 0 |  | 0
2017-03-05 23:00 | 0 | 0 | 0 | 0 | 0 | 0 | 0 | 0 | 0 |  | 0
2017-03-06 | 0 | 0 | 0 | 0 | 0 | 0 | 0 | 0 | 0 |  | 0
2017-03-06 01:00 | 0 | 0 | 0 | 0 | 0 | 0 | 0 | 0 | 0 |  | 0
2017-03-06 02:00 | 0 | 0 | 0 | 0 | 0 | 0 | 0 | 0 | 0 |  | 0
2017-03-06 03:00 | 0 | 0 | 0 | 0 | 0 | 0 | 0 | 0 | 0 |  | 0
2017-03-06 04:00 | 0 | 0 | 0 | 0 | 0 | 0 | 0 | 0 | 0 |  | 0
2017-03-06 05:00 | 0 | 0 | 0 | 0 | 0 | 0 | 0 | 0 | 0 |  | 0
2017-03-06 06:00 | 1136.4869 | 589.848 | 5.5254 | 32.3728 | 134.8171 | 2586.9998 | 55.9605 | 452.5922 | 4995 |  | 624
2017-03-06 07:00 | 10918.703 | 2361.074 | 949.5513 | 1819.2562 | 1739.2593 | 14631.149 | 237.9214 | 5684.41 | 38341 |  | 4793
2017-03-06 08:00 | 21742.453 | 6235.6216 | 2721.3618 | 2929.6191 | 2712.3667 | 24513.16 | 1319.8926 | 10578.058 | 72753 |  | 9094
2017-03-06 09:00 | 33322.895 | 8016.4775 | 3963.2278 | 3434.802 | 5693.37 | 31750.951 | 3727.4026 | 13648.266 | 103557 |  | 12945
2017-03-06 10:00 | 39650.72 | 7284.7534 | 4509.621 | 3676.3496 | 9422.636 | 37184.145 | 4958.6265 | 13981.853 | 120669 |  | 15084
2017-03-06 11:00 | 42781.65 | 5465.6465 | 4363.0234 | 3608.12 | 11522.143 | 40225.793 | 5636.697 | 14169.653 | 127773 |  | 15972
2017-03-06 12:00 | 41305.664 | 3279.9343 | 3644.0122 | 3293.2078 | 10398.761 | 39707.395 | 5853.1367 | 14723.161 | 122205 |  | 15276
2017-03-06 13:00 | 37986.066 | 2354.5076 | 2997.5615 | 2772.595 | 9577.624 | 36681.895 | 5688.4526 | 13693.861 | 111753 |  | 13969
2017-03-06 14:00 | 32566.98 | 1115.6348 | 1809.909 | 1974.8982 | 7309.8374 | 30047.398 | 4011.8218 | 10975.3 | 89812 |  | 11226
2017-03-06 15:00 | 15075.798 | 530.0597 | 637.1234 | 1014.0168 | 4415.5737 | 20625.492 | 1383.477 | 5709.314 | 49391 |  | 6174
2017-03-06 16:00 | 6240.873 | 344.877 | 271.1314 | 333.8668 | 1870.661 | 6885.1616 | 526.1791 | 2904.2578 | 19377 |  | 2422
2017-03-06 17:00 | 722.8967 | 48.3698 | 33.8512 | 39.6288 | 161.4002 | 818.8178 | 55.1714 | 190.6586 | 2071 |  | 259
2017-03-06 18:00 | 0 | 0 | 0 | 0 | 0 | 0 | 0 | 0 | 0 |  | 0
2017-03-06 19:00 | 0 | 0 | 0 | 0 | 0 | 0 | 0 | 0 | 0 |  | 0
2017-03-06 20:00 | 0 | 0 | 0 | 0 | 0 | 0 | 0 | 0 | 0 |  | 0
2017-03-06 21:00 | 0 | 0 | 0 | 0 | 0 | 0 | 0 | 0 | 0 |  | 0
2017-03-06 22:00 | 0 | 0 | 0 | 0 | 0 | 0 | 0 | 0 | 0 |  | 0
2017-03-06 23:00 | 0 | 0 | 0 | 0 | 0 | 0 | 0 | 0 | 0 |  | 0
2017-03-07 | 0 | 0 | 0 | 0 | 0 | 0 | 0 | 0 | 0 |  | 0
2017-03-07 01:00 | 0 | 0 | 0 | 0 | 0 | 0 | 0 | 0 | 0 |  | 0
2017-03-07 02:00 | 0 | 0 | 0 | 0 | 0 | 0 | 0 | 0 | 0 |  | 0
2017-03-07 03:00 | 0 | 0 | 0 | 0 | 0 | 0 | 0 | 0 | 0 |  | 0
2017-03-07 04:00 | 0 | 0 | 0 | 0 | 0 | 0 | 0 | 0 | 0 |  | 0
2017-03-07 05:00 | 0 | 0 | 0 | 0 | 0 | 0 | 0 | 0 | 0 |  | 0
2017-03-07 06:00 | 77.5606 | 2.7576 | 0 | 0 | 0 | 278.3401 | 21.2862 | 20.4621 | 400 |  | 50
2017-03-07 07:00 | 1278.609 | 131.8861 | 0 | 0.49001 | 12.5475 | 862.3403 | 118.5403 | 224.2021 | 2629 |  | 329
2017-03-07 08:00 | 3973.1821 | 495.8512 | 226.3382 | 113.7853 | 625.5878 | 1830.5148 | 182.6887 | 752.993 | 8201 |  | 1025
2017-03-07 09:00 | 5628.355 | 967.6949 | 372.9761 | 283.9435 | 1086.2379 | 3473.7576 | 375.0201 | 1593.9646 | 13782 |  | 1723
2017-03-07 10:00 | 5481.29 | 1146.4893 | 635.0748 | 535.2959 | 1749.8345 | 4549.8984 | 501.8428 | 1836.3542 | 16436 |  | 2055
2017-03-07 11:00 | 3396.8198 | 1040.6691 | 749.0004 | 658.4248 | 2244.2817 | 7780.573 | 488.1766 | 1822.0785 | 18180 |  | 2273
2017-03-07 12:00 | 4590.871 | 767.4478 | 485.176 | 539.6902 | 1419.9404 | 6956.307 | 694.3285 | 1616.9235 | 17071 |  | 2134
2017-03-07 13:00 | 2832.2427 | 843.3653 | 540.9461 | 395.2932 | 1562.502 | 5399.1045 | 369.5957 | 1306.1549 | 13249 |  | 1656
2017-03-07 14:00 | 4724.3867 | 679.278 | 439.476 | 317.6672 | 1119.4591 | 4483.9014 | 313.8306 | 820.1546 | 12898 |  | 1612
2017-03-07 15:00 | 1418.6863 | 415.2082 | 220.1472 | 259.1217 | 780.2622 | 3071.4434 | 195.3399 | 679.637 | 7040 |  | 880
2017-03-07 16:00 | 608.2193 | 66.9832 | 20.4169 | 44.8037 | 158.6673 | 932.0343 | 71.973 | 204.1243 | 2107 |  | 263
2017-03-07 17:00 | 0 | 0 | 0 | 0 | 0 | 4.7114 | 0.068147 | 0.010562 | 5 |  | 1
2017-03-07 18:00 | 0 | 0 | 0 | 0 | 0 | 0 | 0 | 0 | 0 |  | 0
2017-03-07 19:00 | 0 | 0 | 0 | 0 | 0 | 0 | 0 | 0 | 0 |  | 0
2017-03-07 20:00 | 0 | 0 | 0 | 0 | 0 | 0 | 0 | 0 | 0 |  | 0
2017-03-07 21:00 | 0 | 0 | 0 | 0 | 0 | 0 | 0 | 0 | 0 |  | 0
2017-03-07 22:00 | 0 | 0 | 0 | 0 | 0 | 0 | 0 | 0 | 0 |  | 0
2017-03-07 23:00 | 0 | 0 | 0 | 0 | 0 | 0 | 0 | 0 | 0 |  | 0
2017-03-08 | 0 | 0 | 0 | 0 | 0 | 0 | 0 | 0 | 0 |  | 0
2017-03-08 01:00 | 0 | 0 | 0 | 0 | 0 | 0 | 0 | 0 | 0 |  | 0
2017-03-08 02:00 | 0 | 0 | 0 | 0 | 0 | 0 | 0 | 0 | 0 |  | 0
2017-03-08 03:00 | 0 | 0 | 0 | 0 | 0 | 0 | 0 | 0 | 0 |  | 0
2017-03-08 04:00 | 0 | 0 | 0 | 0 | 0 | 0 | 0 | 0 | 0 |  | 0
2017-03-08 05:00 | 0 | 0 | 0 | 0 | 0 | 0 | 0 | 0 | 0 |  | 0
2017-03-08 06:00 | 0 | 0 | 0 | 0 | 0 | 5.9061 | 0 | 0 | 6 |  | 1
2017-03-08 07:00 | 913.5232 | 5.1653 | 0 | 5.106 | 1.0594 | 232.0291 | 15.336 | 9.3623 | 1182 |  | 148
2017-03-08 08:00 | 4647.727 | 550.5623 | 158.273 | 178.3428 | 529.3201 | 1661.2158 | 280.6299 | 3126.0645 | 11132 |  | 1392
2017-03-08 09:00 | 17916.516 | 4416.227 | 1676.742 | 1965.2568 | 4275.0933 | 16601.326 | 2331.2488 | 6811.2417 | 55994 |  | 6999
2017-03-08 10:00 | 23054.535 | 1715.4197 | 1868.0385 | 1825.944 | 4648.454 | 31109.027 | 3303.0598 | 5849.3 | 73374 |  | 9172
2017-03-08 11:00 | 41996.703 | 2548.6887 | 821.0345 | 1352.7656 | 3400.4495 | 16536.47 | 2569.437 | 9879.188 | 79105 |  | 9888
2017-03-08 12:00 | 43128.94 | 3093.6843 | 3696.936 | 3418.5215 | 10788.279 | 32388.959 | 5692.831 | 13643.424 | 115852 |  | 14481
2017-03-08 13:00 | 40547.996 | 2522.9587 | 3160.4116 | 2428.243 | 9320.456 | 31915.496 | 4939.858 | 11490.464 | 106326 |  | 13291
2017-03-08 14:00 | 33033.17 | 1073.9802 | 1889.7965 | 1977.4762 | 7446.242 | 30707.207 | 4361.732 | 11818.769 | 92308 |  | 11539
2017-03-08 15:00 | 8811.261 | 444.1784 | 584.6567 | 977.6722 | 4442.639 | 20992.775 | 1382.2579 | 6936.4985 | 44572 |  | 5571
2017-03-08 16:00 | 9683.893 | 505.9744 | 227.979 | 219.9513 | 1294.018 | 7334.5454 | 320.7746 | 1826.4836 | 21414 |  | 2677
2017-03-08 17:00 | 366.2637 | 47.7139 | 39.9799 | 41.6878 | 192.5899 | 966.7415 | 68.7404 | 229.4848 | 1953 |  | 244
2017-03-08 18:00 | 0 | 0 | 0 | 0 | 0 | 0 | 0 | 0 | 0 |  | 0
2017-03-08 19:00 | 0 | 0 | 0 | 0 | 0 | 0 | 0 | 0 | 0 |  | 0
2017-03-08 20:00 | 0 | 0 | 0 | 0 | 0 | 0 | 0 | 0 | 0 |  | 0
2017-03-08 21:00 | 0 | 0 | 0 | 0 | 0 | 0 | 0 | 0 | 0 |  | 0
2017-03-08 22:00 | 0 | 0 | 0 | 0 | 0 | 0 | 0 | 0 | 0 |  | 0
2017-03-08 23:00 | 0 | 0 | 0 | 0 | 0 | 0 | 0 | 0 | 0 |  | 0
2017-03-09 | 0 | 0 | 0 | 0 | 0 | 0 | 0 | 0 | 0 |  | 0
2017-03-09 01:00 | 0 | 0 | 0 | 0 | 0 | 0 | 0 | 0 | 0 |  | 0
2017-03-09 02:00 | 0 | 0 | 0 | 0 | 0 | 0 | 0 | 0 | 0 |  | 0
2017-03-09 03:00 | 0 | 0 | 0 | 0 | 0 | 0 | 0 | 0 | 0 |  | 0
2017-03-09 04:00 | 0 | 0 | 0 | 0 | 0 | 0 | 0 | 0 | 0 |  | 0
2017-03-09 05:00 | 0 | 0 | 0 | 0 | 0 | 0 | 0 | 0 | 0 |  | 0
2017-03-09 06:00 | 1126.3219 | 464.7932 | 14.407 | 135.2245 | 210.9089 | 2628.3372 | 67.2322 | 417.9874 | 5065 |  | 633
2017-03-09 07:00 | 7861.442 | 2361.8918 | 986.9993 | 1897.3237 | 1821.6451 | 13245.053 | 519.7601 | 1158.0714 | 29852 |  | 3732
2017-03-09 08:00 | 15271.3545 | 2185.8042 | 2063.7048 | 2091.8306 | 2782.7769 | 17828.922 | 863.4776 | 5275.959 | 48364 |  | 6045
2017-03-09 09:00 | 23428.984 | 3290.8953 | 2010.4772 | 2563.4954 | 4388.1875 | 22376.738 | 2595.5686 | 5714.357 | 66369 |  | 8296
2017-03-09 10:00 | 36648.855 | 4806.159 | 4041.581 | 3178.077 | 8907.808 | 31123.9 | 4011.7356 | 9083.767 | 101802 |  | 12725
2017-03-09 11:00 | 42395.992 | 5408.2803 | 3797.1985 | 3829.389 | 11666.594 | 41467.13 | 5731.4277 | 9735.635 | 124032 |  | 15504
2017-03-09 12:00 | 43026.195 | 3351.3665 | 4066.9016 | 3520.741 | 11441.182 | 41853.35 | 4992.769 | 12914.909 | 125167 |  | 15646
2017-03-09 13:00 | 39074.066 | 2630.6663 | 2976.543 | 2957.4497 | 9541.493 | 38338.98 | 5970.9277 | 12736.881 | 114227 |  | 14278
2017-03-09 14:00 | 33242.242 | 1186.6847 | 1928.1198 | 2124.6726 | 7705.6147 | 31749.287 | 4328.786 | 7518.485 | 89784 |  | 11223
2017-03-09 15:00 | 24887.068 | 494.2672 | 620.1002 | 1056.3434 | 4603.275 | 22240.146 | 1523.7944 | 7857.7007 | 63283 |  | 7910
2017-03-09 16:00 | 11076.752 | 313.2186 | 183.1187 | 236.0832 | 2202.4858 | 10002.913 | 405.1179 | 2621.5007 | 27041 |  | 3380
2017-03-09 17:00 | 945.7575 | 66.5517 | 33.7003 | 43.1775 | 194.1751 | 1130.5015 | 50.3412 | 314.7374 | 2779 |  | 347
2017-03-09 18:00 | 0 | 0 | 0 | 0 | 0 | 0 | 0 | 0 | 0 |  | 0
2017-03-09 19:00 | 0 | 0 | 0 | 0 | 0 | 0 | 0 | 0 | 0 |  | 0
2017-03-09 20:00 | 0 | 0 | 0 | 0 | 0 | 0 | 0 | 0 | 0 |  | 0
2017-03-09 21:00 | 0 | 0 | 0 | 0 | 0 | 0 | 0 | 0 | 0 |  | 0
2017-03-09 22:00 | 0 | 0 | 0 | 0 | 0 | 0 | 0 | 0 | 0 |  | 0
2017-03-09 23:00 | 0 | 0 | 0 | 0 | 0 | 0 | 0 | 0 | 0 |  | 0
2017-03-10 | 0 | 0 | 0 | 0 | 0 | 0 | 0 | 0 | 0 |  | 0
2017-03-10 01:00 | 0 | 0 | 0 | 0 | 0 | 0 | 0 | 0 | 0 |  | 0
2017-03-10 02:00 | 0 | 0 | 0 | 0 | 0 | 0 | 0 | 0 | 0 |  | 0
2017-03-10 03:00 | 0 | 0 | 0 | 0 | 0 | 0 | 0 | 0 | 0 |  | 0
2017-03-10 04:00 | 0 | 0 | 0 | 0 | 0 | 0 | 0 | 0 | 0 |  | 0
2017-03-10 05:00 | 0 | 0 | 0 | 0 | 0 | 0 | 0 | 0 | 0 |  | 0
2017-03-10 06:00 | 73.8913 | 15.5347 | 0 | 3.727 | 0 | 234.4351 | 15.2057 | 31.8774 | 375 |  | 47
2017-03-10 07:00 | 2070.394 | 273.4655 | 87.0231 | 130.4083 | 389.2161 | 1938.8267 | 225.737 | 592.6732 | 5708 |  | 713
2017-03-10 08:00 | 4664.307 | 784.6185 | 483.5136 | 447.5794 | 1438.806 | 4688.88 | 612.6707 | 1494.9183 | 14615 |  | 1827
2017-03-10 09:00 | 8907.336 | 1013.5898 | 538.5924 | 672.1078 | 1986.7583 | 8225.497 | 801.6993 | 3481.532 | 25627 |  | 3203
2017-03-10 10:00 | 10826.643 | 1016.8455 | 734.0188 | 676.0445 | 1850.5881 | 6789.792 | 1111.9487 | 5334.105 | 28340 |  | 3542
2017-03-10 11:00 | 7748.6245 | 1456.2009 | 822.4026 | 933.0888 | 2727.2031 | 9431.457 | 1529.7421 | 3674.9395 | 28324 |  | 3540
2017-03-10 12:00 | 8129.0127 | 1065.095 | 653.7437 | 591.9301 | 1605.6956 | 7358.85 | 750.1493 | 3747.7344 | 23902 |  | 2988
2017-03-10 13:00 | 13756.251 | 892.0308 | 621.65 | 545.7245 | 1679.1252 | 5680.4824 | 905.6189 | 3452.3538 | 27533 |  | 3442
2017-03-10 14:00 | 14078.51 | 280.0378 | 528.8107 | 602.7934 | 1648.53 | 6588.7036 | 502.0576 | 3188.884 | 27418 |  | 3427
2017-03-10 15:00 | 14990.323 | 156.8854 | 260.7741 | 454.2582 | 1234.8312 | 4236.7446 | 431.3447 | 2246.8293 | 24012 |  | 3001
2017-03-10 16:00 | 4863.1294 | 180.3964 | 42.0867 | 67.0883 | 31.3446 | 3335.0403 | 114.0287 | 1056.4349 | 9690 |  | 1211
2017-03-10 17:00 | 1042.0459 | 2.7515 | 0 | 0.27812 | 0 | 391.2099 | 0 | 8.931 | 1445 |  | 181
2017-03-10 18:00 | 0 | 0 | 0 | 0 | 0 | 0 | 0 | 0 | 0 |  | 0
2017-03-10 19:00 | 0 | 0 | 0 | 0 | 0 | 0 | 0 | 0 | 0 |  | 0
2017-03-10 20:00 | 0 | 0 | 0 | 0 | 0 | 0 | 0 | 0 | 0 |  | 0
2017-03-10 21:00 | 0 | 0 | 0 | 0 | 0 | 0 | 0 | 0 | 0 |  | 0
2017-03-10 22:00 | 0 | 0 | 0 | 0 | 0 | 0 | 0 | 0 | 0 |  | 0
2017-03-10 23:00 | 0 | 0 | 0 | 0 | 0 | 0 | 0 | 0 | 0 |  | 0
2017-03-11 | 0 | 0 | 0 | 0 | 0 | 0 | 0 | 0 | 0 |  | 0
2017-03-11 01:00 | 0 | 0 | 0 | 0 | 0 | 0 | 0 | 0 | 0 |  | 0
2017-03-11 02:00 | 0 | 0 | 0 | 0 | 0 | 0 | 0 | 0 | 0 |  | 0
2017-03-11 03:00 | 0 | 0 | 0 | 0 | 0 | 0 | 0 | 0 | 0 |  | 0
2017-03-11 04:00 | 0 | 0 | 0 | 0 | 0 | 0 | 0 | 0 | 0 |  | 0
2017-03-11 05:00 | 0 | 0 | 0 | 0 | 0 | 0 | 0 | 0 | 0 |  | 0
2017-03-11 06:00 | 0 | 71.752 | 0 | 17.3782 | 0 | 2410.8438 | 0 | 550.58 | 3051 |  | 381
2017-03-11 07:00 | 100.3339 | 528.5076 | 43.3009 | 652.3486 | 0 | 13128.795 | 0.51313 | 5774.31 | 20228 |  | 2529
2017-03-11 08:00 | 609.1021 | 1246.6646 | 283.833 | 1111.665 | 12.7809 | 22554.36 | 53.882 | 7072.162 | 32944 |  | 4118
2017-03-11 09:00 | 1489.9281 | 1714.3403 | 462.5858 | 1697.1544 | 492.7476 | 30424.06 | 220.7372 | 9496.27 | 45998 |  | 5750
2017-03-11 10:00 | 3034.9136 | 2330.7422 | 401.5565 | 2228.8733 | 697.0361 | 41340.418 | 442.1646 | 13313.4795 | 63789 |  | 7974
2017-03-11 11:00 | 5681.1436 | 3108.85 | 510.7066 | 2450.786 | 1052.999 | 44444.043 | 825.1097 | 11424.149 | 69498 |  | 8687
2017-03-11 12:00 | 7795.484 | 2357.651 | 546.6444 | 3004.9272 | 1348.5405 | 44178.504 | 1167.4719 | 12528.74 | 72928 |  | 9116
2017-03-11 13:00 | 6499.006 | 1891.27 | 399.3898 | 2409.1035 | 1545.5386 | 36338.277 | 1336.1272 | 14138.216 | 64557 |  | 8070
2017-03-11 14:00 | 6651.865 | 1070.689 | 256.5967 | 2096.044 | 1979.7576 | 27235.305 | 864.9168 | 12361.898 | 52517 |  | 6565
2017-03-11 15:00 | 4251.7114 | 702.6169 | 120.592 | 1094.371 | 1228.8413 | 19358.537 | 694.0741 | 5980.1836 | 33431 |  | 4179
2017-03-11 16:00 | 2259.0886 | 300.1444 | 30.2754 | 406.161 | 391.2733 | 8849.225 | 160.3973 | 1703.0023 | 14100 |  | 1762
2017-03-11 17:00 | 354.6654 | 44.4831 | 0 | 54.584 | 55.8383 | 1230.7776 | 14.7444 | 376.8573 | 2132 |  | 266
2017-03-11 18:00 | 0 | 0 | 0 | 0 | 0 | 0 | 0 | 0 | 0 |  | 0
2017-03-11 19:00 | 0 | 0 | 0 | 0 | 0 | 0 | 0 | 0 | 0 |  | 0
2017-03-11 20:00 | 0 | 0 | 0 | 0 | 0 | 0 | 0 | 0 | 0 |  | 0
2017-03-11 21:00 | 0 | 0 | 0 | 0 | 0 | 0 | 0 | 0 | 0 |  | 0
2017-03-11 22:00 | 0 | 0 | 0 | 0 | 0 | 0 | 0 | 0 | 0 |  | 0
2017-03-11 23:00 | 0 | 0 | 0 | 0 | 0 | 0 | 0 | 0 | 0 |  | 0
2017-03-12 | 0 | 0 | 0 | 0 | 0 | 0 | 0 | 0 | 0 |  | 0
2017-03-12 01:00 | 0 | 0 | 0 | 0 | 0 | 0 | 0 | 0 | 0 |  | 0
2017-03-12 02:00 | 0 | 0 | 0 | 0 | 0 | 0 | 0 | 0 | 0 |  | 0
2017-03-12 03:00 | 0 | 0 | 0 | 0 | 0 | 0 | 0 | 0 | 0 |  | 0
2017-03-12 04:00 | 0 | 0 | 0 | 0 | 0 | 0 | 0 | 0 | 0 |  | 0
2017-03-12 05:00 | 0 | 0 | 0 | 0 | 0 | 0 | 0 | 0 | 0 |  | 0
2017-03-12 06:00 | 0 | 0 | 0 | 0 | 0 | 0 | 0 | 0 | 0 |  | 0
2017-03-12 07:00 | 664.0404 | 332.8084 | 0 | 363.1107 | 3.8242 | 3321.637 | 14.2498 | 741.2025 | 5441 |  | 680
2017-03-12 08:00 | 5299.2124 | 2069.2632 | 282.6923 | 2008.2107 | 198.3568 | 15559.207 | 72.8795 | 6095.123 | 31585 |  | 3948
2017-03-12 09:00 | 12130.818 | 4908.8794 | 1002.7641 | 3132.9988 | 829.8582 | 26538.701 | 413.1376 | 11297.66 | 60255 |  | 7532
2017-03-12 10:00 | 19022.549 | 7091.675 | 1771.2377 | 3830.8652 | 2164.5413 | 34989.992 | 1276.6255 | 15086.056 | 85234 |  | 10654
2017-03-12 11:00 | 24757.11 | 7434.3516 | 4095.011 | 3996.054 | 3407.7117 | 40662.38 | 2058.725 | 15959.538 | 102371 |  | 12796
2017-03-12 12:00 | 28850.838 | 6091.8745 | 4677.935 | 3968.7307 | 4946.9014 | 43864.195 | 2814.2683 | 17112.25 | 112327 |  | 14041
2017-03-12 13:00 | 30570.043 | 3744.8628 | 4231.083 | 3683.638 | 5510.871 | 43761.19 | 4000.2468 | 16585.385 | 112087 |  | 14011
2017-03-12 14:00 | 29398.084 | 2906.684 | 3279.715 | 3056.543 | 5357.742 | 40178.46 | 5685.5293 | 15835.351 | 105698 |  | 13212
2017-03-12 15:00 | 27795.773 | 1457.5023 | 1976.1636 | 2200.0276 | 4778.4976 | 33419.902 | 4795.2 | 12907.228 | 89330 |  | 11166
2017-03-12 16:00 | 17855.691 | 752.1253 | 710.8468 | 1044.8726 | 3562.8062 | 22594.28 | 1842.5553 | 8739.808 | 57103 |  | 7138
2017-03-12 17:00 | 9114.1875 | 352.3928 | 241.1307 | 277.3295 | 1837.6245 | 9487.032 | 559.64 | 3688.1885 | 25558 |  | 3195
2017-03-12 18:00 | 710.449 | 75.8136 | 46.5049 | 50.6169 | 174.9149 | 1722.0513 | 109.4415 | 397.3225 | 3287 |  | 411
2017-03-12 19:00 | 0 | 0 | 0 | 0 | 0 | 0 | 0 | 0 | 0 |  | 0
2017-03-12 20:00 | 0 | 0 | 0 | 0 | 0 | 0 | 0 | 0 | 0 |  | 0
2017-03-12 21:00 | 0 | 0 | 0 | 0 | 0 | 0 | 0 | 0 | 0 |  | 0
2017-03-12 22:00 | 0 | 0 | 0 | 0 | 0 | 0 | 0 | 0 | 0 |  | 0
2017-03-12 23:00 | 0 | 0 | 0 | 0 | 0 | 0 | 0 | 0 | 0 |  | 0
2017-03-13 | 0 | 0 | 0 | 0 | 0 | 0 | 0 | 0 | 0 |  | 0
2017-03-13 01:00 | 0 | 0 | 0 | 0 | 0 | 0 | 0 | 0 | 0 |  | 0
2017-03-13 02:00 | 0 | 0 | 0 | 0 | 0 | 0 | 0 | 0 | 0 |  | 0
2017-03-13 03:00 | 0 | 0 | 0 | 0 | 0 | 0 | 0 | 0 | 0 |  | 0
2017-03-13 04:00 | 0 | 0 | 0 | 0 | 0 | 0 | 0 | 0 | 0 |  | 0
2017-03-13 05:00 | 0 | 0 | 0 | 0 | 0 | 0 | 0 | 0 | 0 |  | 0
2017-03-13 06:00 | 0 | 0 | 0 | 0 | 0 | 0.016554 | 0 | 0 | 0 |  | 0
2017-03-13 07:00 | 1520.4298 | 643.8738 | 38.4511 | 457.0068 | 40.8577 | 4293.0337 | 82.8755 | 1002.4218 | 8079 |  | 1010
2017-03-13 08:00 | 11077.315 | 3109.645 | 1210.4366 | 2199.9346 | 777.0805 | 16556.37 | 270.1721 | 6714.8335 | 41916 |  | 5239
2017-03-13 09:00 | 23138.299 | 6978.942 | 3684.9626 | 3163.8762 | 2022.08 | 26517.36 | 1488.9429 | 11638.251 | 78633 |  | 9829
2017-03-13 10:00 | 33613.07 | 8112.984 | 4618.2266 | 3719.7886 | 4502.8105 | 34323.59 | 3984.6404 | 14872.657 | 107748 |  | 13468
2017-03-13 11:00 | 43187.04 | 7726.0723 | 4850.979 | 3933.8635 | 7828.0654 | 39792.387 | 5190.9097 | 16186.784 | 128696 |  | 16087
2017-03-13 12:00 | 45940.83 | 5828.806 | 4666.8486 | 3822.326 | 10921.322 | 42079.227 | 5882.864 | 14923.09 | 134065 |  | 16758
2017-03-13 13:00 | 44525.812 | 3680.8015 | 4115.6987 | 3416.8198 | 11191.738 | 40822.203 | 6099.9717 | 15133.658 | 128987 |  | 16123
2017-03-13 14:00 | 31425.291 | 3098.2197 | 2607.1592 | 2381.2332 | 7961.884 | 33588.74 | 5549.634 | 9064.364 | 95677 |  | 11960
2017-03-13 15:00 | 27062.75 | 2184.6943 | 1873.8918 | 1739.4407 | 6825.4717 | 24233.287 | 3155.5156 | 6832.549 | 73908 |  | 9238
2017-03-13 16:00 | 23372.09 | 854.8115 | 795.0091 | 1047.3812 | 4524.178 | 19577.91 | 1719.4844 | 6200.602 | 58091 |  | 7261
2017-03-13 17:00 | 9189.757 | 468.1994 | 304.6265 | 352.4893 | 2102.4634 | 8318.687 | 687.5672 | 2990.436 | 24414 |  | 3052
2017-03-13 18:00 | 1302.9075 | 89.783 | 67.5897 | 62.7214 | 257.5885 | 887.8922 | 93.8789 | 352.2399 | 3115 |  | 389
2017-03-13 19:00 | 0 | 0 | 0 | 0 | 0 | 0 | 0 | 0 | 0 |  | 0
2017-03-13 20:00 | 0 | 0 | 0 | 0 | 0 | 0 | 0 | 0 | 0 |  | 0
2017-03-13 21:00 | 0 | 0 | 0 | 0 | 0 | 0 | 0 | 0 | 0 |  | 0
2017-03-13 22:00 | 0 | 0 | 0 | 0 | 0 | 0 | 0 | 0 | 0 |  | 0
2017-03-13 23:00 | 0 | 0 | 0 | 0 | 0 | 0 | 0 | 0 | 0 |  | 0
2017-03-14 | 0 | 0 | 0 | 0 | 0 | 0 | 0 | 0 | 0 |  | 0
2017-03-14 01:00 | 0 | 0 | 0 | 0 | 0 | 0 | 0 | 0 | 0 |  | 0
2017-03-14 02:00 | 0 | 0 | 0 | 0 | 0 | 0 | 0 | 0 | 0 |  | 0
2017-03-14 03:00 | 0 | 0 | 0 | 0 | 0 | 0 | 0 | 0 | 0 |  | 0
2017-03-14 04:00 | 0 | 0 | 0 | 0 | 0 | 0 | 0 | 0 | 0 |  | 0
2017-03-14 05:00 | 0 | 0 | 0 | 0 | 0 | 0 | 0 | 0 | 0 |  | 0
2017-03-14 06:00 | 0 | 0 | 0 | 0 | 0 | 0 | 0 | 0 | 0 |  | 0
2017-03-14 07:00 | 0 | 0 | 0 | 0 | 0 | 0.12965 | 0 | 0 | 0 |  | 0
2017-03-14 08:00 | 0 | 0 | 0 | 0 | 0 | 1.2677 | 0 | 0 | 1 |  | 0
2017-03-14 09:00 | 0 | 0 | 0 | 0 | 0 | 22.7485 | 0 | 0 | 23 |  | 3
2017-03-14 10:00 | 0 | 0 | 0 | 0 | 0.46333 | 376.4232 | 0 | 0 | 377 |  | 47
2017-03-14 11:00 | 0 | 0 | 0 | 0 | 79.4568 | 1223.297 | 0 | 0 | 1303 |  | 163
2017-03-14 12:00 | 0 | 0 | 0 | 0 | 78.5756 | 465.8512 | 0 | 0 | 544 |  | 68
2017-03-14 13:00 | 0 | 0 | 0 | 0 | 104.4384 | 468.0494 | 0 | 0 | 572 |  | 72
2017-03-14 14:00 | 0 | 0 | 0 | 0.29905 | 82.0754 | 330.7809 | 0 | 0 | 413 |  | 52
2017-03-14 15:00 | 0 | 0 | 0 | 54.7265 | 246.6303 | 339.7329 | 0 | 0 | 641 |  | 80
2017-03-14 16:00 | 0 | 0 | 0 | 85.0437 | 249.6423 | 403.3559 | 0 | 0 | 738 |  | 92
2017-03-14 17:00 | 0 | 0 | 0 | 31.799 | 175.464 | 267.4402 | 0 | 0 | 475 |  | 59
2017-03-14 18:00 | 0 | 0 | 0 | 5.571 | 56.1816 | 107.9742 | 0 | 0 | 170 |  | 21
2017-03-14 19:00 | 0 | 0 | 0 | 0 | 0 | 0 | 0 | 0 | 0 |  | 0
2017-03-14 20:00 | 0 | 0 | 0 | 0 | 0 | 0 | 0 | 0 | 0 |  | 0
2017-03-14 21:00 | 0 | 0 | 0 | 0 | 0 | 0 | 0 | 0 | 0 |  | 0
2017-03-14 22:00 | 0 | 0 | 0 | 0 | 0 | 0 | 0 | 0 | 0 |  | 0
2017-03-14 23:00 | 0 | 0 | 0 | 0 | 0 | 0 | 0 | 0 | 0 |  | 0
2017-03-15 | 0 | 0 | 0 | 0 | 0 | 0 | 0 | 0 | 0 |  | 0
2017-03-15 01:00 | 0 | 0 | 0 | 0 | 0 | 0 | 0 | 0 | 0 |  | 0
2017-03-15 02:00 | 0 | 0 | 0 | 0 | 0 | 0 | 0 | 0 | 0 |  | 0
2017-03-15 03:00 | 0 | 0 | 0 | 0 | 0 | 0 | 0 | 0 | 0 |  | 0
2017-03-15 04:00 | 0 | 0 | 0 | 0 | 0 | 0 | 0 | 0 | 0 |  | 0
2017-03-15 05:00 | 0 | 0 | 0 | 0 | 0 | 0 | 0 | 0 | 0 |  | 0
2017-03-15 06:00 | 0 | 0 | 0 | 0 | 0 | 0 | 0 | 0 | 0 |  | 0
2017-03-15 07:00 | 0 | 0 | 0 | 146.8646 | 5.0278 | 946.7156 | 0 | 0 | 1099 |  | 137
2017-03-15 08:00 | 0 | 0 | 0 | 709.1419 | 293.7997 | 4062.7112 | 0 | 0 | 5066 |  | 633
2017-03-15 09:00 | 0 | 0 | 0 | 1366.8745 | 798.2576 | 8162.69 | 36.7349 | 0 | 10365 |  | 1296
2017-03-15 10:00 | 2.6608e-05 | 0 | 0 | 2125.9067 | 2093.2434 | 15868.744 | 357.5595 | 5.7271 | 20451 |  | 2556
2017-03-15 11:00 | 1.184 | 0 | 0 | 3093.3655 | 4275.921 | 21085.35 | 1212.5962 | 18.8067 | 29687 |  | 3711
2017-03-15 12:00 | 6.3873 | 0.0045778 | 0 | 3159.3599 | 5358.459 | 24043.213 | 1184.9408 | 0.82966 | 33753 |  | 4219
2017-03-15 13:00 | 6.3126 | 0 | 0 | 2979.0698 | 5053.065 | 16790.992 | 972.3753 | 0.049334 | 25802 |  | 3225
2017-03-15 14:00 | 3.4575 | 0 | 0 | 2615.1377 | 4393.664 | 14034.303 | 948.5272 | 0 | 21995 |  | 2749
2017-03-15 15:00 | 0 | 0 | 0 | 1849.3055 | 3345.0598 | 9947.959 | 742.7653 | 0.81426 | 15886 |  | 1986
2017-03-15 16:00 | 0 | 0 | 0 | 916.1548 | 1483.6626 | 6231.78 | 378.5974 | 0 | 9010 |  | 1126
2017-03-15 17:00 | 0 | 0 | 0 | 367.4827 | 790.3379 | 2425.407 | 217.9114 | 0 | 3801 |  | 475
2017-03-15 18:00 | 0 | 0 | 0 | 55.4973 | 137.9395 | 397.7128 | 19.6112 | 0 | 611 |  | 76
2017-03-15 19:00 | 0 | 0 | 0 | 0 | 0 | 0 | 0 | 0 | 0 |  | 0
2017-03-15 20:00 | 0 | 0 | 0 | 0 | 0 | 0 | 0 | 0 | 0 |  | 0
2017-03-15 21:00 | 0 | 0 | 0 | 0 | 0 | 0 | 0 | 0 | 0 |  | 0
2017-03-15 22:00 | 0 | 0 | 0 | 0 | 0 | 0 | 0 | 0 | 0 |  | 0
2017-03-15 23:00 | 0 | 0 | 0 | 0 | 0 | 0 | 0 | 0 | 0 |  | 0
2017-03-16 | 0 | 0 | 0 | 0 | 0 | 0 | 0 | 0 | 0 |  | 0
2017-03-16 01:00 | 0 | 0 | 0 | 0 | 0 | 0 | 0 | 0 | 0 |  | 0
2017-03-16 02:00 | 0 | 0 | 0 | 0 | 0 | 0 | 0 | 0 | 0 |  | 0
2017-03-16 03:00 | 0 | 0 | 0 | 0 | 0 | 0 | 0 | 0 | 0 |  | 0
2017-03-16 04:00 | 0 | 0 | 0 | 0 | 0 | 0 | 0 | 0 | 0 |  | 0
2017-03-16 05:00 | 0 | 0 | 0 | 0 | 0 | 0 | 0 | 0 | 0 |  | 0
2017-03-16 06:00 | 0 | 0 | 0 | 0 | 0 | 2.5624 | 0 | 0 | 3 |  | 0
2017-03-16 07:00 | 0 | 0 | 0 | 615.2637 | 378.2604 | 4006.5662 | 33.0438 | 0 | 5033 |  | 629
2017-03-16 08:00 | 0 | 0 | 0 | 2087.7688 | 1888.5238 | 13201.408 | 109.994 | 0 | 17288 |  | 2161
2017-03-16 09:00 | 0 | 0.92185 | 0.61242 | 2560.6445 | 3055.801 | 21085.658 | 660.3314 | 1.0047 | 27365 |  | 3421
2017-03-16 10:00 | 0.00017081 | 11.7852 | 0 | 3432.9275 | 7223.6616 | 27105.732 | 1813.1509 | 3.7597 | 39591 |  | 4949
2017-03-16 11:00 | 9.8604 | 21.7589 | 8.7681 | 3685.7 | 9491.062 | 26977.27 | 2794.4177 | 48.5778 | 43037 |  | 5380
2017-03-16 12:00 | 23.1061 | 12.4293 | 11.4151 | 3629.5398 | 9955.897 | 31855.965 | 3844.9778 | 73.3041 | 49407 |  | 6176
2017-03-16 13:00 | 25.6564 | 0 | 147.4452 | 3494.5225 | 10180.804 | 30871.752 | 3795.379 | 104.9446 | 48621 |  | 6078
2017-03-16 14:00 | 21.5271 | 0 | 1174.234 | 3089.9678 | 9722.017 | 28484.154 | 2989.6936 | 75.4171 | 45557 |  | 5695
2017-03-16 15:00 | 5.6809 | 0 | 915.1951 | 2275.5557 | 7223.0156 | 23664.95 | 3705.775 | 55.636 | 37846 |  | 4731
2017-03-16 16:00 | 0.00034576 | 0 | 390.3695 | 1172.0938 | 4123.0093 | 15029.634 | 2015.9956 | 9.7893 | 22741 |  | 2843
2017-03-16 17:00 | 0 | 0 | 178.2491 | 393.1683 | 1341.9854 | 4720.96 | 658.3953 | 0 | 7293 |  | 912
2017-03-16 18:00 | 0 | 0 | 31.458 | 94.8324 | 336.0375 | 758.1041 | 78.4751 | 0 | 1299 |  | 162
2017-03-16 19:00 | 0 | 0 | 0 | 0 | 0 | 0 | 0 | 0 | 0 |  | 0
2017-03-16 20:00 | 0 | 0 | 0 | 0 | 0 | 0 | 0 | 0 | 0 |  | 0
2017-03-16 21:00 | 0 | 0 | 0 | 0 | 0 | 0 | 0 | 0 | 0 |  | 0
2017-03-16 22:00 | 0 | 0 | 0 | 0 | 0 | 0 | 0 | 0 | 0 |  | 0
2017-03-16 23:00 | 0 | 0 | 0 | 0 | 0 | 0 | 0 | 0 | 0 |  | 0
2017-03-17 | 0 | 0 | 0 | 0 | 0 | 0 | 0 | 0 | 0 |  | 0
2017-03-17 01:00 | 0 | 0 | 0 | 0 | 0 | 0 | 0 | 0 | 0 |  | 0
2017-03-17 02:00 | 0 | 0 | 0 | 0 | 0 | 0 | 0 | 0 | 0 |  | 0
2017-03-17 03:00 | 0 | 0 | 0 | 0 | 0 | 0 | 0 | 0 | 0 |  | 0
2017-03-17 04:00 | 0 | 0 | 0 | 0 | 0 | 0 | 0 | 0 | 0 |  | 0
2017-03-17 05:00 | 0 | 0 | 0 | 0 | 0 | 0 | 0 | 0 | 0 |  | 0
2017-03-17 06:00 | 0 | 0 | 0 | 0 | 0 | 0 | 0 | 0 | 0 |  | 0
2017-03-17 07:00 | 0 | 0 | 48.0564 | 440.501 | 485.131 | 3864.7576 | 85.573 | 0 | 4924 |  | 616
2017-03-17 08:00 | 0 | 0.0044347 | 701.9669 | 2212.0215 | 2185.9756 | 14566.859 | 289.2515 | 6.5858 | 19963 |  | 2495
2017-03-17 09:00 | 2.5365 | 23.3465 | 1832.1302 | 3111.4553 | 4522.4595 | 23239.436 | 1321.1786 | 84.5936 | 34137 |  | 4267
2017-03-17 10:00 | 20.7155 | 63.7049 | 2231.6785 | 3727.4004 | 9006.119 | 29131.943 | 3470.9697 | 153.512 | 47806 |  | 5976
2017-03-17 11:00 | 42.9609 | 80.2769 | 2721.0105 | 3931.7876 | 11295.443 | 32209.775 | 4659.9 | 217.8181 | 55159 |  | 6895
2017-03-17 12:00 | 67.9137 | 83.6937 | 3200.99 | 3933.758 | 11733.152 | 35591.81 | 5404.3887 | 295.7468 | 60311 |  | 7539
2017-03-17 13:00 | 86.0939 | 32.4501 | 3121.5093 | 3661.2778 | 11139.691 | 36248.09 | 5701.6895 | 471.0923 | 60462 |  | 7558
2017-03-17 14:00 | 98.3075 | 14.9804 | 2656.8064 | 3100.7144 | 9720.576 | 33325.574 | 5685.304 | 393.693 | 54996 |  | 6874
2017-03-17 15:00 | 96.1941 | 0.018986 | 1723.8558 | 2268.0056 | 7451.7036 | 27404.402 | 4576.3545 | 335.3818 | 43856 |  | 5482
2017-03-17 16:00 | 80.092 | 0 | 567.6628 | 1181.2772 | 4446.912 | 19007.895 | 1585.3269 | 330.3427 | 27200 |  | 3400
2017-03-17 17:00 | 33.1867 | 0 | 154.8983 | 256.3312 | 2141.716 | 8480.109 | 460.1565 | 177.5832 | 11704 |  | 1463
2017-03-17 18:00 | 1.9971 | 0 | 43.6965 | 57.2736 | 313.5304 | 1067.084 | 69.3983 | 5.1015 | 1558 |  | 195
2017-03-17 19:00 | 0 | 0 | 0 | 0 | 0 | 0 | 0 | 0 | 0 |  | 0
2017-03-17 20:00 | 0 | 0 | 0 | 0 | 0 | 0 | 0 | 0 | 0 |  | 0
2017-03-17 21:00 | 0 | 0 | 0 | 0 | 0 | 0 | 0 | 0 | 0 |  | 0
2017-03-17 22:00 | 0 | 0 | 0 | 0 | 0 | 0 | 0 | 0 | 0 |  | 0
2017-03-17 23:00 | 0 | 0 | 0 | 0 | 0 | 0 | 0 | 0 | 0 |  | 0
2017-03-18 | 0 | 0 | 0 | 0 | 0 | 0 | 0 | 0 | 0 |  | 0
2017-03-18 01:00 | 0 | 0 | 0 | 0 | 0 | 0 | 0 | 0 | 0 |  | 0
2017-03-18 02:00 | 0 | 0 | 0 | 0 | 0 | 0 | 0 | 0 | 0 |  | 0
2017-03-18 03:00 | 0 | 0 | 0 | 0 | 0 | 0 | 0 | 0 | 0 |  | 0
2017-03-18 04:00 | 0 | 0 | 0 | 0 | 0 | 0 | 0 | 0 | 0 |  | 0
2017-03-18 05:00 | 0 | 0 | 0 | 0 | 0 | 0 | 0 | 0 | 0 |  | 0
2017-03-18 06:00 | 0 | 0 | 0 | 0 | 0 | 4.9142 | 0 | 0 | 5 |  | 1
2017-03-18 07:00 | 10.8035 | 0 | 56.3698 | 822.4492 | 441.2545 | 5399.9053 | 114.0431 | 50.7104 | 6896 |  | 862
2017-03-18 08:00 | 64.086 | 77.8417 | 1137.1635 | 2326.142 | 2137.6028 | 16857.139 | 287.6902 | 393.8971 | 23282 |  | 2910
2017-03-18 09:00 | 135.3816 | 258.1116 | 3285.916 | 3200.6726 | 4749.8394 | 26170.648 | 1586.3076 | 927.4454 | 40314 |  | 5039
2017-03-18 10:00 | 210.9247 | 406.5036 | 3870.337 | 3694.122 | 9020.076 | 32731.293 | 4105.382 | 1300.8735 | 55340 |  | 6917
2017-03-18 11:00 | 330.7246 | 545.5754 | 4077.77 | 3885.53 | 11174.295 | 36024.906 | 5246.2163 | 1985.7789 | 63271 |  | 7909
2017-03-18 12:00 | 577.4974 | 2368.729 | 4287.413 | 3855.5525 | 11629.553 | 38477.562 | 5925.8022 | 6170.665 | 73293 |  | 9162
2017-03-18 13:00 | 930.441 | 1975.3774 | 4188.7476 | 3581.5835 | 11009.573 | 38633.867 | 6176.596 | 8960.506 | 75457 |  | 9432
2017-03-18 14:00 | 1283.2241 | 1604.0177 | 3046.2913 | 3044.8228 | 9660.845 | 33934.09 | 6094.077 | 11372.601 | 70040 |  | 8755
2017-03-18 15:00 | 1895.1359 | 783.8898 | 2152.7622 | 2251.5679 | 7349.231 | 28069.475 | 4838.063 | 10843.8955 | 58184 |  | 7273
2017-03-18 16:00 | 1547.6229 | 275.2267 | 717.5399 | 1149.0173 | 4562.216 | 20475.121 | 1688.3108 | 7948.6216 | 38364 |  | 4795
2017-03-18 17:00 | 512.5346 | 196.65 | 346.8485 | 318.5537 | 1749.801 | 8286.991 | 511.5761 | 3147.5774 | 15071 |  | 1884
2017-03-18 18:00 | 88.6087 | 66.0327 | 84.4902 | 58.3197 | 242.742 | 1448.3801 | 77.081 | 445.1149 | 2511 |  | 314
2017-03-18 19:00 | 0 | 0 | 0 | 0 | 0 | 0 | 0 | 0 | 0 |  | 0
2017-03-18 20:00 | 0 | 0 | 0 | 0 | 0 | 0 | 0 | 0 | 0 |  | 0
2017-03-18 21:00 | 0 | 0 | 0 | 0 | 0 | 0 | 0 | 0 | 0 |  | 0
2017-03-18 22:00 | 0 | 0 | 0 | 0 | 0 | 0 | 0 | 0 | 0 |  | 0
2017-03-18 23:00 | 0 | 0 | 0 | 0 | 0 | 0 | 0 | 0 | 0 |  | 0
2017-03-19 | 0 | 0 | 0 | 0 | 0 | 0 | 0 | 0 | 0 |  | 0
2017-03-19 01:00 | 0 | 0 | 0 | 0 | 0 | 0 | 0 | 0 | 0 |  | 0
2017-03-19 02:00 | 0 | 0 | 0 | 0 | 0 | 0 | 0 | 0 | 0 |  | 0
2017-03-19 03:00 | 0 | 0 | 0 | 0 | 0 | 0 | 0 | 0 | 0 |  | 0
2017-03-19 04:00 | 0 | 0 | 0 | 0 | 0 | 0 | 0 | 0 | 0 |  | 0
2017-03-19 05:00 | 0 | 0 | 0 | 0 | 0 | 0 | 0 | 0 | 0 |  | 0
2017-03-19 06:00 | 0 | 0 | 0 | 0 | 0 | 0 | 0 | 0 | 0 |  | 0
2017-03-19 07:00 | 58.1247 | 18.2626 | 0 | 0 | 0 | 405.9994 | 27.5207 | 76.1078 | 586 |  | 73
2017-03-19 08:00 | 286.5872 | 216.1935 | 209.3861 | 270.1258 | 814.6195 | 1704.8944 | 278.0158 | 554.4125 | 4334 |  | 542
2017-03-19 09:00 | 666.3937 | 835.1836 | 517.6605 | 512.1321 | 1900.562 | 4281.353 | 579.1609 | 2887.9917 | 12180 |  | 1523
2017-03-19 10:00 | 2857.3547 | 1080.377 | 1019.4473 | 821.65 | 2622.3884 | 10215.786 | 1209.6829 | 4479.022 | 24306 |  | 3038
2017-03-19 11:00 | 2548.0908 | 1211.8073 | 1782.2946 | 1729.2988 | 4872.2163 | 17717.691 | 2754.7998 | 7035.1147 | 39651 |  | 4956
2017-03-19 12:00 | 2674.1172 | 1641.2527 | 1543.2764 | 1781.98 | 4592.247 | 16328.786 | 3451.0828 | 9894.018 | 41907 |  | 5238
2017-03-19 13:00 | 3431.8103 | 2027.5132 | 2399.3154 | 2342.1682 | 6516.3833 | 30550.37 | 4750.2856 | 11329.853 | 63348 |  | 7918
2017-03-19 14:00 | 4590.6895 | 1748.3264 | 3402.2559 | 2813.5325 | 9122.306 | 35237.83 | 6035.5303 | 11660.293 | 74611 |  | 9326
2017-03-19 15:00 | 4409.876 | 916.8428 | 2125.0227 | 2241.7588 | 7333.8916 | 28478.906 | 4802.906 | 12314.1 | 62623 |  | 7828
2017-03-19 16:00 | 3223.9084 | 292.7896 | 810.786 | 1194.8855 | 4419.207 | 19919.375 | 1899.6519 | 8487.376 | 40248 |  | 5031
2017-03-19 17:00 | 1464.7733 | 165.2355 | 302.4167 | 343.8339 | 2304.7375 | 10644.9795 | 857.5776 | 3778.1787 | 19862 |  | 2483
2017-03-19 18:00 | 76.8617 | 45.3492 | 107.0637 | 92.8247 | 383.9445 | 2042.9175 | 136.652 | 437.8788 | 3323 |  | 415
2017-03-19 19:00 | 0 | 0 | 0 | 0 | 0 | 0.016094 | 0 | 0 | 0 |  | 0
2017-03-19 20:00 | 0 | 0 | 0 | 0 | 0 | 0 | 0 | 0 | 0 |  | 0
2017-03-19 21:00 | 0 | 0 | 0 | 0 | 0 | 0 | 0 | 0 | 0 |  | 0
2017-03-19 22:00 | 0 | 0 | 0 | 0 | 0 | 0 | 0 | 0 | 0 |  | 0
2017-03-19 23:00 | 0 | 0 | 0 | 0 | 0 | 0 | 0 | 0 | 0 |  | 0
2017-03-20 | 0 | 0 | 0 | 0 | 0 | 0 | 0 | 0 | 0 |  | 0
2017-03-20 01:00 | 0 | 0 | 0 | 0 | 0 | 0 | 0 | 0 | 0 |  | 0
2017-03-20 02:00 | 0 | 0 | 0 | 0 | 0 | 0 | 0 | 0 | 0 |  | 0
2017-03-20 03:00 | 0 | 0 | 0 | 0 | 0 | 0 | 0 | 0 | 0 |  | 0
2017-03-20 04:00 | 0 | 0 | 0 | 0 | 0 | 0 | 0 | 0 | 0 |  | 0
2017-03-20 05:00 | 0 | 0 | 0 | 0 | 0 | 0 | 0 | 0 | 0 |  | 0
2017-03-20 06:00 | 0 | 0 | 0 | 0 | 0 | 17.7387 | 0 | 0.70666 | 18 |  | 2
2017-03-20 07:00 | 315.9784 | 173.141 | 92.9917 | 894.2094 | 478.6033 | 6162.222 | 110.6842 | 2009.5989 | 10237 |  | 1280
2017-03-20 08:00 | 1911.5529 | 1523.8501 | 1441.8663 | 2316.2048 | 2181.4194 | 17710.436 | 263.0505 | 7374.5146 | 34723 |  | 4340
2017-03-20 09:00 | 3540.905 | 3593.9517 | 4014.0115 | 3174.973 | 5173.843 | 26834.754 | 1508.2983 | 11894.644 | 59735 |  | 7467
2017-03-20 10:00 | 4885.8154 | 5377.0728 | 4592.4136 | 3669.1084 | 9621.077 | 33497.504 | 4070.4954 | 14829.342 | 80543 |  | 10068
2017-03-20 11:00 | 6263.16 | 6007.869 | 4746.085 | 3880.1406 | 11517.46 | 37521.02 | 5193.885 | 14102.136 | 89232 |  | 11154
2017-03-20 12:00 | 7701.299 | 5380.901 | 4580.5425 | 3751.2017 | 11758.552 | 39386.19 | 5820.617 | 11030.332 | 89410 |  | 11176
2017-03-20 13:00 | 7005.93 | 3897.5781 | 4022.5864 | 3428.4414 | 10894.125 | 38868.32 | 6028.449 | 12761.27 | 86907 |  | 10863
2017-03-20 14:00 | 8874.367 | 2932.4622 | 3181.4888 | 2883.7244 | 9622.863 | 35911.08 | 5804.993 | 11402.311 | 80613 |  | 10077
2017-03-20 15:00 | 7309.364 | 2065.836 | 1832.6858 | 1869.3494 | 6291.811 | 29745.355 | 4220.127 | 10071.235 | 63406 |  | 7926
2017-03-20 16:00 | 7208.7334 | 907.4923 | 983.827 | 1081.7133 | 5305.039 | 17830.488 | 1835.6289 | 8293.14 | 43446 |  | 5431
2017-03-20 17:00 | 4928.599 | 351.5881 | 275.9273 | 326.5703 | 2415.6396 | 10244.929 | 705.4132 | 3456.5652 | 22705 |  | 2838
2017-03-20 18:00 | 608.8061 | 116.571 | 28.1158 | 38.0657 | 169.8454 | 1080.0375 | 52.6547 | 762.3891 | 2856 |  | 357
2017-03-20 19:00 | 0 | 0 | 0 | 0 | 0 | 0 | 0 | 0 | 0 |  | 0
2017-03-20 20:00 | 0 | 0 | 0 | 0 | 0 | 0 | 0 | 0 | 0 |  | 0
2017-03-20 21:00 | 0 | 0 | 0 | 0 | 0 | 0 | 0 | 0 | 0 |  | 0
2017-03-20 22:00 | 0 | 0 | 0 | 0 | 0 | 0 | 0 | 0 | 0 |  | 0
2017-03-20 23:00 | 0 | 0 | 0 | 0 | 0 | 0 | 0 | 0 | 0 |  | 0
2017-03-21 | 0 | 0 | 0 | 0 | 0 | 0 | 0 | 0 | 0 |  | 0
2017-03-21 01:00 | 0 | 0 | 0 | 0 | 0 | 0 | 0 | 0 | 0 |  | 0
2017-03-21 02:00 | 0 | 0 | 0 | 0 | 0 | 0 | 0 | 0 | 0 |  | 0
2017-03-21 03:00 | 0 | 0 | 0 | 0 | 0 | 0 | 0 | 0 | 0 |  | 0
2017-03-21 04:00 | 0 | 0 | 0 | 0 | 0 | 0 | 0 | 0 | 0 |  | 0
2017-03-21 05:00 | 0 | 0 | 0 | 0 | 0 | 0 | 0 | 0 | 0 |  | 0
2017-03-21 06:00 | 0 | 0.45785 | 0 | 0.59173 | 0 | 25.1479 | 0 | 0 | 26 |  | 3
2017-03-21 07:00 | 747.4178 | 356.9253 | 165.738 | 214.2409 | 518.5518 | 2758.904 | 159.6951 | 498.1223 | 5420 |  | 677
2017-03-21 08:00 | 2711.4912 | 1683.9584 | 824.4791 | 816.0759 | 2115.8792 | 6942.5728 | 588.7279 | 2026.0555 | 17709 |  | 2214
2017-03-21 09:00 | 7150.588 | 2796.1467 | 1507.4316 | 1143.2181 | 3783.0383 | 11077.745 | 1083.5726 | 4562.8965 | 33105 |  | 4138
2017-03-21 10:00 | 9950.821 | 4110.173 | 2432.5144 | 1774.62 | 6126.8213 | 20658.553 | 1714.595 | 3507.082 | 50275 |  | 6284
2017-03-21 11:00 | 6046.1323 | 2629.2822 | 1889.88 | 1524.5765 | 5307.112 | 16537.709 | 1322.5094 | 3430.4614 | 38688 |  | 4836
2017-03-21 12:00 | 7221.7896 | 2340.5974 | 1708.3848 | 1473.6815 | 4419.4604 | 18508.018 | 1378.9728 | 4990.8887 | 42042 |  | 5255
2017-03-21 13:00 | 12076.222 | 1673.3315 | 1010.0095 | 886.1209 | 2511.8843 | 16993.436 | 1203.1113 | 7800.4565 | 44155 |  | 5519
2017-03-21 14:00 | 14666.753 | 3122.0547 | 1309.2356 | 990.5542 | 4691.0645 | 14351.941 | 2052.5942 | 8367.86 | 49552 |  | 6194
2017-03-21 15:00 | 15376.477 | 2059.5574 | 1938.131 | 1965.3486 | 7765.2905 | 17779.416 | 4425.803 | 8401.336 | 59711 |  | 7464
2017-03-21 16:00 | 13330.108 | 1104.7112 | 989.7354 | 1060.0631 | 4233.26 | 18679.93 | 1718.1194 | 7825.572 | 48941 |  | 6118
2017-03-21 17:00 | 4160.483 | 506.8243 | 343.4949 | 419.8869 | 1507.6182 | 4420.8164 | 513.1643 | 2283.039 | 14155 |  | 1769
2017-03-21 18:00 | 1328.6703 | 186.434 | 104.1155 | 80.8399 | 337.7515 | 1535.7601 | 120.2565 | 358.8725 | 4053 |  | 507
2017-03-21 19:00 | 2.0201 | 0 | 0 | 0 | 0 | 0 | 0 | 0 | 2 |  | 0
2017-03-21 20:00 | 0 | 0 | 0 | 0 | 0 | 0 | 0 | 0 | 0 |  | 0
2017-03-21 21:00 | 0 | 0 | 0 | 0 | 0 | 0 | 0 | 0 | 0 |  | 0
2017-03-21 22:00 | 0 | 0 | 0 | 0 | 0 | 0 | 0 | 0 | 0 |  | 0
2017-03-21 23:00 | 0 | 0 | 0 | 0 | 0 | 0 | 0 | 0 | 0 |  | 0
2017-03-22 | 0 | 0 | 0 | 0 | 0 | 0 | 0 | 0 | 0 |  | 0
2017-03-22 01:00 | 0 | 0 | 0 | 0 | 0 | 0 | 0 | 0 | 0 |  | 0
2017-03-22 02:00 | 0 | 0 | 0 | 0 | 0 | 0 | 0 | 0 | 0 |  | 0
2017-03-22 03:00 | 0 | 0 | 0 | 0 | 0 | 0 | 0 | 0 | 0 |  | 0
2017-03-22 04:00 | 0 | 0 | 0 | 0 | 0 | 0 | 0 | 0 | 0 |  | 0
2017-03-22 05:00 | 0 | 0 | 0 | 0 | 0 | 0 | 0 | 0 | 0 |  | 0
2017-03-22 06:00 | 0 | 0 | 0 | 0 | 0 | 23.4116 | 0.21907 | 13.7608 | 37 |  | 5
2017-03-22 07:00 | 482.3897 | 706.4366 | 105.9357 | 1037.0149 | 492.4641 | 5524.3467 | 107.252 | 2221.559 | 10677 |  | 1335
2017-03-22 08:00 | 7239.0107 | 3354.8381 | 670.8958 | 2343.7632 | 3159.5479 | 16934.582 | 272.9746 | 7608.3433 | 41584 |  | 5198
2017-03-22 09:00 | 23977.607 | 7133.65 | 3836.1743 | 3363.6604 | 5792.1494 | 27443.49 | 1702.501 | 12553.228 | 85802 |  | 10725
2017-03-22 10:00 | 31217.943 | 8007.8296 | 4855.8555 | 3898.7866 | 10573.916 | 35719.812 | 4280.0083 | 10121.255 | 108675 |  | 13584
2017-03-22 11:00 | 35964.062 | 7973.829 | 5093.854 | 4013.252 | 12108.562 | 41558.594 | 5548.0312 | 8982.64 | 121243 |  | 15155
2017-03-22 12:00 | 40536.387 | 6572.345 | 4960.9146 | 4004.6963 | 12280.048 | 44386.008 | 6164.972 | 10209.077 | 129114 |  | 16139
2017-03-22 13:00 | 40481.453 | 4497.0903 | 4518.831 | 3811.3157 | 12217.529 | 44457.23 | 6180.191 | 10425.552 | 126589 |  | 15824
2017-03-22 14:00 | 38023.406 | 3409.992 | 3611.357 | 3240.6597 | 11042.936 | 41522.17 | 6179.887 | 8999.307 | 116030 |  | 14504
2017-03-22 15:00 | 32125.307 | 1708.1583 | 2314.599 | 2350.832 | 8695.751 | 35145.3 | 5085.846 | 9736.364 | 97162 |  | 12145
2017-03-22 16:00 | 23938.031 | 631.6233 | 906.4985 | 1198.4271 | 5502.445 | 24969.184 | 1784.5393 | 9462.467 | 68393 |  | 8549
2017-03-22 17:00 | 12072.113 | 339.896 | 218.6919 | 255.786 | 2778.948 | 12349.108 | 552.8726 | 4214.0034 | 32781 |  | 4098
2017-03-22 18:00 | 795.7133 | 116.6958 | 75.9404 | 63.6146 | 497.0233 | 2384.132 | 102.9236 | 515.3621 | 4551 |  | 569
2017-03-22 19:00 | 4 | 0 | 0 | 0 | 0 | 0.072422 | 0 | 0 | 4 |  | 1
2017-03-22 20:00 | 0 | 0 | 0 | 0 | 0 | 0 | 0 | 0 | 0 |  | 0
2017-03-22 21:00 | 0 | 0 | 0 | 0 | 0 | 0 | 0 | 0 | 0 |  | 0
2017-03-22 22:00 | 0 | 0 | 0 | 0 | 0 | 0 | 0 | 0 | 0 |  | 0
2017-03-22 23:00 | 0 | 0 | 0 | 0 | 0 | 0 | 0 | 0 | 0 |  | 0
2017-03-23 | 0 | 0 | 0 | 0 | 0 | 0 | 0 | 0 | 0 |  | 0
2017-03-23 01:00 | 0 | 0 | 0 | 0 | 0 | 0 | 0 | 0 | 0 |  | 0
2017-03-23 02:00 | 0 | 0 | 0 | 0 | 0 | 0 | 0 | 0 | 0 |  | 0
2017-03-23 03:00 | 0 | 0 | 0 | 0 | 0 | 0 | 0 | 0 | 0 |  | 0
2017-03-23 04:00 | 0 | 0 | 0 | 0 | 0 | 0 | 0 | 0 | 0 |  | 0
2017-03-23 05:00 | 0 | 0 | 0 | 0 | 0 | 0 | 0 | 0 | 0 |  | 0
2017-03-23 06:00 | 3.8533 | 6.1837 | 0 | 0 | 0 | 70.957 | 0.33255 | 4.3013 | 86 |  | 11
2017-03-23 07:00 | 3117.678 | 651.0808 | 140.9488 | 1014.5159 | 610.8033 | 6662.4106 | 126.2965 | 2328.0068 | 14652 |  | 1831
2017-03-23 08:00 | 14391.388 | 4129.118 | 1765.3043 | 2459.9976 | 2542.474 | 18638.504 | 295.8544 | 7854.116 | 52077 |  | 6510
2017-03-23 09:00 | 26262.367 | 7342.1055 | 4319.3774 | 3379.3386 | 6393.1665 | 28525.943 | 1626.2832 | 12524.119 | 90373 |  | 11297
2017-03-23 10:00 | 36245.16 | 8130.187 | 4879.052 | 3893.944 | 10916.106 | 36164.617 | 4244.295 | 15651.173 | 120125 |  | 15016
2017-03-23 11:00 | 43154.645 | 7994.1294 | 5013.522 | 4045.8953 | 12315.959 | 41502.062 | 5477.2373 | 15253.011 | 134756 |  | 16845
2017-03-23 12:00 | 46741.836 | 6377.967 | 4841.0522 | 4021.481 | 12339.146 | 43986.367 | 6111.5654 | 9772.672 | 134192 |  | 16774
2017-03-23 13:00 | 45389.047 | 4401.9663 | 4342.337 | 3710.5024 | 11971.271 | 43439.062 | 6180.2993 | 12614.09 | 132049 |  | 16506
2017-03-23 14:00 | 43930.117 | 3332.8184 | 3424.3032 | 3136.0522 | 10524.174 | 40150.84 | 6178.533 | 9176.189 | 119853 |  | 14982
2017-03-23 15:00 | 37830.668 | 1678.5258 | 2153.6394 | 2313.8025 | 8248.787 | 33969.676 | 5097.367 | 9401.77 | 100694 |  | 12587
2017-03-23 16:00 | 27907.2 | 619.3921 | 834.1109 | 1218.7495 | 5156.7593 | 24329.207 | 1889.2896 | 9318.472 | 71273 |  | 8909
2017-03-23 17:00 | 14583.278 | 334.6333 | 212.6125 | 276.6113 | 2565.0137 | 12106.013 | 601.5482 | 4275.057 | 34955 |  | 4369
2017-03-23 18:00 | 1137.8242 | 116.5348 | 73.6953 | 71.1484 | 428.9145 | 2350.625 | 120.0111 | 579.1879 | 4878 |  | 610
2017-03-23 19:00 | 9.4462 | 0 | 0 | 0 | 0.0080469 | 0.62363 | 0 | 0 | 10 |  | 1
2017-03-23 20:00 | 0 | 0 | 0 | 0 | 0 | 0 | 0 | 0 | 0 |  | 0
2017-03-23 21:00 | 0 | 0 | 0 | 0 | 0 | 0 | 0 | 0 | 0 |  | 0
2017-03-23 22:00 | 0 | 0 | 0 | 0 | 0 | 0 | 0 | 0 | 0 |  | 0
2017-03-23 23:00 | 0 | 0 | 0 | 0 | 0 | 0 | 0 | 0 | 0 |  | 0
2017-03-24 | 0 | 0 | 0 | 0 | 0 | 0 | 0 | 0 | 0 |  | 0
2017-03-24 01:00 | 0 | 0 | 0 | 0 | 0 | 0 | 0 | 0 | 0 |  | 0
2017-03-24 02:00 | 0 | 0 | 0 | 0 | 0 | 0 | 0 | 0 | 0 |  | 0
2017-03-24 03:00 | 0 | 0 | 0 | 0 | 0 | 0 | 0 | 0 | 0 |  | 0
2017-03-24 04:00 | 0 | 0 | 0 | 0 | 0 | 0 | 0 | 0 | 0 |  | 0
2017-03-24 05:00 | 0 | 0 | 0 | 0 | 0 | 0 | 0 | 0 | 0 |  | 0
2017-03-24 06:00 | 0 | 0 | 0 | 0 | 0 | 62.8622 | 0.55554 | 0 | 63 |  | 8
2017-03-24 07:00 | 1253.6165 | 513.6299 | 198.5502 | 235.2624 | 607.1729 | 1905.1569 | 148.5169 | 741.4344 | 5603 |  | 700
2017-03-24 08:00 | 1747.8151 | 772.2787 | 629.2931 | 528.9112 | 1510.1584 | 8164.809 | 471.3382 | 880.0214 | 14705 |  | 1838
2017-03-24 09:00 | 2968.5422 | 345.9888 | 294.383 | 251.542 | 771.0435 | 3356.2808 | 427.5774 | 621.4018 | 9037 |  | 1130
2017-03-24 10:00 | 5466.1895 | 578.6387 | 331.0868 | 242.0596 | 902.6468 | 2285.0908 | 301.8625 | 605.129 | 10713 |  | 1339
2017-03-24 11:00 | 4391.51 | 963.8403 | 471.4096 | 459.1014 | 1305.3185 | 5766.951 | 175.7895 | 889.3968 | 14423 |  | 1803
2017-03-24 12:00 | 5009.547 | 1082.9021 | 697.7049 | 446.1971 | 1940.0919 | 5393.795 | 153.4276 | 436.3273 | 15160 |  | 1895
2017-03-24 13:00 | 3479.0466 | 488.127 | 321.0829 | 306.8598 | 846.5659 | 5292.911 | 77.0278 | 200.335 | 11012 |  | 1376
2017-03-24 14:00 | 2780.9795 | 367.7211 | 239.1956 | 205.262 | 496.2965 | 3954.291 | 25.6148 | 19.4571 | 8089 |  | 1011
2017-03-24 15:00 | 1751.4462 | 385.1762 | 248.5345 | 227.715 | 711.829 | 2268.0745 | 17.1097 | 117.785 | 5728 |  | 716
2017-03-24 16:00 | 1787.0822 | 164.452 | 82.2524 | 77.5658 | 269.8137 | 1539.4336 | 19.3574 | 181.3893 | 4121 |  | 515
2017-03-24 17:00 | 2736.3635 | 242.2768 | 71.1565 | 83.3754 | 305.6434 | 671.1893 | 50.23 | 190.3953 | 4351 |  | 544
2017-03-24 18:00 | 468.3823 | 73.824 | 32.059 | 27.0506 | 102.5765 | 76.6535 | 12.2637 | 20.2009 | 813 |  | 102
2017-03-24 19:00 | 0 | 0 | 0 | 0 | 0 | 0 | 0 | 0 | 0 |  | 0
2017-03-24 20:00 | 0 | 0 | 0 | 0 | 0 | 0 | 0 | 0 | 0 |  | 0
2017-03-24 21:00 | 0 | 0 | 0 | 0 | 0 | 0 | 0 | 0 | 0 |  | 0
2017-03-24 22:00 | 0 | 0 | 0 | 0 | 0 | 0 | 0 | 0 | 0 |  | 0
2017-03-24 23:00 | 0 | 0 | 0 | 0 | 0 | 0 | 0 | 0 | 0 |  | 0
2017-03-25 | 0 | 0 | 0 | 0 | 0 | 0 | 0 | 0 | 0 |  | 0
2017-03-25 01:00 | 0 | 0 | 0 | 0 | 0 | 0 | 0 | 0 | 0 |  | 0
2017-03-25 02:00 | 0 | 0 | 0 | 0 | 0 | 0 | 0 | 0 | 0 |  | 0
2017-03-25 03:00 | 0 | 0 | 0 | 0 | 0 | 0 | 0 | 0 | 0 |  | 0
2017-03-25 04:00 | 0 | 0 | 0 | 0 | 0 | 0 | 0 | 0 | 0 |  | 0
2017-03-25 05:00 | 0 | 0 | 0 | 0 | 0 | 0 | 0 | 0 | 0 |  | 0
2017-03-25 06:00 | 0 | 0 | 0 | 0 | 0 | 0 | 0 | 0 | 0 |  | 0
2017-03-25 07:00 | 1048.9226 | 102.4566 | 0 | 17.188 | 0 | 733.7471 | 61.8019 | 385.246 | 2349 |  | 294
2017-03-25 08:00 | 4651.921 | 108.0762 | 64.7321 | 58.7344 | 44.7657 | 1713.0143 | 297.4462 | 623.2971 | 7562 |  | 945
2017-03-25 09:00 | 4255.005 | 297.2255 | 247.6036 | 170.2531 | 575.233 | 2478.4863 | 523.5268 | 907.9927 | 9455 |  | 1182
2017-03-25 10:00 | 1604.2549 | 434.2656 | 306.4916 | 220.9008 | 700.233 | 3928.1948 | 421.8472 | 1303.123 | 8919 |  | 1115
2017-03-25 11:00 | 2740.5083 | 538.5767 | 416.9815 | 338.9495 | 1005.7374 | 5214.2275 | 606.5172 | 1536.4589 | 12398 |  | 1550
2017-03-25 12:00 | 4650.0767 | 643.75 | 478.2096 | 447.1091 | 1439.4448 | 6033.2544 | 555.9905 | 1839.9084 | 16088 |  | 2011
2017-03-25 13:00 | 2458.9202 | 437.8111 | 203.0661 | 300.5851 | 491.57 | 5285.847 | 781.766 | 2513.4995 | 12473 |  | 1559
2017-03-25 14:00 | 1362.6415 | 269.3329 | 15.7823 | 249.5779 | 69.5884 | 6155.1157 | 846.8048 | 1919.6914 | 10889 |  | 1361
2017-03-25 15:00 | 2089.5435 | 534.0555 | 78.0906 | 436.1484 | 1.5435 | 6918.606 | 932.9157 | 4357.7764 | 15349 |  | 1919
2017-03-25 16:00 | 3584.1077 | 927.8373 | 32.6624 | 495.0111 | 0 | 5852.055 | 537.7299 | 3474.1108 | 14904 |  | 1863
2017-03-25 17:00 | 4002.6694 | 626.8963 | 72.6941 | 419.2962 | 0 | 3874.4893 | 527.7518 | 2644.44 | 12168 |  | 1521
2017-03-25 18:00 | 2989.8594 | 210.5681 | 37.1673 | 141.4892 | 0 | 1428.523 | 173.0219 | 730.447 | 5711 |  | 714
2017-03-25 19:00 | 3.3229 | 0 | 0 | 0 | 0 | 0.14786 | 0 | 0.36965 | 4 |  | 0
2017-03-25 20:00 | 0 | 0 | 0 | 0 | 0 | 0 | 0 | 0 | 0 |  | 0
2017-03-25 21:00 | 0 | 0 | 0 | 0 | 0 | 0 | 0 | 0 | 0 |  | 0
2017-03-25 22:00 | 0 | 0 | 0 | 0 | 0 | 0 | 0 | 0 | 0 |  | 0
2017-03-25 23:00 | 0 | 0 | 0 | 0 | 0 | 0 | 0 | 0 | 0 |  | 0
2017-03-26 | 0 | 0 | 0 | 0 | 0 | 0 | 0 | 0 | 0 |  | 0
2017-03-26 01:00 | 0 | 0 | 0 | 0 | 0 | 0 | 0 | 0 | 0 |  | 0
2017-03-26 02:00 | 0 | 0 | 0 | 0 | 0 | 0 | 0 | 0 | 0 |  | 0
2017-03-26 03:00 | 0 | 0 | 0 | 0 | 0 | 0 | 0 | 0 | 0 |  | 0
2017-03-26 04:00 | 0 | 0 | 0 | 0 | 0 | 0 | 0 | 0 | 0 |  | 0
2017-03-26 05:00 | 0 | 0 | 0 | 0 | 0 | 0 | 0 | 0 | 0 |  | 0
2017-03-26 06:00 | 79.4202 | 36.1208 | 0 | 0 | 0 | 170.7487 | 5.981 | 20.8963 | 313 |  | 39
2017-03-26 07:00 | 5881.081 | 654.8624 | 45.4678 | 842.5364 | 0 | 7592.4917 | 172.7651 | 2988.8005 | 18178 |  | 2272
2017-03-26 08:00 | 16117.211 | 3951.0151 | 724.6018 | 2040.3917 | 226.6633 | 15867.035 | 439.856 | 6752.4966 | 46119 |  | 5765
2017-03-26 09:00 | 20686.508 | 6708.093 | 2082.3213 | 3129.7192 | 717.7857 | 27042.482 | 1934.9854 | 10511.92 | 72814 |  | 9102
2017-03-26 10:00 | 29939.736 | 7728.85 | 3316.9717 | 3709.6138 | 1953.4056 | 34291.1 | 4137.132 | 12024.953 | 97102 |  | 12138
2017-03-26 11:00 | 16655.242 | 7168.613 | 3526.5583 | 3476.4692 | 5965.997 | 39490.273 | 4373.8027 | 9401.605 | 90059 |  | 11257
2017-03-26 12:00 | 12073.165 | 3658.9883 | 2955.9631 | 2648.8853 | 6347.063 | 41331.58 | 4998.9155 | 9640.712 | 83655 |  | 10457
2017-03-26 13:00 | 11186.917 | 2239.4875 | 1224.7716 | 1179.7825 | 3549.5369 | 21474.283 | 4715.7812 | 6209.5884 | 51780 |  | 6473
2017-03-26 14:00 | 14246.085 | 1579.2031 | 833.3585 | 1204.8082 | 2450.9814 | 11739.182 | 1864.6781 | 6087.1367 | 40005 |  | 5001
2017-03-26 15:00 | 9192.945 | 1136.2107 | 589.0533 | 881.7826 | 1759.4652 | 10721.774 | 1533.8671 | 4230.508 | 30046 |  | 3756
2017-03-26 16:00 | 5374.7686 | 585.386 | 447.4736 | 396.8739 | 1152.1012 | 5837.537 | 757.8084 | 1923.2333 | 16475 |  | 2059
2017-03-26 17:00 | 3162.1619 | 267.7115 | 297.5483 | 339.8215 | 772.6428 | 4412.2866 | 329.6443 | 1039.2499 | 10621 |  | 1328
2017-03-26 18:00 | 546.1029 | 11.3541 | 13.9151 | 29.9183 | 55.624 | 695.5698 | 91.4044 | 77.7308 | 1522 |  | 190
2017-03-26 19:00 | 0 | 0 | 0 | 0 | 0 | 0 | 0 | 0 | 0 |  | 0
2017-03-26 20:00 | 0 | 0 | 0 | 0 | 0 | 0 | 0 | 0 | 0 |  | 0
2017-03-26 21:00 | 0 | 0 | 0 | 0 | 0 | 0 | 0 | 0 | 0 |  | 0
2017-03-26 22:00 | 0 | 0 | 0 | 0 | 0 | 0 | 0 | 0 | 0 |  | 0
2017-03-26 23:00 | 0 | 0 | 0 | 0 | 0 | 0 | 0 | 0 | 0 |  | 0
2017-03-27 | 0 | 0 | 0 | 0 | 0 | 0 | 0 | 0 | 0 |  | 0
2017-03-27 01:00 | 0 | 0 | 0 | 0 | 0 | 0 | 0 | 0 | 0 |  | 0
2017-03-27 02:00 | 0 | 0 | 0 | 0 | 0 | 0 | 0 | 0 | 0 |  | 0
2017-03-27 03:00 | 0 | 0 | 0 | 0 | 0 | 0 | 0 | 0 | 0 |  | 0
2017-03-27 04:00 | 0 | 0 | 0 | 0 | 0 | 0 | 0 | 0 | 0 |  | 0
2017-03-27 05:00 | 0 | 0 | 0 | 0 | 0 | 0 | 0 | 0 | 0 |  | 0
2017-03-27 06:00 | 0 | 0 | 0 | 0 | 0 | 0 | 0 | 0 | 0 |  | 0
2017-03-27 07:00 | 138.606 | 72.9942 | 0 | 11.5476 | 37.7987 | 264.2011 | 33.7784 | 156.1883 | 715 |  | 89
2017-03-27 08:00 | 795.1037 | 184.5026 | 0 | 93.4278 | 249.2463 | 1419.8138 | 159.6519 | 489.0857 | 3391 |  | 424
2017-03-27 09:00 | 1588.7651 | 242.0505 | 132.7013 | 160.1318 | 526.1912 | 2255.2593 | 232.9819 | 660.1479 | 5798 |  | 725
2017-03-27 10:00 | 1751.7983 | 260.6909 | 154.1094 | 172.0589 | 530.3224 | 2214.109 | 231.1023 | 701.2325 | 6015 |  | 752
2017-03-27 11:00 | 8792.025 | 451.9502 | 141.7198 | 162.3003 | 558.8572 | 2046.0404 | 217.6245 | 1109.4512 | 13480 |  | 1685
2017-03-27 12:00 | 8035.026 | 988.1731 | 431.2153 | 390.6166 | 1466.9688 | 2554.6267 | 540.3531 | 2423.191 | 16830 |  | 2104
2017-03-27 13:00 | 10058.119 | 775.4537 | 373.5396 | 321.6088 | 1097.0553 | 3841.0276 | 670.8463 | 1794.1276 | 18932 |  | 2366
2017-03-27 14:00 | 16183.387 | 1208.8115 | 469.5512 | 475.2861 | 1677.4001 | 3352.2976 | 512.6645 | 3068.3508 | 26948 |  | 3368
2017-03-27 15:00 | 12012.401 | 958.63 | 641.4371 | 594.3438 | 2222.2556 | 5063.783 | 772.8241 | 3072.9514 | 25339 |  | 3167
2017-03-27 16:00 | 6812.5938 | 433.0798 | 356.9757 | 271.7161 | 1064.089 | 3441.5261 | 472.0629 | 1889.3247 | 14741 |  | 1843
2017-03-27 17:00 | 2418.6897 | 283.7911 | 146.2333 | 164.9861 | 544.4686 | 1452.5981 | 295.6437 | 990.5763 | 6297 |  | 787
2017-03-27 18:00 | 1471.7644 | 96.5283 | 5.8134 | 43.6452 | 135.7246 | 604.2061 | 76.7461 | 269.1167 | 2704 |  | 338
2017-03-27 19:00 | 1 | 0 | 0 | 0 | 0 | 0.22431 | 0.0017603 | 0 | 1 |  | 0
2017-03-27 20:00 | 0 | 0 | 0 | 0 | 0 | 0 | 0 | 0 | 0 |  | 0
2017-03-27 21:00 | 0 | 0 | 0 | 0 | 0 | 0 | 0 | 0 | 0 |  | 0
2017-03-27 22:00 | 0 | 0 | 0 | 0 | 0 | 0 | 0 | 0 | 0 |  | 0
2017-03-27 23:00 | 0 | 0 | 0 | 0 | 0 | 0 | 0 | 0 | 0 |  | 0
2017-03-28 | 0 | 0 | 0 | 0 | 0 | 0 | 0 | 0 | 0 |  | 0
2017-03-28 01:00 | 0 | 0 | 0 | 0 | 0 | 0 | 0 | 0 | 0 |  | 0
2017-03-28 02:00 | 0 | 0 | 0 | 0 | 0 | 0 | 0 | 0 | 0 |  | 0
2017-03-28 03:00 | 0 | 0 | 0 | 0 | 0 | 0 | 0 | 0 | 0 |  | 0
2017-03-28 04:00 | 0 | 0 | 0 | 0 | 0 | 0 | 0 | 0 | 0 |  | 0
2017-03-28 05:00 | 0 | 0 | 0 | 0 | 0 | 0 | 0 | 0 | 0 |  | 0
2017-03-28 06:00 | 5.2613 | 1.4913 | 0 | 0 | 0 | 13.8451 | 0.71805 | 0 | 21 |  | 3
2017-03-28 07:00 | 1010.3904 | 241.0382 | 46.1058 | 123.0832 | 290.2527 | 1761.9875 | 186.9133 | 338.0709 | 3998 |  | 500
2017-03-28 08:00 | 4396.2236 | 538.7229 | 357.748 | 329.4684 | 1035.9031 | 3320.9526 | 360.5161 | 765.2678 | 11105 |  | 1388
2017-03-28 09:00 | 7063.9307 | 802.1743 | 497.1701 | 522.1121 | 1530.6837 | 6438.971 | 806.9499 | 1825.2714 | 19487 |  | 2436
2017-03-28 10:00 | 12997.741 | 1003.3265 | 612.4194 | 457.199 | 1672.8796 | 6867.1943 | 1081.6973 | 2201.433 | 26894 |  | 3362
2017-03-28 11:00 | 11973.76 | 1294.8627 | 667.2535 | 522.2197 | 1930.6575 | 7198.8506 | 1137.7441 | 3084.9788 | 27810 |  | 3476
2017-03-28 12:00 | 12047.77 | 1406.9392 | 810.4815 | 609.9619 | 2121.5208 | 7036.367 | 1290.3573 | 3313.8228 | 28637 |  | 3580
2017-03-28 13:00 | 10517.095 | 1677.7618 | 778.0141 | 751.5175 | 2298.6401 | 8484.586 | 1394.0602 | 4355.1304 | 30257 |  | 3782
2017-03-28 14:00 | 5249.324 | 724.4561 | 603.8063 | 490.3544 | 1326.1692 | 9624.094 | 1054.032 | 2650.3196 | 21723 |  | 2715
2017-03-28 15:00 | 4577.763 | 629.236 | 347.3217 | 278.5001 | 931.0908 | 4048.772 | 535.9601 | 2154.0479 | 13503 |  | 1688
2017-03-28 16:00 | 4938.665 | 434.3733 | 223.5442 | 271.4993 | 757.9492 | 3018.5808 | 310.209 | 1161.0851 | 11116 |  | 1389
2017-03-28 17:00 | 2194.2688 | 160.9566 | 129.0553 | 123.0392 | 418.2584 | 1793.7289 | 141.706 | 562.3961 | 5523 |  | 690
2017-03-28 18:00 | 143.8667 | 23.8459 | 14.8666 | 5.2536 | 66.9269 | 249.0719 | 20.8655 | 105.0032 | 630 |  | 79
2017-03-28 19:00 | 0 | 0 | 0 | 0 | 0 | 0 | 0 | 0 | 0 |  | 0
2017-03-28 20:00 | 0 | 0 | 0 | 0 | 0 | 0 | 0 | 0 | 0 |  | 0
2017-03-28 21:00 | 0 | 0 | 0 | 0 | 0 | 0 | 0 | 0 | 0 |  | 0
2017-03-28 22:00 | 0 | 0 | 0 | 0 | 0 | 0 | 0 | 0 | 0 |  | 0
2017-03-28 23:00 | 0 | 0 | 0 | 0 | 0 | 0 | 0 | 0 | 0 |  | 0
2017-03-29 | 0 | 0 | 0 | 0 | 0 | 0 | 0 | 0 | 0 |  | 0
2017-03-29 01:00 | 0 | 0 | 0 | 0 | 0 | 0 | 0 | 0 | 0 |  | 0
2017-03-29 02:00 | 0 | 0 | 0 | 0 | 0 | 0 | 0 | 0 | 0 |  | 0
2017-03-29 03:00 | 0 | 0 | 0 | 0 | 0 | 0 | 0 | 0 | 0 |  | 0
2017-03-29 04:00 | 0 | 0 | 0 | 0 | 0 | 0 | 0 | 0 | 0 |  | 0
2017-03-29 05:00 | 0 | 0 | 0 | 0 | 0 | 0 | 0 | 0 | 0 |  | 0
2017-03-29 06:00 | 112.7984 | 0 | 0 | 0 | 0 | 0 | 0 | 1.3335 | 114 |  | 14
2017-03-29 07:00 | 5466.9604 | 169.9524 | 89.4268 | 123.2123 | 294.4047 | 1497.1558 | 187.4981 | 468.0379 | 8297 |  | 1037
2017-03-29 08:00 | 12639.98 | 620.5112 | 390.7113 | 333.6156 | 1022.9051 | 4327.9365 | 727.4011 | 1702.7728 | 21766 |  | 2721
2017-03-29 09:00 | 10818.692 | 956.3486 | 648.7748 | 685.2658 | 1846.5245 | 10085.792 | 1447.4918 | 3725.0547 | 30214 |  | 3777
2017-03-29 10:00 | 19847.42 | 1945.8085 | 1140.8555 | 1221.0946 | 2987.7988 | 15913.919 | 1520.9541 | 7538.151 | 52116 |  | 6515
2017-03-29 11:00 | 21446.047 | 3170.0784 | 2015.7959 | 1637.2039 | 6763.1475 | 22009.049 | 1810.7533 | 8402.253 | 67254 |  | 8407
2017-03-29 12:00 | 18652.008 | 2274.158 | 1693.4703 | 1118.4125 | 5476.2573 | 16724.62 | 1807.4136 | 5870.3105 | 53617 |  | 6702
2017-03-29 13:00 | 18247.277 | 2715.265 | 2020.7931 | 1335.5076 | 5751.2944 | 10901.73 | 1599.6362 | 6861.409 | 49433 |  | 6179
2017-03-29 14:00 | 25702.943 | 2913.8538 | 1479.5819 | 1507.2471 | 3612.6807 | 13711.302 | 1433.7418 | 4779.8486 | 55141 |  | 6893
2017-03-29 15:00 | 7308.459 | 1719.9128 | 1054.5178 | 1076.787 | 2747.5955 | 10188.272 | 1199.8655 | 3416.0916 | 28712 |  | 3589
2017-03-29 16:00 | 7066.748 | 994.0576 | 620.6223 | 810.5275 | 1568.1528 | 4559.136 | 1286.0736 | 3288.2678 | 20194 |  | 2524
2017-03-29 17:00 | 7035.913 | 618.8952 | 320.9023 | 376.0878 | 1502.7418 | 6403.333 | 422.812 | 1307.9451 | 17989 |  | 2249
2017-03-29 18:00 | 1808.6306 | 137.0544 | 156.1275 | 110.5057 | 520.9366 | 666.1666 | 115.2916 | 241.4565 | 3756 |  | 470
2017-03-29 19:00 | 5.9294 | 0 | 0 | 0 | 0 | 0.0080469 | 2.2028 | 0.72422 | 9 |  | 1
2017-03-29 20:00 | 0 | 0 | 0 | 0 | 0 | 0 | 0 | 0 | 0 |  | 0
2017-03-29 21:00 | 0 | 0 | 0 | 0 | 0 | 0 | 0 | 0 | 0 |  | 0
2017-03-29 22:00 | 0 | 0 | 0 | 0 | 0 | 0 | 0 | 0 | 0 |  | 0
2017-03-29 23:00 | 0 | 0 | 0 | 0 | 0 | 0 | 0 | 0 | 0 |  | 0
2017-03-30 | 0 | 0 | 0 | 0 | 0 | 0 | 0 | 0 | 0 |  | 0
2017-03-30 01:00 | 0 | 0 | 0 | 0 | 0 | 0 | 0 | 0 | 0 |  | 0
2017-03-30 02:00 | 0 | 0 | 0 | 0 | 0 | 0 | 0 | 0 | 0 |  | 0
2017-03-30 03:00 | 0 | 0 | 0 | 0 | 0 | 0 | 0 | 0 | 0 |  | 0
2017-03-30 04:00 | 0 | 0 | 0 | 0 | 0 | 0 | 0 | 0 | 0 |  | 0
2017-03-30 05:00 | 0 | 0 | 0 | 0 | 0 | 0 | 0 | 0 | 0 |  | 0
2017-03-30 06:00 | 84.6408 | 52.6453 | 0 | 0.77288 | 1.9183 | 520.905 | 11.3178 | 96.8145 | 769 |  | 96
2017-03-30 07:00 | 5247.094 | 944.1049 | 216.187 | 1207.5419 | 790.8185 | 7907.445 | 166.4618 | 3169.731 | 19649 |  | 2456
2017-03-30 08:00 | 19437.623 | 4683.654 | 1915.192 | 2464.1453 | 2986.535 | 19033.47 | 330.833 | 8258.37 | 59110 |  | 7389
2017-03-30 09:00 | 31835.863 | 7411.328 | 4229.401 | 3282.5632 | 7400.504 | 27948.71 | 1961.2117 | 10998.591 | 95068 |  | 11884
2017-03-30 10:00 | 41711.047 | 8094.0273 | 4705.903 | 3744.9265 | 10895.988 | 35135.12 | 4229.2847 | 13160.645 | 121677 |  | 15210
2017-03-30 11:00 | 47616.887 | 7837.666 | 4850.953 | 3910.1333 | 12074.621 | 39657.734 | 5272.736 | 11110.805 | 132332 |  | 16541
2017-03-30 12:00 | 49442.7 | 6171.5205 | 4688.711 | 3831.763 | 12170.432 | 41740.07 | 5875.001 | 10948.034 | 134868 |  | 16859
2017-03-30 13:00 | 47897.695 | 4572.246 | 4236.601 | 3534.9497 | 11559.528 | 41082.586 | 6154.9863 | 8857.445 | 127896 |  | 15987
2017-03-30 14:00 | 45425.598 | 3396.3564 | 3421.2373 | 3028.5942 | 10204.994 | 38156.36 | 6034.46 | 8308.748 | 117976 |  | 14747
2017-03-30 15:00 | 31360.967 | 1763.4886 | 2215.568 | 2240.9983 | 8050.5522 | 32495.408 | 4729.1724 | 9227.02 | 92083 |  | 11510
2017-03-30 16:00 | 14862.153 | 952.239 | 878.7489 | 1116.9122 | 4131.74 | 23562.037 | 1892.2106 | 8337.303 | 55733 |  | 6967
2017-03-30 17:00 | 9376.26 | 789.5513 | 462.0033 | 364.5959 | 1507.6061 | 8831.047 | 648.896 | 2751.8984 | 24732 |  | 3091
2017-03-30 18:00 | 2839.8838 | 230.7039 | 154.0252 | 141.8221 | 504.3057 | 1406.8351 | 132.1578 | 561.0704 | 5971 |  | 746
2017-03-30 19:00 | 35.3783 | 0 | 0 | 0.23135 | 1.1427 | 0.68398 | 0 | 0.53311 | 38 |  | 5
2017-03-30 20:00 | 0 | 0 | 0 | 0 | 0 | 0 | 0 | 0 | 0 |  | 0
2017-03-30 21:00 | 0 | 0 | 0 | 0 | 0 | 0 | 0 | 0 | 0 |  | 0
2017-03-30 22:00 | 0 | 0 | 0 | 0 | 0 | 0 | 0 | 0 | 0 |  | 0
2017-03-30 23:00 | 0 | 0 | 0 | 0 | 0 | 0 | 0 | 0 | 0 |  | 0
2017-03-31 | 0 | 0 | 0 | 0 | 0 | 0 | 0 | 0 | 0 |  | 0
2017-03-31 01:00 | 0 | 0 | 0 | 0 | 0 | 0 | 0 | 0 | 0 |  | 0
2017-03-31 02:00 | 0 | 0 | 0 | 0 | 0 | 0 | 0 | 0 | 0 |  | 0
2017-03-31 03:00 | 0 | 0 | 0 | 0 | 0 | 0 | 0 | 0 | 0 |  | 0
2017-03-31 04:00 | 0 | 0 | 0 | 0 | 0 | 0 | 0 | 0 | 0 |  | 0
2017-03-31 05:00 | 0 | 0 | 0 | 0 | 0 | 0 | 0 | 0 | 0 |  | 0
2017-03-31 06:00 | 20.7457 | 7.9157 | 0 | 1.1897 | 0 | 195.2597 | 21.3223 | 13.1663 | 260 |  | 32
2017-03-31 07:00 | 957.8978 | 239.6462 | 164.4421 | 129.6902 | 441.2184 | 2268.4075 | 292.135 | 769.7667 | 5263 |  | 658
2017-03-31 08:00 | 2394.6187 | 705.4573 | 484.5757 | 477.9611 | 1333.9724 | 5896.161 | 733.5847 | 1602.0979 | 13628 |  | 1704
2017-03-31 09:00 | 3903.2034 | 768.3645 | 634.7927 | 550.6939 | 1530.285 | 9033.944 | 1088.204 | 2830.2412 | 20340 |  | 2542
2017-03-31 10:00 | 7798.0205 | 998.3795 | 583.3963 | 713.2733 | 1842.3729 | 11149.044 | 1409.7001 | 2783.0632 | 27277 |  | 3410
2017-03-31 11:00 | 7567.5854 | 645.897 | 554.8055 | 895.4864 | 2041.802 | 16157.03 | 1387.6941 | 3658.3835 | 32909 |  | 4114
2017-03-31 12:00 | 8667.787 | 337.0036 | 485.3375 | 681.9877 | 1452.6877 | 15981.559 | 2294.094 | 3844.5208 | 33745 |  | 4218
2017-03-31 13:00 | 8969.434 | 332.1931 | 347.6977 | 724.3135 | 695.7449 | 10786.385 | 1629.0607 | 3303.3657 | 26788 |  | 3349
2017-03-31 14:00 | 4733.643 | 288.2506 | 267.7223 | 742.5063 | 553.1935 | 9955.9795 | 1273.4581 | 2461.2046 | 20276 |  | 2534
2017-03-31 15:00 | 452.9492 | 168.15 | 127.8684 | 381.4415 | 218.71 | 6532.8423 | 853.4334 | 1622.1157 | 10358 |  | 1295
2017-03-31 16:00 | 65.9656 | 62.5619 | 11.2234 | 124.965 | 23.5371 | 3618.6072 | 465.2622 | 424.2679 | 4796 |  | 600
2017-03-31 17:00 | 0 | 0.51651 | 0 | 10.8251 | 0 | 2018.7758 | 240.0875 | 21.4329 | 2292 |  | 286
2017-03-31 18:00 | 0 | 0 | 0 | 0 | 0 | 400.7646 | 38.8946 | 0 | 440 |  | 55
2017-03-31 19:00 | 0 | 0 | 0 | 0 | 0 | 0 | 0 | 0 | 0 |  | 0
2017-03-31 20:00 | 0 | 0 | 0 | 0 | 0 | 0 | 0 | 0 | 0 |  | 0
2017-03-31 21:00 | 0 | 0 | 0 | 0 | 0 | 0 | 0 | 0 | 0 |  | 0
2017-03-31 22:00 | 0 | 0 | 0 | 0 | 0 | 0 | 0 | 0 | 0 |  | 0
2017-03-31 23:00 | 0 | 0 | 0 | 0 | 0 | 0 | 0 | 0 | 0 |  | 0
| 67445871.7234 | 8582420.1611 | 5626710.0003 | 5863726.867 | 16333992.6059 | 69959680.592 | 7117457.8945 | 22499679.8579 | 203429539 |  | 25428685
| 66961.44 | 11251.344 | 6217.848 | 5466.24 | 15783.768 | 70856.136 | 7846.332 | 22320.48
| 13.09% | 9.916% | 11.76% | 13.95% | 13.45% | 12.84% | 11.79% | 13.1%
2017-04-01 | 0 | 0 | 0 | 0 | 0 | 0 | 0 | 0
2017-04-01 01:00 | 0 | 0 | 0 | 0 | 0 | 0 | 0 | 0
2017-04-01 02:00 | 0 | 0 | 0 | 0 | 0 | 0 | 0 | 0
2017-04-01 03:00 | 0 | 0 | 0 | 0 | 0 | 0 | 0 | 0
2017-04-01 04:00 | 0 | 0 | 0 | 0 | 0 | 0 | 0 | 0
2017-04-01 05:00 | 0 | 0 | 0 | 0 | 0 | 0 | 0 | 0
2017-04-01 06:00 | 0 | 0 | 0 | 0 | 0 | 0 | 0 | 0
2017-04-01 07:00 | 0 | 0 | 0 | 0 | 0 | 25.181 | 0 | 0
2017-04-01 08:00 | 0 | 0 | 0 | 0 | 0 | 333.2338 | 0 | 0
2017-04-01 09:00 | 0 | 0 | 0 | 0 | 0 | 735.0809 | 0.85637 | 0
2017-04-01 10:00 | 0 | 0 | 0 | 0 | 0 | 945.2481 | 66.4513 | 0
2017-04-01 11:00 | 0 | 0 | 21.9663 | 0 | 0 | 1017.3581 | 129.7968 | 0
2017-04-01 12:00 | 0 | 32.7907 | 6.9496 | 0 | 0 | 1348.5453 | 240.215 | 0
2017-04-01 13:00 | 44.2964 | 203.9762 | 0 | 0 | 0 | 3980.165 | 359.1027 | 0
2017-04-01 14:00 | 0.12988 | 252.7844 | 0 | 0 | 0 | 4928.1685 | 367.9257 | 0
2017-04-01 15:00 | 0.00016994 | 237.1255 | 1.417 | 0 | 0 | 4398.853 | 470.7428 | 1374.5186
2017-04-01 16:00 | 0 | 219.5 | 8.571 | 0 | 0 | 2766.1711 | 319.0812 | 1396.6412
2017-04-01 17:00 | 0 | 100.2412 | 5.5954 | 0 | 0 | 1406.5603 | 183.0776 | 952.3295
2017-04-01 18:00 | 0 | 55.1818 | 0.017324 | 0 | 0 | 524.2984 | 67.1836 | 467.3293
2017-04-01 19:00 | 0 | 0 | 0 | 0 | 0 | 2.108 | 0 | 0
2017-04-01 20:00 | 0 | 0 | 0 | 0 | 0 | 0 | 0 | 0
2017-04-01 21:00 | 0 | 0 | 0 | 0 | 0 | 0 | 0 | 0
2017-04-01 22:00 | 0 | 0 | 0 | 0 | 0 | 0 | 0 | 0
2017-04-01 23:00 | 0 | 0 | 0 | 0 | 0 | 0 | 0 | 0

## Losses
System Losses by Company
| Loss Percentages | Retail Sales (kWh) | Losses (kWh) | Weighted Losses
(4/1/16-3/31/17)
Eversource
Rate R | 7.75% | 3136857554.2 | 243106460.4505
Rate G | 7.75% | 1711121312.7 | 132611901.7343
Rate GV | 6.31% | 1676074526 | 105760302.5906
Rate LG | 4.42% | 1278824800 | 56524056.16
Rate OL/EOL | 7.72% | 34233049.3 | 2642791.406
|  | 7837111242.2 | 540645512.3413 | 6.899%
Liberty Utilities
Rate G-1 Customers | 3.8% | 360844021 | 13712072.798
All Other Customers | 6.9% | 532264474 | 36726248.706
|  | 893108495 | 50438321.504 | 5.648%
Unitil
Residential D | 6.468% | 485214162 | 31383651.9982
General G2 | 6.392% | 343617976.39 | 21964061.0508
General G1 | 4.591% | 350653788.11 | 16098515.4121
Outdoor Lighting OL | 6.468% | 8046475.43 | 520446.0308
|  | 1187532401.93 | 69966674.492 | 5.892%
Total |  | 9917752139.13 | 661050508.3373 | 6.665%
Total Loss Factor | 1.0667
Loss Percentages based on recent line loss studies by utility
Retail Sales provide by utilities

## fcmmonthlyper_201702
C | Forward Capacity Market Monthly Peak Energy Rent Report
C | Filename: fcmmonthlyper_201702.csv
C | Report for: 02 2017
C | Report generated: 04/03/2017 15:23:12 EDT
H | Month | Capacity Zone ID | Capacity Zone Name | Monthly PER
H | Date | Number | String | $/kW-Month
D | 2016-03-01 | 8500 | Rest-of-Pool | 0
D | 2016-03-01 | 8501 | Connecticut | 0
D | 2016-03-01 | 8502 | NEMA/Boston | 0
D | 2016-03-01 | 8503 | Maine | 0
D | 2016-04-01 | 8500 | Rest-of-Pool | 0
D | 2016-04-01 | 8501 | Connecticut | 0
D | 2016-04-01 | 8502 | NEMA/Boston | 0
D | 2016-04-01 | 8503 | Maine | 0
D | 2016-05-01 | 8500 | Rest-of-Pool | 0
D | 2016-05-01 | 8501 | Connecticut | 0
D | 2016-05-01 | 8502 | NEMA/Boston | 0
D | 2016-05-01 | 8503 | Maine | 0
D | 2016-06-01 | 8500 | Rest-of-Pool | 0
D | 2016-06-01 | 8501 | Connecticut | 0
D | 2016-06-01 | 8502 | NEMA/Boston | 0
D | 2016-06-01 | 8503 | Maine | 0
D | 2016-07-01 | 8500 | Rest-of-Pool | 0
D | 2016-07-01 | 8501 | Connecticut | 0
D | 2016-07-01 | 8502 | NEMA/Boston | 0
D | 2016-07-01 | 8503 | Maine | 0
D | 2016-08-01 | 8500 | Rest-of-Pool | 3.868
D | 2016-08-01 | 8501 | Connecticut | 3.847
D | 2016-08-01 | 8502 | NEMA/Boston | 3.994
D | 2016-08-01 | 8503 | Maine | 3.255
D | 2016-09-01 | 8500 | Rest-of-Pool | 0
D | 2016-09-01 | 8501 | Connecticut | 0
D | 2016-09-01 | 8502 | NEMA/Boston | 0
D | 2016-09-01 | 8503 | Maine | 0
D | 2016-10-01 | 8500 | Rest-of-Pool | 0
D | 2016-10-01 | 8501 | Connecticut | 0
D | 2016-10-01 | 8502 | NEMA/Boston | 0
D | 2016-10-01 | 8503 | Maine | 0
D | 2016-11-01 | 8500 | Rest-of-Pool | 0
D | 2016-11-01 | 8501 | Connecticut | 0
D | 2016-11-01 | 8502 | NEMA/Boston | 0
D | 2016-11-01 | 8503 | Maine | 0
D | 2016-12-01 | 8500 | Rest-of-Pool | 0
D | 2016-12-01 | 8501 | Connecticut | 0
D | 2016-12-01 | 8502 | NEMA/Boston | 0
D | 2016-12-01 | 8503 | Maine | 0
D | 2017-01-01 | 8500 | Rest-of-Pool | 0
D | 2017-01-01 | 8501 | Connecticut | 0
D | 2017-01-01 | 8502 | NEMA/Boston | 0
D | 2017-01-01 | 8503 | Maine | 0
D | 2017-02-01 | 8500 | Rest-of-Pool | 0
D | 2017-02-01 | 8501 | Connecticut | 0
D | 2017-02-01 | 8502 | NEMA/Boston | 0
D | 2017-02-01 | 8503 | Maine | 0
T | 48 lines
0.32233

## whlsecost_hourly_4002_201604
C | Hourly Wholesale Load Cost Report
C | Filename: whlsecost_hourly_4002_201604.csv
C | Report for: 04 2016
C | Report generated: 02/28/2017 15:12:56 EST
H | Location ID | Local Date | Local Hour | OnOffPeak | RTLMP | Capacity | First Contingency | Second Contingency | Regulation | Forward Reserves | Real-Time Reserves | Inadvertent | Marginal Loss Rev Fund | Auction Rev Rights | Price Responsive Demand Cost | ISO Sched 2 | ISO Sched 3 | NEPOOL Exp | Total Cost | RTLO | Total Ancillary & NCPC
H | Number | Date | Number | String | Number | Number | Number | Number | Number | Number | Number | Number | Number | Number | Number | Number | Number | Number | Number | Number
D | 4002 | 2016-04-01 | 1 | OFF | 14.02 | 4.5 | 1.66 | 0 | 0.05 | 0 | 0 | 0.02 | -0.02 | -0.11 | 0 | 0.28 | 0.28 | 0.23 | 20.91 | 930.148 | 1.71
D | 4002 | 2016-04-01 | 2 | OFF | 7.2 | 4.5 | 1.66 | 0 | 0.13 | 0 | 0 | 0 | -0.03 | -0.11 | 0 | 0.28 | 0.28 | 0.23 | 14.14 | 890.358 | 1.79
D | 4002 | 2016-04-01 | 3 | OFF | 11.41 | 4.5 | 1.66 | 0 | 0.04 | 0 | 0 | 0 | -0.04 | -0.11 | 0 | 0.28 | 0.28 | 0.23 | 18.25 | 873.85 | 1.7
D | 4002 | 2016-04-01 | 4 | OFF | 3.82 | 4.5 | 1.66 | 0 | 0.08 | 0 | 0 | 0.01 | -0.04 | -0.11 | 0 | 0.28 | 0.28 | 0.23 | 10.71 | 876.154 | 1.74
D | 4002 | 2016-04-01 | 5 | OFF | 6.24 | 4.5 | 1.66 | 0 | 0.07 | 0 | 0 | 0 | -0.05 | -0.11 | 0 | 0.28 | 0.28 | 0.23 | 13.1 | 916.069 | 1.73
D | 4002 | 2016-04-01 | 6 | OFF | 7.27 | 4.5 | 1.66 | 0 | 0.11 | 0 | 0 | 0.03 | -0.02 | -0.11 | 0 | 0.28 | 0.28 | 0.23 | 14.23 | 1021.469 | 1.77
D | 4002 | 2016-04-01 | 7 | OFF | 9.28 | 4.5 | 1.66 | 0 | 0.27 | 0 | 0.02 | 0 | -0.06 | -0.11 | 0 | 0.28 | 0.28 | 0.23 | 16.35 | 1199.335 | 1.95
D | 4002 | 2016-04-01 | 8 | ON | 17.03 | 4.5 | 1.66 | 0 | 1.14 | 0.92 | 0.02 | -0.01 | -0.1 | -0.11 | 0 | 0.28 | 0.28 | 0.23 | 25.84 | 1288.244 | 3.74
D | 4002 | 2016-04-01 | 9 | ON | 22.21 | 4.5 | 1.66 | 0 | 0.16 | 0.88 | 0.15 | -0.02 | -0.1 | -0.11 | 0 | 0.28 | 0.28 | 0.23 | 30.12 | 1320.906 | 2.85
D | 4002 | 2016-04-01 | 10 | ON | 31.94 | 4.5 | 1.66 | 0 | 0.16 | 0.86 | 0.04 | 0 | -0.12 | -0.11 | 0 | 0.28 | 0.28 | 0.23 | 39.72 | 1347.053 | 2.72
D | 4002 | 2016-04-01 | 11 | ON | 21.5 | 4.5 | 1.66 | 0 | 0.03 | 0.86 | 0.14 | 0.02 | -0.11 | -0.11 | 0 | 0.28 | 0.28 | 0.23 | 29.28 | 1373.951 | 2.69
D | 4002 | 2016-04-01 | 12 | ON | 20.16 | 4.5 | 1.66 | 0 | 0.01 | 0.86 | 0.06 | 0.03 | -0.1 | -0.11 | 0 | 0.28 | 0.28 | 0.23 | 27.86 | 1384.445 | 2.59
D | 4002 | 2016-04-01 | 13 | ON | 20.24 | 4.5 | 1.66 | 0 | 0.02 | 0.86 | 0.13 | 0.1 | -0.08 | -0.11 | 0 | 0.28 | 0.28 | 0.23 | 28.11 | 1367.182 | 2.67
D | 4002 | 2016-04-01 | 14 | ON | 17.44 | 4.5 | 1.66 | 0 | 0.03 | 0.87 | 0.02 | 0.07 | -0.1 | -0.11 | 0 | 0.28 | 0.28 | 0.23 | 25.17 | 1363.482 | 2.58
D | 4002 | 2016-04-01 | 15 | ON | 15.66 | 4.5 | 1.66 | 0 | 0.03 | 0.89 | 0 | 0.05 | -0.12 | -0.11 | 0 | 0.28 | 0.28 | 0.23 | 23.35 | 1337.76 | 2.58
D | 4002 | 2016-04-01 | 16 | ON | 13.75 | 4.5 | 1.66 | 0 | 0.04 | 0.9 | 0 | 0.03 | -0.09 | -0.11 | 0 | 0.28 | 0.28 | 0.23 | 21.47 | 1320.525 | 2.6
D | 4002 | 2016-04-01 | 17 | ON | 14.61 | 4.5 | 1.66 | 0 | 0.04 | 0.9 | 0 | 0.03 | -0.11 | -0.11 | 0 | 0.28 | 0.28 | 0.23 | 22.31 | 1323.654 | 2.6
D | 4002 | 2016-04-01 | 18 | ON | 14.66 | 4.5 | 1.66 | 0 | 0.04 | 0.9 | 0.01 | 0.02 | -0.09 | -0.11 | 0 | 0.28 | 0.28 | 0.23 | 22.38 | 1330.291 | 2.61
D | 4002 | 2016-04-01 | 19 | ON | 15.09 | 4.5 | 1.66 | 0 | 0.05 | 0.89 | 0.02 | 0.03 | -0.08 | -0.11 | 0 | 0.28 | 0.28 | 0.23 | 22.84 | 1333.62 | 2.62
D | 4002 | 2016-04-01 | 20 | ON | 17.96 | 4.5 | 1.66 | 0 | 0.06 | 0.87 | 0.1 | 0.02 | -0.12 | -0.11 | 0 | 0.28 | 0.28 | 0.23 | 25.73 | 1354.591 | 2.69
D | 4002 | 2016-04-01 | 21 | ON | 14.51 | 4.5 | 1.66 | 0 | 0.03 | 0.88 | 0.02 | 0.04 | -0.11 | -0.11 | 0 | 0.28 | 0.28 | 0.23 | 22.21 | 1316.9 | 2.59
D | 4002 | 2016-04-01 | 22 | ON | 17.24 | 4.5 | 1.66 | 0 | 0.17 | 0.94 | 0.08 | 0 | -0.06 | -0.11 | 0 | 0.28 | 0.28 | 0.23 | 25.21 | 1222.053 | 2.85
D | 4002 | 2016-04-01 | 23 | ON | 15.77 | 4.5 | 1.66 | 0 | 0.22 | 1.02 | 0.1 | 0.01 | 0 | -0.11 | 0 | 0.28 | 0.28 | 0.23 | 23.96 | 1099.697 | 3
D | 4002 | 2016-04-01 | 24 | OFF | 12.82 | 4.5 | 1.66 | 0 | 0.11 | 0 | 0 | 0 | -0.02 | -0.11 | 0 | 0.28 | 0.28 | 0.23 | 19.75 | 986.951 | 1.77
D | 4002 | 2016-04-02 | 1 | OFF | 12.51 | 4.5 | 2.38 | 0 | 0.05 | 0 | 0 | -0.01 | -0.07 | -0.11 | 0 | 0.28 | 0.28 | 0.23 | 20.04 | 910.585 | 2.43
D | 4002 | 2016-04-02 | 2 | OFF | 10.97 | 4.5 | 2.38 | 0 | 0.03 | 0 | 0 | 0.01 | -0.03 | -0.11 | 0 | 0.28 | 0.28 | 0.23 | 18.54 | 864.685 | 2.41
D | 4002 | 2016-04-02 | 3 | OFF | 4.94 | 4.5 | 2.38 | 0 | 0.07 | 0 | 0 | 0.01 | -0.03 | -0.11 | 0 | 0.28 | 0.28 | 0.23 | 12.55 | 839.072 | 2.45
D | 4002 | 2016-04-02 | 4 | OFF | 9.88 | 4.5 | 2.38 | 0 | 0.05 | 0 | 0 | -0.01 | -0.03 | -0.11 | 0 | 0.28 | 0.28 | 0.23 | 17.45 | 832.093 | 2.43
D | 4002 | 2016-04-02 | 5 | OFF | 11.62 | 4.5 | 2.38 | 0 | 0.04 | 0 | 0 | -0.01 | -0.03 | -0.11 | 0 | 0.28 | 0.28 | 0.23 | 19.18 | 845.401 | 2.42
D | 4002 | 2016-04-02 | 6 | OFF | 4.24 | 4.5 | 2.38 | 0 | 0.1 | 0 | 0 | 0 | -0.04 | -0.11 | 0 | 0.28 | 0.28 | 0.23 | 11.86 | 886.293 | 2.48
D | 4002 | 2016-04-02 | 7 | OFF | 11.7 | 4.5 | 2.38 | 0 | 0.3 | 0 | 0 | 0 | 0.01 | -0.11 | 0 | 0.28 | 0.28 | 0.23 | 19.57 | 966.289 | 2.68
D | 4002 | 2016-04-02 | 8 | OFF | 15.65 | 4.5 | 2.38 | 0 | 0.15 | 0 | 0.12 | -0.01 | -0.02 | -0.11 | 0 | 0.28 | 0.28 | 0.23 | 23.45 | 1058.256 | 2.65
D | 4002 | 2016-04-02 | 9 | OFF | 17.75 | 4.5 | 2.38 | 0 | 0.2 | 0 | 0 | 0.01 | -0.03 | -0.11 | 0 | 0.28 | 0.28 | 0.23 | 25.49 | 1159.511 | 2.58
D | 4002 | 2016-04-02 | 10 | OFF | 23.22 | 4.5 | 2.38 | 0 | 0.08 | 0 | 0 | 0.04 | -0.06 | -0.11 | 0 | 0.28 | 0.28 | 0.23 | 30.84 | 1230.629 | 2.46
D | 4002 | 2016-04-02 | 11 | OFF | 26.24 | 4.5 | 2.38 | 0 | 0.17 | 0 | 0 | 0.03 | -0.05 | -0.11 | 0 | 0.28 | 0.28 | 0.23 | 33.95 | 1266.655 | 2.55
D | 4002 | 2016-04-02 | 12 | OFF | 34.75 | 4.5 | 2.38 | 0 | 0.13 | 0 | 0 | 0.02 | -0.03 | -0.11 | 0 | 0.28 | 0.28 | 0.23 | 42.43 | 1276.951 | 2.51
D | 4002 | 2016-04-02 | 13 | OFF | 33.66 | 4.5 | 2.38 | 0 | 0.15 | 0 | 0 | 0.05 | -0.02 | -0.11 | 0 | 0.28 | 0.28 | 0.23 | 41.4 | 1268.909 | 2.53
D | 4002 | 2016-04-02 | 14 | OFF | 31.82 | 4.5 | 2.38 | 0 | 0.14 | 0 | 0 | 0.03 | -0.03 | -0.11 | 0 | 0.28 | 0.28 | 0.23 | 39.52 | 1248.038 | 2.52
D | 4002 | 2016-04-02 | 15 | OFF | 26.28 | 4.5 | 2.38 | 0 | 0.11 | 0 | 0.08 | 0.08 | -0.03 | -0.11 | 0 | 0.28 | 0.28 | 0.23 | 34.08 | 1221.495 | 2.57
D | 4002 | 2016-04-02 | 16 | OFF | 23.62 | 4.5 | 2.38 | 0 | 0.06 | 0 | 0.09 | 0.02 | -0.03 | -0.11 | 0 | 0.28 | 0.28 | 0.23 | 31.32 | 1200.204 | 2.53
D | 4002 | 2016-04-02 | 17 | OFF | 22.52 | 4.5 | 2.38 | 0 | 0.06 | 0 | 0 | 0.04 | -0.08 | -0.11 | 0 | 0.28 | 0.28 | 0.23 | 30.1 | 1201.307 | 2.44
D | 4002 | 2016-04-02 | 18 | OFF | 23.39 | 4.5 | 2.38 | 0 | 0.06 | 0 | 0 | 0 | -0.08 | -0.11 | 0 | 0.28 | 0.28 | 0.23 | 30.93 | 1218.742 | 2.44
D | 4002 | 2016-04-02 | 19 | OFF | 22.66 | 4.5 | 2.38 | 0 | 0.08 | 0 | 0 | 0.07 | -0.11 | -0.11 | 0 | 0.28 | 0.28 | 0.23 | 30.26 | 1241.178 | 2.46
D | 4002 | 2016-04-02 | 20 | OFF | 29.71 | 4.5 | 2.38 | 0 | 0.12 | 0 | 0.24 | 0.09 | -0.11 | -0.11 | 0 | 0.28 | 0.28 | 0.23 | 37.61 | 1276.683 | 2.74
D | 4002 | 2016-04-02 | 21 | OFF | 28.89 | 4.5 | 2.38 | 0 | 0.11 | 0 | 0.35 | 0.05 | -0.09 | -0.11 | 0 | 0.28 | 0.28 | 0.23 | 36.87 | 1254.691 | 2.84
D | 4002 | 2016-04-02 | 22 | OFF | 28.53 | 4.5 | 2.38 | 0 | 0.22 | 0 | 0 | 0 | -0.08 | -0.11 | 0 | 0.28 | 0.28 | 0.23 | 36.23 | 1181.198 | 2.6
D | 4002 | 2016-04-02 | 23 | OFF | 23.86 | 4.5 | 2.38 | 0 | 0.18 | 0 | 0.18 | 0 | -0.05 | -0.11 | 0 | 0.28 | 0.28 | 0.23 | 31.73 | 1091.221 | 2.74
D | 4002 | 2016-04-02 | 24 | OFF | 19.42 | 4.5 | 2.38 | 0 | 0.07 | 0 | 0.06 | 0.03 | -0.05 | -0.11 | 0 | 0.28 | 0.28 | 0.23 | 27.09 | 997.972 | 2.51
D | 4002 | 2016-04-03 | 1 | OFF | 22.61 | 4.5 | 0.96 | 0 | 0.06 | 0 | 0 | 0.01 | -0.06 | -0.11 | 0 | 0.28 | 0.28 | 0.23 | 28.76 | 929.915 | 1.02
D | 4002 | 2016-04-03 | 2 | OFF | 20.04 | 4.5 | 0.96 | 0 | 0.09 | 0 | 0 | 0.06 | -0.06 | -0.11 | 0 | 0.28 | 0.28 | 0.23 | 26.27 | 893.902 | 1.05
D | 4002 | 2016-04-03 | 3 | OFF | 18.53 | 4.5 | 0.96 | 0 | 0.09 | 0 | 0 | 0.07 | -0.04 | -0.11 | 0 | 0.28 | 0.28 | 0.23 | 24.79 | 875.43 | 1.05
D | 4002 | 2016-04-03 | 4 | OFF | 19.05 | 4.5 | 0.96 | 0 | 0.07 | 0 | 0 | 0.04 | -0.02 | -0.11 | 0 | 0.28 | 0.28 | 0.23 | 25.28 | 869.92 | 1.03
D | 4002 | 2016-04-03 | 5 | OFF | 18.92 | 4.5 | 0.96 | 0 | 0.04 | 0 | 0 | 0.01 | 0.01 | -0.11 | 0 | 0.28 | 0.28 | 0.23 | 25.12 | 883.054 | 1
D | 4002 | 2016-04-03 | 6 | OFF | 19.81 | 4.5 | 0.96 | 0 | 0.05 | 0 | 0 | -0.02 | 0.03 | -0.11 | 0 | 0.28 | 0.28 | 0.23 | 26.01 | 919.404 | 1.01
D | 4002 | 2016-04-03 | 7 | OFF | 19.39 | 4.5 | 0.96 | 0 | 0.12 | 0 | 0 | 0.02 | -0.02 | -0.11 | 0 | 0.28 | 0.28 | 0.23 | 25.65 | 988.785 | 1.08
D | 4002 | 2016-04-03 | 8 | OFF | 17.3 | 4.5 | 0.96 | 0 | 0.11 | 0 | 0 | 0 | -0.06 | -0.11 | 0 | 0.28 | 0.28 | 0.23 | 23.49 | 1077.894 | 1.07
D | 4002 | 2016-04-03 | 9 | OFF | 10.51 | 4.5 | 0.96 | 0 | 0.15 | 0 | 0 | 0 | -0.06 | -0.11 | 0 | 0.28 | 0.28 | 0.23 | 16.74 | 1188.848 | 1.11
D | 4002 | 2016-04-03 | 10 | OFF | 18.22 | 4.5 | 0.96 | 0 | 0.05 | 0 | 0 | -0.03 | -0.14 | -0.11 | 0 | 0.28 | 0.28 | 0.23 | 24.24 | 1270.154 | 1.01
D | 4002 | 2016-04-03 | 11 | OFF | 19.2 | 4.5 | 0.96 | 0 | 0.05 | 0 | 0.01 | 0 | -0.15 | -0.11 | 0 | 0.28 | 0.28 | 0.23 | 25.25 | 1305.029 | 1.02
D | 4002 | 2016-04-03 | 12 | OFF | 20.12 | 4.5 | 0.96 | 0 | 0.1 | 0 | 0.04 | 0 | -0.16 | -0.11 | 0 | 0.28 | 0.28 | 0.23 | 26.24 | 1312.094 | 1.1
D | 4002 | 2016-04-03 | 13 | OFF | 18.79 | 4.5 | 0.96 | 0 | 0.05 | 0 | 0 | -0.01 | -0.14 | -0.11 | 0 | 0.28 | 0.28 | 0.23 | 24.83 | 1301.844 | 1.01
D | 4002 | 2016-04-03 | 14 | OFF | 23.68 | 4.5 | 0.96 | 0 | 0.07 | 0 | 0.14 | 0 | -0.11 | -0.11 | 0 | 0.28 | 0.28 | 0.23 | 29.92 | 1284.398 | 1.17
D | 4002 | 2016-04-03 | 15 | OFF | 20.98 | 4.5 | 0.96 | 0 | 0.07 | 0 | 0.06 | 0.02 | -0.11 | -0.11 | 0 | 0.28 | 0.28 | 0.23 | 27.16 | 1276.883 | 1.09
D | 4002 | 2016-04-03 | 16 | OFF | 26.57 | 4.5 | 0.96 | 0 | 0.11 | 0 | 0.08 | 0.03 | -0.12 | -0.11 | 0 | 0.28 | 0.28 | 0.23 | 32.81 | 1278.499 | 1.15
D | 4002 | 2016-04-03 | 17 | OFF | 26.4 | 4.5 | 0.96 | 0 | 0.08 | 0 | 0 | 0 | -0.14 | -0.11 | 0 | 0.28 | 0.28 | 0.23 | 32.48 | 1301.297 | 1.04
D | 4002 | 2016-04-03 | 18 | OFF | 21.79 | 4.5 | 0.96 | 0 | 0.09 | 0 | 0 | 0.02 | -0.16 | -0.11 | 0 | 0.28 | 0.28 | 0.23 | 27.88 | 1344.044 | 1.05
D | 4002 | 2016-04-03 | 19 | OFF | 23.78 | 4.5 | 0.96 | 0 | 0.08 | 0 | 0.09 | -0.02 | -0.23 | -0.11 | 0 | 0.28 | 0.28 | 0.23 | 29.84 | 1367.933 | 1.13
D | 4002 | 2016-04-03 | 20 | OFF | 35.08 | 4.5 | 0.96 | 0 | 0.08 | 0 | 0.03 | -0.06 | -0.23 | -0.11 | 0 | 0.28 | 0.28 | 0.23 | 41.04 | 1425.215 | 1.07
D | 4002 | 2016-04-03 | 21 | OFF | 36.97 | 4.5 | 0.96 | 0 | 0.18 | 0 | 0 | -0.02 | -0.29 | -0.11 | 0 | 0.28 | 0.28 | 0.23 | 42.98 | 1404.668 | 1.14
D | 4002 | 2016-04-03 | 22 | OFF | 33.53 | 4.5 | 0.96 | 0 | 0.27 | 0 | 0.01 | 0 | -0.15 | -0.11 | 0 | 0.28 | 0.28 | 0.23 | 39.8 | 1298.27 | 1.24
D | 4002 | 2016-04-03 | 23 | OFF | 23.2 | 4.5 | 0.96 | 0 | 0.14 | 0 | 0 | 0.03 | -0.12 | -0.11 | 0 | 0.28 | 0.28 | 0.23 | 29.39 | 1181.017 | 1.1
D | 4002 | 2016-04-03 | 24 | OFF | 24.75 | 4.5 | 0.96 | 0 | 0.08 | 0 | 0 | 0.04 | -0.08 | -0.11 | 0 | 0.28 | 0.28 | 0.23 | 30.93 | 1089.724 | 1.04
D | 4002 | 2016-04-04 | 1 | OFF | 26.9 | 4.5 | 6.55 | 0 | 0.06 | 0 | 0 | -0.05 | -0.1 | -0.11 | 0 | 0.28 | 0.28 | 0.23 | 38.54 | 1031.352 | 6.61
D | 4002 | 2016-04-04 | 2 | OFF | 24.64 | 4.5 | 6.55 | 0 | 0.08 | 0 | 0 | 0.01 | -0.14 | -0.11 | 0 | 0.28 | 0.28 | 0.23 | 36.32 | 1002.35 | 6.63
D | 4002 | 2016-04-04 | 3 | OFF | 28.17 | 4.5 | 6.55 | 0 | 0.02 | 0 | 0 | -0.04 | -0.12 | -0.11 | 0 | 0.28 | 0.28 | 0.23 | 39.76 | 996.386 | 6.57
D | 4002 | 2016-04-04 | 4 | OFF | 25.51 | 4.5 | 6.55 | 0 | 0.07 | 0 | 0 | -0.06 | -0.08 | -0.11 | 0 | 0.28 | 0.28 | 0.23 | 37.17 | 1008.943 | 6.62
D | 4002 | 2016-04-04 | 5 | OFF | 25.88 | 4.5 | 6.55 | 0 | 0.04 | 0 | 0 | 0.05 | -0.09 | -0.11 | 0 | 0.28 | 0.28 | 0.23 | 37.61 | 1057.93 | 6.59
D | 4002 | 2016-04-04 | 6 | OFF | 30.22 | 4.5 | 6.55 | 0 | 0.04 | 0 | 0.25 | -0.06 | -0.15 | -0.11 | 0 | 0.28 | 0.28 | 0.23 | 42.03 | 1178.9 | 6.84
D | 4002 | 2016-04-04 | 7 | OFF | 38.85 | 4.5 | 6.55 | 0 | 0.24 | 0 | 0.07 | -0.01 | -0.14 | -0.11 | 0 | 0.28 | 0.28 | 0.23 | 50.74 | 1374.674 | 6.86
D | 4002 | 2016-04-04 | 8 | ON | 55.81 | 4.5 | 6.55 | 0 | 0.41 | 0.8 | 0 | 0.12 | -0.34 | -0.11 | 0.07 | 0.28 | 0.28 | 0.23 | 68.6 | 1473.499 | 7.83
D | 4002 | 2016-04-04 | 9 | ON | 51.15 | 4.5 | 6.55 | 0 | 0.18 | 0.78 | 0 | 0.04 | -0.22 | -0.11 | 0.06 | 0.28 | 0.28 | 0.23 | 63.72 | 1505.713 | 7.57
D | 4002 | 2016-04-04 | 10 | ON | 58.78 | 4.5 | 6.55 | 0 | 0.22 | 0.76 | 0 | 0 | -0.3 | -0.11 | 0.07 | 0.28 | 0.28 | 0.23 | 71.26 | 1533.652 | 7.6
D | 4002 | 2016-04-04 | 11 | ON | 71.95 | 4.5 | 6.55 | 0 | 1.68 | 0.75 | 0.19 | -0.04 | -0.3 | -0.11 | 0.08 | 0.28 | 0.28 | 0.23 | 86.04 | 1557.939 | 9.25
D | 4002 | 2016-04-04 | 12 | ON | 45.47 | 4.5 | 6.55 | 0 | 1.99 | 0.75 | 0.03 | -0.11 | -0.31 | -0.11 | 0.07 | 0.28 | 0.28 | 0.23 | 59.62 | 1564.169 | 9.39
D | 4002 | 2016-04-04 | 13 | ON | 110.75 | 4.5 | 6.55 | 0 | 0.69 | 0.73 | 0 | -0.05 | -0.11 | -0.11 | 0.11 | 0.28 | 0.28 | 0.23 | 123.85 | 1555.792 | 8.08
D | 4002 | 2016-04-04 | 14 | ON | 143.08 | 4.5 | 6.55 | 0 | 0.55 | 0.74 | 0 | 0 | 0.05 | -0.11 | 0.13 | 0.28 | 0.28 | 0.23 | 156.28 | 1544.218 | 7.97
D | 4002 | 2016-04-04 | 15 | ON | 78.34 | 4.5 | 6.55 | 0 | 0.37 | 0.76 | 0.15 | 0.05 | 0.01 | -0.11 | 0.09 | 0.28 | 0.28 | 0.23 | 91.5 | 1515.035 | 7.92
D | 4002 | 2016-04-04 | 16 | ON | 50.01 | 4.5 | 6.55 | 0 | 0.12 | 0.74 | 0 | 0.04 | 0.05 | -0.11 | 0.07 | 0.28 | 0.28 | 0.23 | 62.76 | 1501.379 | 7.48
D | 4002 | 2016-04-04 | 17 | ON | 52.72 | 4.5 | 6.55 | 0 | 0.13 | 0.75 | 0 | 0.04 | -0.01 | -0.11 | 0.07 | 0.28 | 0.28 | 0.23 | 65.43 | 1516.536 | 7.5
D | 4002 | 2016-04-04 | 18 | ON | 81.44 | 4.5 | 6.55 | 0 | 0.14 | 0.74 | 0 | 0.04 | -0.09 | -0.11 | 0.09 | 0.28 | 0.28 | 0.23 | 94.09 | 1546.555 | 7.52
D | 4002 | 2016-04-04 | 19 | ON | 70.72 | 4.5 | 6.55 | 0 | 0.17 | 0.73 | 0 | 0.05 | -0.11 | -0.11 | 0 | 0.28 | 0.28 | 0.23 | 83.29 | 1570.834 | 7.45
D | 4002 | 2016-04-04 | 20 | ON | 93.41 | 4.5 | 6.55 | 0 | 0.29 | 0.72 | 0 | 0.01 | -0.17 | -0.11 | 0 | 0.28 | 0.28 | 0.23 | 105.99 | 1592.99 | 7.56
D | 4002 | 2016-04-04 | 21 | ON | 61.3 | 4.5 | 6.55 | 0 | 0.18 | 0.74 | 0 | 0.07 | -0.19 | -0.11 | 0 | 0.28 | 0.28 | 0.23 | 73.83 | 1536.756 | 7.47
D | 4002 | 2016-04-04 | 22 | ON | 73.35 | 4.5 | 6.55 | 0 | 0.57 | 0.79 | 0 | 0.13 | -0.09 | -0.11 | 0 | 0.28 | 0.28 | 0.23 | 86.48 | 1411.268 | 7.91
D | 4002 | 2016-04-04 | 23 | ON | 51.96 | 4.5 | 6.55 | 0 | 0.61 | 0.88 | 0.65 | 0.02 | -0.09 | -0.11 | 0 | 0.28 | 0.28 | 0.23 | 65.76 | 1274.891 | 8.69
D | 4002 | 2016-04-04 | 24 | OFF | 35.09 | 4.5 | 6.55 | 0 | 0.21 | 0 | 0 | -0.02 | -0.15 | -0.11 | 0 | 0.28 | 0.28 | 0.23 | 46.86 | 1167.364 | 6.76
D | 4002 | 2016-04-05 | 1 | OFF | 50.33 | 4.5 | 0.91 | 0 | 0.12 | 0 | 0 | -0.14 | -0.27 | -0.11 | 0 | 0.28 | 0.28 | 0.23 | 56.13 | 1104.599 | 1.03
D | 4002 | 2016-04-05 | 2 | OFF | 60.03 | 4.5 | 0.91 | 0 | 0.23 | 0 | 0 | 0.01 | -0.15 | -0.11 | 0 | 0.28 | 0.28 | 0.23 | 66.21 | 1076.122 | 1.14
D | 4002 | 2016-04-05 | 3 | OFF | 57.31 | 4.5 | 0.91 | 0 | 0.22 | 0 | 0 | -0.04 | -0.16 | -0.11 | 0 | 0.28 | 0.28 | 0.23 | 63.42 | 1069.965 | 1.13
D | 4002 | 2016-04-05 | 4 | OFF | 67.01 | 4.5 | 0.91 | 0 | 0.14 | 0 | 0 | -0.01 | -0.19 | -0.11 | 0 | 0.28 | 0.28 | 0.23 | 73.04 | 1079.467 | 1.05
D | 4002 | 2016-04-05 | 5 | OFF | 70.04 | 4.5 | 0.91 | 0 | 0.24 | 0 | 0 | -0.02 | -0.18 | -0.11 | 0 | 0.28 | 0.28 | 0.23 | 76.17 | 1126.179 | 1.15
D | 4002 | 2016-04-05 | 6 | OFF | 66.6 | 4.5 | 0.91 | 0 | 0.15 | 0 | 0.92 | 0 | -0.18 | -0.11 | 0 | 0.28 | 0.28 | 0.23 | 73.58 | 1241.434 | 1.98
D | 4002 | 2016-04-05 | 7 | OFF | 64.53 | 4.5 | 0.91 | 0 | 0.44 | 0 | 0.15 | 0.05 | -0.24 | -0.11 | 0 | 0.28 | 0.28 | 0.23 | 71.02 | 1421.662 | 1.5
D | 4002 | 2016-04-05 | 8 | ON | 76.06 | 4.5 | 0.91 | 0 | 0.56 | 0.78 | 0.11 | -0.08 | -0.36 | -0.11 | 0.09 | 0.28 | 0.28 | 0.23 | 83.25 | 1494.923 | 2.45
D | 4002 | 2016-04-05 | 9 | ON | 68.55 | 4.5 | 0.91 | 0 | 0.42 | 0.77 | 0.1 | 0.13 | -0.23 | -0.11 | 0.08 | 0.28 | 0.28 | 0.23 | 75.91 | 1493.497 | 2.28
D | 4002 | 2016-04-05 | 10 | ON | 58.08 | 4.5 | 0.91 | 0 | 0.1 | 0.78 | 0.12 | 0.05 | -0.35 | -0.11 | 0.08 | 0.28 | 0.28 | 0.23 | 64.95 | 1483.476 | 1.99
D | 4002 | 2016-04-05 | 11 | ON | 58.41 | 4.5 | 0.91 | 0 | 0.12 | 0.79 | 0 | 0.06 | -0.33 | -0.11 | 0.08 | 0.28 | 0.28 | 0.23 | 65.22 | 1474.043 | 1.9
D | 4002 | 2016-04-05 | 12 | ON | 50.49 | 4.5 | 0.91 | 0 | 0.09 | 0.8 | 0.12 | 0.02 | -0.31 | -0.11 | 0.07 | 0.28 | 0.28 | 0.23 | 57.37 | 1457.664 | 1.99
D | 4002 | 2016-04-05 | 13 | ON | 43.6 | 4.5 | 0.91 | 0 | 0.08 | 0.81 | 0.05 | 0.01 | -0.3 | -0.11 | 0.06 | 0.28 | 0.28 | 0.23 | 50.4 | 1432.734 | 1.91
D | 4002 | 2016-04-05 | 14 | ON | 42.12 | 4.5 | 0.91 | 0 | 0.06 | 0.83 | 0.1 | 0.09 | -0.23 | -0.11 | 0.07 | 0.28 | 0.28 | 0.23 | 49.13 | 1415.985 | 1.97
D | 4002 | 2016-04-05 | 15 | ON | 37.11 | 4.5 | 0.91 | 0 | 0.06 | 0.84 | 0 | 0 | -0.25 | -0.11 | 0.02 | 0.28 | 0.28 | 0.23 | 43.87 | 1386.855 | 1.83
D | 4002 | 2016-04-05 | 16 | ON | 36.27 | 4.5 | 0.91 | 0 | 0.05 | 0.86 | 0 | -0.02 | -0.24 | -0.11 | 0.03 | 0.28 | 0.28 | 0.23 | 43.04 | 1370.368 | 1.85
D | 4002 | 2016-04-05 | 17 | ON | 35.56 | 4.5 | 0.91 | 0 | 0.05 | 0.85 | 0 | -0.05 | -0.26 | -0.11 | 0.03 | 0.28 | 0.28 | 0.23 | 42.27 | 1379.23 | 1.84
D | 4002 | 2016-04-05 | 18 | ON | 37.45 | 4.5 | 0.91 | 0 | 0.08 | 0.83 | 0 | -0.02 | -0.29 | -0.11 | 0.04 | 0.28 | 0.28 | 0.23 | 44.18 | 1415.321 | 1.86
D | 4002 | 2016-04-05 | 19 | ON | 37.37 | 4.5 | 0.91 | 0 | 0.08 | 0.81 | 0 | -0.03 | -0.36 | -0.11 | 0 | 0.28 | 0.28 | 0.23 | 43.96 | 1449.677 | 1.8
D | 4002 | 2016-04-05 | 20 | ON | 51.68 | 4.5 | 0.91 | 0 | 0.06 | 0.78 | 0 | -0.11 | -0.45 | -0.11 | 0 | 0.28 | 0.28 | 0.23 | 58.05 | 1510.133 | 1.75
D | 4002 | 2016-04-05 | 21 | ON | 65.32 | 4.5 | 0.91 | 0 | 0.13 | 0.77 | 0.08 | 0.04 | -0.39 | -0.11 | 0 | 0.28 | 0.28 | 0.23 | 72.04 | 1497.04 | 1.89
D | 4002 | 2016-04-05 | 22 | ON | 48.62 | 4.5 | 0.91 | 0 | 0.51 | 0.82 | 0.04 | 0.04 | -0.29 | -0.11 | 0 | 0.28 | 0.28 | 0.23 | 55.83 | 1388.647 | 2.28
D | 4002 | 2016-04-05 | 23 | ON | 35.86 | 4.5 | 0.91 | 0 | 1.1 | 0.89 | 0 | -0.04 | -0.31 | -0.11 | 0 | 0.28 | 0.28 | 0.23 | 43.59 | 1248.969 | 2.9
D | 4002 | 2016-04-05 | 24 | OFF | 35.49 | 4.5 | 0.91 | 0 | 0.77 | 0 | 0 | 0.05 | -0.2 | -0.11 | 0 | 0.28 | 0.28 | 0.23 | 42.2 | 1155.144 | 1.68
D | 4002 | 2016-04-06 | 1 | OFF | 44.78 | 4.5 | 0.31 | 0 | 0.13 | 0 | 0 | 0.04 | -0.42 | -0.11 | 0 | 0.28 | 0.28 | 0.23 | 50.02 | 1093.014 | 0.44
D | 4002 | 2016-04-06 | 2 | OFF | 46.44 | 4.5 | 0.31 | 0 | 0.17 | 0 | 0 | -0.01 | -0.33 | -0.11 | 0 | 0.28 | 0.28 | 0.23 | 51.76 | 1068.071 | 0.48
D | 4002 | 2016-04-06 | 3 | OFF | 43.83 | 4.5 | 0.31 | 0 | 0.1 | 0 | 0 | -0.06 | -0.29 | -0.11 | 0 | 0.28 | 0.28 | 0.23 | 49.07 | 1059.689 | 0.41
D | 4002 | 2016-04-06 | 4 | OFF | 40.4 | 4.5 | 0.31 | 0 | 0.09 | 0 | 0 | 0.08 | -0.29 | -0.11 | 0 | 0.28 | 0.28 | 0.23 | 45.77 | 1063.251 | 0.4
D | 4002 | 2016-04-06 | 5 | OFF | 38.23 | 4.5 | 0.31 | 0 | 0.1 | 0 | 0 | 0 | -0.3 | -0.11 | 0 | 0.28 | 0.28 | 0.23 | 43.52 | 1110.966 | 0.41
D | 4002 | 2016-04-06 | 6 | OFF | 45.29 | 4.5 | 0.31 | 0 | 0.13 | 0 | 0.1 | -0.02 | -0.3 | -0.11 | 0 | 0.28 | 0.28 | 0.23 | 50.69 | 1238.443 | 0.54
D | 4002 | 2016-04-06 | 7 | OFF | 54.29 | 4.5 | 0.31 | 0 | 0.2 | 0 | 0.03 | -0.03 | -0.34 | -0.11 | 0 | 0.28 | 0.28 | 0.23 | 59.64 | 1416.28 | 0.54
D | 4002 | 2016-04-06 | 8 | ON | 59.5 | 4.5 | 0.31 | 0 | 0.28 | 0.79 | 0 | 0.03 | -0.4 | -0.11 | 0.06 | 0.28 | 0.28 | 0.23 | 65.75 | 1487.366 | 1.44
D | 4002 | 2016-04-06 | 9 | ON | 48.69 | 4.5 | 0.31 | 0 | 0.08 | 0.8 | 0 | 0.09 | -0.34 | -0.11 | 0.04 | 0.28 | 0.28 | 0.23 | 54.85 | 1477.758 | 1.23
D | 4002 | 2016-04-06 | 10 | ON | 45.68 | 4.5 | 0.31 | 0 | 0.09 | 0.82 | 0 | 0.01 | -0.37 | -0.11 | 0.06 | 0.28 | 0.28 | 0.23 | 51.78 | 1458.791 | 1.28
D | 4002 | 2016-04-06 | 11 | ON | 36.95 | 4.5 | 0.31 | 0 | 0.07 | 0.83 | 0 | 0.02 | -0.29 | -0.11 | 0.04 | 0.28 | 0.28 | 0.23 | 43.11 | 1450.433 | 1.25
D | 4002 | 2016-04-06 | 12 | ON | 32.32 | 4.5 | 0.31 | 0 | 0.06 | 0.84 | 0 | 0.04 | -0.28 | -0.11 | 0.04 | 0.28 | 0.28 | 0.23 | 38.51 | 1429.297 | 1.25
D | 4002 | 2016-04-06 | 13 | ON | 28.06 | 4.5 | 0.31 | 0 | 0.06 | 0.86 | 0 | 0 | -0.29 | -0.11 | 0.04 | 0.28 | 0.28 | 0.23 | 34.22 | 1402.341 | 1.27
D | 4002 | 2016-04-06 | 14 | ON | 22.02 | 4.5 | 0.31 | 0 | 0.08 | 0.87 | 0 | 0.03 | -0.23 | -0.11 | 0.04 | 0.28 | 0.28 | 0.23 | 28.3 | 1387.456 | 1.3
D | 4002 | 2016-04-06 | 15 | ON | 30.44 | 4.5 | 0.31 | 0 | 0.09 | 0.88 | 0 | 0 | -0.23 | -0.11 | 0.04 | 0.28 | 0.28 | 0.23 | 36.71 | 1368.652 | 1.32
D | 4002 | 2016-04-06 | 16 | ON | 32.74 | 4.5 | 0.31 | 0 | 0.07 | 0.87 | 0 | 0.03 | -0.23 | -0.11 | 0.01 | 0.28 | 0.28 | 0.23 | 38.98 | 1372.195 | 1.26
D | 4002 | 2016-04-06 | 17 | ON | 38.54 | 4.5 | 0.31 | 0 | 0.08 | 0.85 | 0.1 | 0.03 | -0.25 | -0.11 | 0.05 | 0.28 | 0.28 | 0.23 | 44.89 | 1408.879 | 1.39
D | 4002 | 2016-04-06 | 18 | ON | 38.11 | 4.5 | 0.31 | 0 | 0.05 | 0.82 | 0.09 | 0.07 | -0.28 | -0.11 | 0.04 | 0.28 | 0.28 | 0.23 | 44.39 | 1454.404 | 1.31
D | 4002 | 2016-04-06 | 19 | ON | 33.64 | 4.5 | 0.31 | 0 | 0.06 | 0.81 | 0 | 0.01 | -0.28 | -0.11 | 0 | 0.28 | 0.28 | 0.23 | 39.73 | 1482.798 | 1.18
D | 4002 | 2016-04-06 | 20 | ON | 43.03 | 4.5 | 0.31 | 0 | 0.07 | 0.78 | 0 | 0.07 | -0.35 | -0.11 | 0 | 0.28 | 0.28 | 0.23 | 49.09 | 1510.494 | 1.16
D | 4002 | 2016-04-06 | 21 | ON | 41.49 | 4.5 | 0.31 | 0 | 0.04 | 0.8 | 0 | 0.06 | -0.33 | -0.11 | 0 | 0.28 | 0.28 | 0.23 | 47.55 | 1463.252 | 1.15
D | 4002 | 2016-04-06 | 22 | ON | 30.77 | 4.5 | 0.31 | 0 | 0.16 | 0.85 | 0 | 0.03 | -0.21 | -0.11 | 0 | 0.28 | 0.28 | 0.23 | 37.09 | 1341.235 | 1.32
D | 4002 | 2016-04-06 | 23 | ON | 29.89 | 4.5 | 0.31 | 0 | 0.18 | 0.94 | 0 | -0.04 | -0.22 | -0.11 | 0 | 0.28 | 0.28 | 0.23 | 36.24 | 1200.915 | 1.43
D | 4002 | 2016-04-06 | 24 | OFF | 27.83 | 4.5 | 0.31 | 0 | 0.1 | 0 | 0 | 0.07 | -0.19 | -0.11 | 0 | 0.28 | 0.28 | 0.23 | 33.3 | 1100.925 | 0.41
D | 4002 | 2016-04-07 | 1 | OFF | 41.38 | 4.5 | 1.47 | 0 | 0.13 | 0 | 0.06 | -0.05 | -0.14 | -0.11 | 0 | 0.28 | 0.28 | 0.23 | 48.03 | 1034.822 | 1.66
D | 4002 | 2016-04-07 | 2 | OFF | 35.28 | 4.5 | 1.47 | 0 | 0.07 | 0 | 0 | 0.04 | -0.17 | -0.11 | 0 | 0.28 | 0.28 | 0.23 | 41.87 | 999.968 | 1.54
D | 4002 | 2016-04-07 | 3 | OFF | 24.25 | 4.5 | 1.47 | 0 | 0.04 | 0 | 0 | 0.06 | -0.16 | -0.11 | 0 | 0.28 | 0.28 | 0.23 | 30.84 | 983.528 | 1.51
D | 4002 | 2016-04-07 | 4 | OFF | 13 | 4.5 | 1.47 | 0 | 0.11 | 0 | 0 | -0.01 | -0.15 | -0.11 | 0 | 0.28 | 0.28 | 0.23 | 19.6 | 977.302 | 1.58
D | 4002 | 2016-04-07 | 5 | OFF | 38.07 | 4.5 | 1.47 | 0 | 0.19 | 0 | 0 | -0.04 | -0.14 | -0.11 | 0 | 0.28 | 0.28 | 0.23 | 44.73 | 1014.44 | 1.66
D | 4002 | 2016-04-07 | 6 | OFF | 52.3 | 4.5 | 1.47 | 0 | 0.33 | 0 | 0.48 | 0.03 | -0.17 | -0.11 | 0 | 0.28 | 0.28 | 0.23 | 59.62 | 1130.723 | 2.28
D | 4002 | 2016-04-07 | 7 | OFF | 49.97 | 4.5 | 1.47 | 0 | 0.5 | 0 | 0.17 | 0.03 | -0.31 | -0.11 | 0 | 0.28 | 0.28 | 0.23 | 57.01 | 1302.866 | 2.14
D | 4002 | 2016-04-07 | 8 | ON | 45.86 | 4.5 | 1.47 | 0 | 0.39 | 0.86 | 0 | -0.06 | -0.28 | -0.11 | 0.03 | 0.28 | 0.28 | 0.23 | 53.45 | 1395.512 | 2.75
D | 4002 | 2016-04-07 | 9 | ON | 42.81 | 4.5 | 1.47 | 0 | 0.1 | 0.84 | 0 | -0.09 | -0.22 | -0.11 | 0.04 | 0.28 | 0.28 | 0.23 | 50.13 | 1406.66 | 2.45
D | 4002 | 2016-04-07 | 10 | ON | 40.7 | 4.5 | 1.47 | 0 | 0.08 | 0.83 | 0.06 | 0.01 | -0.24 | -0.11 | 0.03 | 0.28 | 0.28 | 0.23 | 48.12 | 1417.339 | 2.47
D | 4002 | 2016-04-07 | 11 | ON | 27.21 | 4.5 | 1.47 | 0 | 0.05 | 0.82 | 0.07 | -0.05 | -0.16 | -0.11 | 0 | 0.28 | 0.28 | 0.23 | 34.59 | 1431.414 | 2.41
D | 4002 | 2016-04-07 | 12 | ON | 41.42 | 4.5 | 1.47 | 0 | 0.07 | 0.81 | 0.64 | -0.05 | -0.19 | -0.11 | 0.04 | 0.28 | 0.28 | 0.23 | 49.39 | 1433.694 | 3.03
D | 4002 | 2016-04-07 | 13 | ON | 30.87 | 4.5 | 1.47 | 0 | 0.1 | 0.82 | 0.34 | 0.01 | -0.13 | -0.11 | 0 | 0.28 | 0.28 | 0.23 | 38.66 | 1423.759 | 2.73
D | 4002 | 2016-04-07 | 14 | ON | 25.05 | 4.5 | 1.47 | 0 | 0.06 | 0.82 | 0 | 0.03 | -0.08 | -0.11 | 0 | 0.28 | 0.28 | 0.23 | 32.53 | 1415.865 | 2.35
D | 4002 | 2016-04-07 | 15 | ON | 37.15 | 4.5 | 1.47 | 0 | 0.09 | 0.82 | 0.49 | 0.01 | -0.05 | -0.11 | 0 | 0.28 | 0.28 | 0.23 | 45.16 | 1404.382 | 2.87
D | 4002 | 2016-04-07 | 16 | ON | 24.49 | 4.5 | 1.47 | 0 | 0.04 | 0.81 | 0.09 | 0.02 | -0.12 | -0.11 | 0 | 0.28 | 0.28 | 0.23 | 31.98 | 1399.594 | 2.41
D | 4002 | 2016-04-07 | 17 | ON | 34.03 | 4.5 | 1.47 | 0 | 0.1 | 0.81 | 0 | 0.04 | -0.08 | -0.11 | 0 | 0.28 | 0.28 | 0.23 | 41.55 | 1428.329 | 2.38
D | 4002 | 2016-04-07 | 18 | ON | 38.4 | 4.5 | 1.47 | 0 | 0.13 | 0.8 | 0.32 | 0.04 | -0.13 | -0.11 | 0.03 | 0.28 | 0.28 | 0.23 | 46.24 | 1448.631 | 2.75
D | 4002 | 2016-04-07 | 19 | ON | 25.8 | 4.5 | 1.47 | 0 | 0.11 | 0.81 | 0.08 | 0 | -0.15 | -0.11 | 0 | 0.28 | 0.28 | 0.23 | 33.3 | 1441.019 | 2.47
D | 4002 | 2016-04-07 | 20 | ON | 34.47 | 4.5 | 1.47 | 0 | 0.11 | 0.8 | 0.34 | 0.01 | -0.17 | -0.11 | 0 | 0.28 | 0.28 | 0.23 | 42.21 | 1452.324 | 2.72
D | 4002 | 2016-04-07 | 21 | ON | 30.23 | 4.5 | 1.47 | 0 | 0.13 | 0.82 | 0.2 | 0.05 | -0.15 | -0.11 | 0 | 0.28 | 0.28 | 0.23 | 37.93 | 1401.892 | 2.62
D | 4002 | 2016-04-07 | 22 | ON | 21.58 | 4.5 | 1.47 | 0 | 0.28 | 0.88 | 0 | 0.05 | -0.18 | -0.11 | 0 | 0.28 | 0.28 | 0.23 | 29.26 | 1284.138 | 2.63
D | 4002 | 2016-04-07 | 23 | ON | 11.51 | 4.5 | 1.47 | 0 | 0.16 | 0.97 | 0 | 0.03 | -0.11 | -0.11 | 0 | 0.28 | 0.28 | 0.23 | 19.21 | 1150.171 | 2.6
D | 4002 | 2016-04-07 | 24 | OFF | 14.77 | 4.5 | 1.47 | 0 | 0.05 | 0 | 0 | 0.08 | -0.09 | -0.11 | 0 | 0.28 | 0.28 | 0.23 | 21.46 | 1039.821 | 1.52
D | 4002 | 2016-04-08 | 1 | OFF | 14.5 | 4.5 | 1 | 0 | 0.24 | 0 | 0 | 0.01 | -0.07 | -0.11 | 0 | 0.28 | 0.28 | 0.23 | 20.86 | 969.87 | 1.24
D | 4002 | 2016-04-08 | 2 | OFF | 20.23 | 4.5 | 1 | 0 | 0.09 | 0 | 0 | 0 | -0.06 | -0.11 | 0 | 0.28 | 0.28 | 0.23 | 26.44 | 937.262 | 1.09
D | 4002 | 2016-04-08 | 3 | OFF | 17.37 | 4.5 | 1 | 0 | 0.05 | 0 | 0 | 0.03 | -0.04 | -0.11 | 0 | 0.28 | 0.28 | 0.23 | 23.59 | 920.174 | 1.05
D | 4002 | 2016-04-08 | 4 | OFF | 18.75 | 4.5 | 1 | 0 | 0.04 | 0 | 0 | 0 | -0.05 | -0.11 | 0 | 0.28 | 0.28 | 0.23 | 24.92 | 926.465 | 1.04
D | 4002 | 2016-04-08 | 5 | OFF | 27.96 | 4.5 | 1 | 0 | 0.07 | 0 | 0 | -0.05 | -0.04 | -0.11 | 0 | 0.28 | 0.28 | 0.23 | 34.12 | 959.934 | 1.07
D | 4002 | 2016-04-08 | 6 | OFF | 36.38 | 4.5 | 1 | 0 | 0.42 | 0 | 0 | 0.06 | -0.11 | -0.11 | 0 | 0.28 | 0.28 | 0.23 | 42.93 | 1069.478 | 1.42
D | 4002 | 2016-04-08 | 7 | OFF | 29.58 | 4.5 | 1 | 0 | 0.6 | 0 | 0.39 | -0.02 | -0.16 | -0.11 | 0 | 0.28 | 0.28 | 0.23 | 36.57 | 1246.472 | 1.99
D | 4002 | 2016-04-08 | 8 | ON | 29.41 | 4.5 | 1 | 0 | 0.47 | 0.87 | 0.3 | 0.01 | -0.17 | -0.11 | 0 | 0.28 | 0.28 | 0.23 | 37.07 | 1332.578 | 2.64
D | 4002 | 2016-04-08 | 9 | ON | 26.57 | 4.5 | 1 | 0 | 0.21 | 0.86 | 0 | 0.02 | -0.18 | -0.11 | 0 | 0.28 | 0.28 | 0.23 | 33.66 | 1348.03 | 2.07
D | 4002 | 2016-04-08 | 10 | ON | 30.7 | 4.5 | 1 | 0 | 0.21 | 0.86 | 0.21 | 0 | -0.18 | -0.11 | 0 | 0.28 | 0.28 | 0.23 | 37.98 | 1351.223 | 2.28
D | 4002 | 2016-04-08 | 11 | ON | 26.52 | 4.5 | 1 | 0 | 0.17 | 0.85 | 0 | 0 | -0.21 | -0.11 | 0 | 0.28 | 0.28 | 0.23 | 33.51 | 1363.82 | 2.02
D | 4002 | 2016-04-08 | 12 | ON | 27.14 | 4.5 | 1 | 0 | 0.07 | 0.86 | 0 | 0 | -0.23 | -0.11 | 0 | 0.28 | 0.28 | 0.23 | 34.02 | 1365.257 | 1.93
D | 4002 | 2016-04-08 | 13 | ON | 25.65 | 4.5 | 1 | 0 | 0.11 | 0.87 | 0 | 0.03 | -0.2 | -0.11 | 0 | 0.28 | 0.28 | 0.23 | 32.64 | 1351.015 | 1.98
D | 4002 | 2016-04-08 | 14 | ON | 25.03 | 4.5 | 1 | 0 | 0.08 | 0.87 | 0 | 0.01 | -0.18 | -0.11 | 0 | 0.28 | 0.28 | 0.23 | 31.99 | 1334.769 | 1.95
D | 4002 | 2016-04-08 | 15 | ON | 26.84 | 4.5 | 1 | 0 | 0.07 | 0.88 | 0 | 0.02 | -0.18 | -0.11 | 0 | 0.28 | 0.28 | 0.23 | 33.81 | 1305.187 | 1.95
D | 4002 | 2016-04-08 | 16 | ON | 24.29 | 4.5 | 1 | 0 | 0.1 | 0.91 | 0 | 0.01 | -0.18 | -0.11 | 0 | 0.28 | 0.28 | 0.23 | 31.31 | 1292.038 | 2.01
D | 4002 | 2016-04-08 | 17 | ON | 31.71 | 4.5 | 1 | 0 | 0.15 | 0.9 | 0.14 | 0.01 | -0.17 | -0.11 | 0 | 0.28 | 0.28 | 0.23 | 38.92 | 1299.207 | 2.19
D | 4002 | 2016-04-08 | 18 | ON | 27.07 | 4.5 | 1 | 0 | 0.17 | 0.88 | 0.01 | 0.02 | -0.17 | -0.11 | 0 | 0.28 | 0.28 | 0.23 | 34.16 | 1324.982 | 2.06
D | 4002 | 2016-04-08 | 19 | ON | 24.79 | 4.5 | 1 | 0 | 0.16 | 0.87 | 0 | -0.01 | -0.16 | -0.11 | 0 | 0.28 | 0.28 | 0.23 | 31.83 | 1341.292 | 2.03
D | 4002 | 2016-04-08 | 20 | ON | 32.51 | 4.5 | 1 | 0 | 0.1 | 0.85 | 0.04 | 0 | -0.27 | -0.11 | 0 | 0.28 | 0.28 | 0.23 | 39.41 | 1366.892 | 1.99
D | 4002 | 2016-04-08 | 21 | ON | 36.6 | 4.5 | 1 | 0 | 0.26 | 0.86 | 0.14 | -0.01 | -0.2 | -0.11 | 0 | 0.28 | 0.28 | 0.23 | 43.83 | 1357.408 | 2.26
D | 4002 | 2016-04-08 | 22 | ON | 28.56 | 4.5 | 1 | 0 | 0.49 | 0.9 | 0.07 | 0.01 | -0.18 | -0.11 | 0 | 0.28 | 0.28 | 0.23 | 36.03 | 1279.348 | 2.46
D | 4002 | 2016-04-08 | 23 | ON | 31.68 | 4.5 | 1 | 0 | 0.91 | 0.96 | 0.45 | 0.04 | -0.12 | -0.11 | 0 | 0.28 | 0.28 | 0.23 | 40.1 | 1173.556 | 3.32
D | 4002 | 2016-04-08 | 24 | OFF | 23.38 | 4.5 | 1 | 0 | 0.23 | 0 | 0.15 | 0.02 | -0.11 | -0.11 | 0 | 0.28 | 0.28 | 0.23 | 29.85 | 1071.914 | 1.38
D | 4002 | 2016-04-09 | 1 | OFF | 22.26 | 4.5 | 1.19 | 0.06 | 0.19 | 0 | 0 | 0 | -0.27 | -0.11 | 0 | 0.28 | 0.28 | 0.23 | 28.61 | 1000.076 | 1.44
D | 4002 | 2016-04-09 | 2 | OFF | 35.26 | 4.5 | 1.19 | 0.06 | 0.35 | 0 | 0 | 0.05 | -0.18 | -0.11 | 0 | 0.28 | 0.28 | 0.23 | 41.91 | 966.693 | 1.6
D | 4002 | 2016-04-09 | 3 | OFF | 29.29 | 4.5 | 1.19 | 0.06 | 0.16 | 0 | 0 | -0.01 | -0.19 | -0.11 | 0 | 0.28 | 0.28 | 0.23 | 35.68 | 952.492 | 1.41
D | 4002 | 2016-04-09 | 4 | OFF | 26.51 | 4.5 | 1.19 | 0.06 | 0.16 | 0 | 0 | 0 | -0.18 | -0.11 | 0 | 0.28 | 0.28 | 0.23 | 32.92 | 952.317 | 1.41
D | 4002 | 2016-04-09 | 5 | OFF | 34.65 | 4.5 | 1.19 | 0.06 | 0.16 | 0 | 0 | 0 | -0.17 | -0.11 | 0 | 0.28 | 0.28 | 0.23 | 41.07 | 971.391 | 1.41
D | 4002 | 2016-04-09 | 6 | OFF | 27.55 | 4.5 | 1.19 | 0.06 | 0.18 | 0 | 0 | 0 | -0.21 | -0.11 | 0 | 0.28 | 0.28 | 0.23 | 33.95 | 1021.427 | 1.43
D | 4002 | 2016-04-09 | 7 | OFF | 19.7 | 4.5 | 1.19 | 0.06 | 0.37 | 0 | 0 | -0.01 | -0.21 | -0.11 | 0 | 0.28 | 0.28 | 0.23 | 26.28 | 1093.25 | 1.62
D | 4002 | 2016-04-09 | 8 | OFF | 33.82 | 4.5 | 1.19 | 0.06 | 0.53 | 0 | 0.31 | 0.05 | -0.22 | -0.11 | 0 | 0.28 | 0.28 | 0.23 | 40.92 | 1176.255 | 2.09
D | 4002 | 2016-04-09 | 9 | OFF | 19.09 | 4.5 | 1.19 | 0.06 | 0.21 | 0 | 0.07 | 0.03 | -0.22 | -0.11 | 0 | 0.28 | 0.28 | 0.23 | 25.61 | 1253.52 | 1.53
D | 4002 | 2016-04-09 | 10 | OFF | 15.01 | 4.5 | 1.19 | 0.06 | 0.11 | 0 | 0 | 0.01 | -0.2 | -0.11 | 0 | 0.28 | 0.28 | 0.23 | 21.36 | 1290.161 | 1.36
D | 4002 | 2016-04-09 | 11 | OFF | 21 | 4.5 | 1.19 | 0.06 | 0.16 | 0 | 0 | 0.04 | -0.19 | -0.11 | 0 | 0.28 | 0.28 | 0.23 | 27.44 | 1286.792 | 1.41
D | 4002 | 2016-04-09 | 12 | OFF | 19.22 | 4.5 | 1.19 | 0.06 | 0.18 | 0 | 0 | 0 | -0.2 | -0.11 | 0 | 0.28 | 0.28 | 0.23 | 25.63 | 1262.126 | 1.43
D | 4002 | 2016-04-09 | 13 | OFF | 15.47 | 4.5 | 1.19 | 0.06 | 0.12 | 0 | 0 | 0 | -0.17 | -0.11 | 0 | 0.28 | 0.28 | 0.23 | 21.85 | 1228.129 | 1.37
D | 4002 | 2016-04-09 | 14 | OFF | 18.05 | 4.5 | 1.19 | 0.06 | 0.21 | 0 | 0 | 0 | -0.18 | -0.11 | 0 | 0.28 | 0.28 | 0.23 | 24.51 | 1191.603 | 1.46
D | 4002 | 2016-04-09 | 15 | OFF | 23.25 | 4.5 | 1.19 | 0.06 | 0.13 | 0 | 0 | 0 | -0.16 | -0.11 | 0 | 0.28 | 0.28 | 0.23 | 29.65 | 1166.319 | 1.38
D | 4002 | 2016-04-09 | 16 | OFF | 25.82 | 4.5 | 1.19 | 0.06 | 0.16 | 0 | 0 | -0.01 | -0.13 | -0.11 | 0 | 0.28 | 0.28 | 0.23 | 32.27 | 1160.015 | 1.41
D | 4002 | 2016-04-09 | 17 | OFF | 27.24 | 4.5 | 1.19 | 0.06 | 0.17 | 0 | 0.02 | 0.01 | -0.14 | -0.11 | 0 | 0.28 | 0.28 | 0.23 | 33.73 | 1176.273 | 1.44
D | 4002 | 2016-04-09 | 18 | OFF | 25.84 | 4.5 | 1.19 | 0.06 | 0.14 | 0 | 0.05 | 0.01 | -0.17 | -0.11 | 0 | 0.28 | 0.28 | 0.23 | 32.3 | 1212.135 | 1.44
D | 4002 | 2016-04-09 | 19 | OFF | 26.11 | 4.5 | 1.19 | 0.06 | 0.21 | 0 | 0.05 | -0.03 | -0.17 | -0.11 | 0 | 0.28 | 0.28 | 0.23 | 32.6 | 1239.471 | 1.51
D | 4002 | 2016-04-09 | 20 | OFF | 33.46 | 4.5 | 1.19 | 0.06 | 0.25 | 0 | 0.11 | 0.05 | -0.21 | -0.11 | 0 | 0.28 | 0.28 | 0.23 | 40.09 | 1284.584 | 1.61
D | 4002 | 2016-04-09 | 21 | OFF | 29.64 | 4.5 | 1.19 | 0.06 | 0.11 | 0 | 0 | 0.02 | -0.19 | -0.11 | 0 | 0.28 | 0.28 | 0.23 | 36.01 | 1283.329 | 1.36
D | 4002 | 2016-04-09 | 22 | OFF | 27.31 | 4.5 | 1.19 | 0.06 | 0.32 | 0 | 0.05 | 0 | -0.17 | -0.11 | 0 | 0.28 | 0.28 | 0.23 | 33.94 | 1215.026 | 1.62
D | 4002 | 2016-04-09 | 23 | OFF | 17.41 | 4.5 | 1.19 | 0.06 | 0.29 | 0 | 0.15 | 0.01 | -0.11 | -0.11 | 0 | 0.28 | 0.28 | 0.23 | 24.18 | 1128.344 | 1.69
D | 4002 | 2016-04-09 | 24 | OFF | 19.33 | 4.5 | 1.19 | 0.06 | 0.36 | 0 | 0 | -0.01 | -0.13 | -0.11 | 0 | 0.28 | 0.28 | 0.23 | 25.98 | 1041.723 | 1.61
D | 4002 | 2016-04-10 | 1 | OFF | 24.52 | 4.5 | 0.53 | 0 | 0.34 | 0 | 0 | 0.02 | -0.17 | -0.11 | 0 | 0.28 | 0.28 | 0.23 | 30.42 | 986.433 | 0.87
D | 4002 | 2016-04-10 | 2 | OFF | 25.02 | 4.5 | 0.53 | 0 | 0.28 | 0 | 0 | 0 | -0.15 | -0.11 | 0 | 0.28 | 0.28 | 0.23 | 30.86 | 954.338 | 0.81
D | 4002 | 2016-04-10 | 3 | OFF | 24.97 | 4.5 | 0.53 | 0 | 0.24 | 0 | 0 | -0.01 | -0.13 | -0.11 | 0 | 0.28 | 0.28 | 0.23 | 30.78 | 936.135 | 0.77
D | 4002 | 2016-04-10 | 4 | OFF | 26.31 | 4.5 | 0.53 | 0 | 0.2 | 0 | 0 | -0.03 | -0.12 | -0.11 | 0 | 0.28 | 0.28 | 0.23 | 32.07 | 934.524 | 0.73
D | 4002 | 2016-04-10 | 5 | OFF | 19.71 | 4.5 | 0.53 | 0 | 0.21 | 0 | 0 | 0.02 | -0.13 | -0.11 | 0 | 0.28 | 0.28 | 0.23 | 25.52 | 947.043 | 0.74
D | 4002 | 2016-04-10 | 6 | OFF | 25.67 | 4.5 | 0.53 | 0 | 0.22 | 0 | 0 | -0.02 | -0.14 | -0.11 | 0 | 0.28 | 0.28 | 0.23 | 31.44 | 984.667 | 0.75
D | 4002 | 2016-04-10 | 7 | OFF | 25.48 | 4.5 | 0.53 | 0 | 0.39 | 0 | 0 | 0.02 | -0.17 | -0.11 | 0 | 0.28 | 0.28 | 0.23 | 31.43 | 1037.22 | 0.92
D | 4002 | 2016-04-10 | 8 | OFF | 14.1 | 4.5 | 0.53 | 0 | 0.45 | 0 | 0 | 0 | -0.17 | -0.11 | 0 | 0.28 | 0.28 | 0.23 | 20.09 | 1112.021 | 0.98
D | 4002 | 2016-04-10 | 9 | OFF | 22.38 | 4.5 | 0.53 | 0 | 0.41 | 0 | 0 | 0 | -0.18 | -0.11 | 0 | 0.28 | 0.28 | 0.23 | 28.32 | 1198.545 | 0.94
D | 4002 | 2016-04-10 | 10 | OFF | 28.35 | 4.5 | 0.53 | 0 | 0.28 | 0 | 0 | 0.01 | -0.2 | -0.11 | 0 | 0.28 | 0.28 | 0.23 | 34.15 | 1245.652 | 0.81
D | 4002 | 2016-04-10 | 11 | OFF | 28.06 | 4.5 | 0.53 | 0 | 0.11 | 0 | 0 | 0.01 | -0.2 | -0.11 | 0 | 0.28 | 0.28 | 0.23 | 33.69 | 1258.508 | 0.64
D | 4002 | 2016-04-10 | 12 | OFF | 26.16 | 4.5 | 0.53 | 0 | 0.11 | 0 | 0 | -0.01 | -0.13 | -0.11 | 0 | 0.28 | 0.28 | 0.23 | 31.84 | 1255.148 | 0.64
D | 4002 | 2016-04-10 | 13 | OFF | 23.41 | 4.5 | 0.53 | 0 | 0.1 | 0 | 0 | 0.01 | -0.14 | -0.11 | 0 | 0.28 | 0.28 | 0.23 | 29.09 | 1234.435 | 0.63
D | 4002 | 2016-04-10 | 14 | OFF | 21.2 | 4.5 | 0.53 | 0 | 0.14 | 0 | 0 | 0 | -0.13 | -0.11 | 0 | 0.28 | 0.28 | 0.23 | 26.92 | 1204.433 | 0.67
D | 4002 | 2016-04-10 | 15 | OFF | 20.3 | 4.5 | 0.53 | 0 | 0.17 | 0 | 0 | 0 | -0.12 | -0.11 | 0 | 0.28 | 0.28 | 0.23 | 26.06 | 1178.256 | 0.7
D | 4002 | 2016-04-10 | 16 | OFF | 18.76 | 4.5 | 0.53 | 0 | 0.18 | 0 | 0 | -0.01 | -0.12 | -0.11 | 0 | 0.28 | 0.28 | 0.23 | 24.52 | 1175.363 | 0.71
D | 4002 | 2016-04-10 | 17 | OFF | 21.64 | 4.5 | 0.53 | 0 | 0.07 | 0 | 0 | 0.01 | -0.13 | -0.11 | 0 | 0.28 | 0.28 | 0.23 | 27.3 | 1203.904 | 0.6
D | 4002 | 2016-04-10 | 18 | OFF | 28.25 | 4.5 | 0.53 | 0 | 0.16 | 0 | 0.01 | -0.01 | -0.13 | -0.11 | 0 | 0.28 | 0.28 | 0.23 | 33.99 | 1246.701 | 0.7
D | 4002 | 2016-04-10 | 19 | OFF | 28.1 | 4.5 | 0.53 | 0 | 0.22 | 0 | 0 | -0.01 | -0.19 | -0.11 | 0 | 0.28 | 0.28 | 0.23 | 33.83 | 1268.298 | 0.75
D | 4002 | 2016-04-10 | 20 | OFF | 38.22 | 4.5 | 0.53 | 0 | 0.17 | 0 | 0 | 0 | -0.32 | -0.11 | 0 | 0.28 | 0.28 | 0.23 | 43.78 | 1328.885 | 0.7
D | 4002 | 2016-04-10 | 21 | OFF | 37.34 | 4.5 | 0.53 | 0 | 0.18 | 0 | 0.13 | 0.07 | -0.39 | -0.11 | 0 | 0.28 | 0.28 | 0.23 | 43.04 | 1328.403 | 0.84
D | 4002 | 2016-04-10 | 22 | OFF | 29.78 | 4.5 | 0.53 | 0 | 0.14 | 0 | 0 | 0.05 | -0.18 | -0.11 | 0 | 0.28 | 0.28 | 0.23 | 35.5 | 1230.019 | 0.67
D | 4002 | 2016-04-10 | 23 | OFF | 23.64 | 4.5 | 0.53 | 0 | 0.16 | 0 | 0 | 0.02 | -0.13 | -0.11 | 0 | 0.28 | 0.28 | 0.23 | 29.4 | 1112.103 | 0.69
D | 4002 | 2016-04-10 | 24 | OFF | 11.29 | 4.5 | 0.53 | 0 | 0.26 | 0 | 0 | -0.02 | -0.13 | -0.11 | 0 | 0.28 | 0.28 | 0.23 | 17.11 | 1017.97 | 0.79
D | 4002 | 2016-04-11 | 1 | OFF | 24.42 | 4.5 | 0.46 | 0 | 0.15 | 0 | 0 | 0.02 | -0.11 | -0.11 | 0 | 0.28 | 0.28 | 0.23 | 30.12 | 962.284 | 0.61
D | 4002 | 2016-04-11 | 2 | OFF | 9.16 | 4.5 | 0.46 | 0 | 0.18 | 0 | 0 | 0 | -0.13 | -0.11 | 0 | 0.28 | 0.28 | 0.23 | 14.85 | 934.955 | 0.64
D | 4002 | 2016-04-11 | 3 | OFF | 19.52 | 4.5 | 0.46 | 0 | 0.27 | 0 | 0 | 0.01 | -0.07 | -0.11 | 0 | 0.28 | 0.28 | 0.23 | 25.37 | 924.07 | 0.73
D | 4002 | 2016-04-11 | 4 | OFF | 20.11 | 4.5 | 0.46 | 0 | 0.29 | 0 | 0 | -0.01 | -0.08 | -0.11 | 0 | 0.28 | 0.28 | 0.23 | 25.95 | 931.826 | 0.75
D | 4002 | 2016-04-11 | 5 | OFF | 21.56 | 4.5 | 0.46 | 0 | 0.13 | 0 | 0 | -0.02 | -0.12 | -0.11 | 0 | 0.28 | 0.28 | 0.23 | 27.19 | 979.073 | 0.59
D | 4002 | 2016-04-11 | 6 | OFF | 28.72 | 4.5 | 0.46 | 0 | 0.11 | 0 | 0 | 0.07 | -0.16 | -0.11 | 0 | 0.28 | 0.28 | 0.23 | 34.38 | 1089.975 | 0.57
D | 4002 | 2016-04-11 | 7 | OFF | 31.78 | 4.5 | 0.46 | 0 | 0.28 | 0 | 0.02 | 0.06 | -0.15 | -0.11 | 0 | 0.28 | 0.28 | 0.23 | 37.63 | 1275.914 | 0.76
D | 4002 | 2016-04-11 | 8 | ON | 47.39 | 4.5 | 0.46 | 0 | 0.41 | 0.86 | 0.1 | 0.01 | -0.15 | -0.11 | 0.03 | 0.28 | 0.28 | 0.23 | 54.29 | 1383.108 | 1.86
D | 4002 | 2016-04-11 | 9 | ON | 44.29 | 4.5 | 0.46 | 0 | 0.31 | 0.84 | 0 | 0.01 | -0.16 | -0.11 | 0.03 | 0.28 | 0.28 | 0.23 | 50.96 | 1413.161 | 1.64
D | 4002 | 2016-04-11 | 10 | ON | 44.02 | 4.5 | 0.46 | 0 | 0.31 | 0.83 | 0.01 | 0.04 | -0.15 | -0.11 | 0.03 | 0.28 | 0.28 | 0.23 | 50.73 | 1431.02 | 1.64
D | 4002 | 2016-04-11 | 11 | ON | 37.19 | 4.5 | 0.46 | 0 | 0.23 | 0.83 | 0.08 | 0.05 | -0.15 | -0.11 | 0 | 0.28 | 0.28 | 0.23 | 43.87 | 1449.519 | 1.6
D | 4002 | 2016-04-11 | 12 | ON | 32.89 | 4.5 | 0.46 | 0 | 0.15 | 0.84 | 0 | 0 | -0.14 | -0.11 | 0 | 0.28 | 0.28 | 0.23 | 39.38 | 1453.3 | 1.45
D | 4002 | 2016-04-11 | 13 | ON | 40.24 | 4.5 | 0.46 | 0 | 0.18 | 0.85 | 0 | 0.02 | -0.12 | -0.11 | 0.02 | 0.28 | 0.28 | 0.23 | 46.83 | 1439.601 | 1.51
D | 4002 | 2016-04-11 | 14 | ON | 30.45 | 4.5 | 0.46 | 0 | 0.15 | 0.86 | 0 | 0.02 | -0.13 | -0.11 | 0 | 0.28 | 0.28 | 0.23 | 36.99 | 1420.383 | 1.47
D | 4002 | 2016-04-11 | 15 | ON | 26.35 | 4.5 | 0.46 | 0 | 0.11 | 0.87 | 0 | 0.02 | -0.11 | -0.11 | 0 | 0.28 | 0.28 | 0.23 | 32.88 | 1392.862 | 1.44
D | 4002 | 2016-04-11 | 16 | ON | 27.55 | 4.5 | 0.46 | 0 | 0.09 | 0.88 | 0.08 | 0.01 | -0.11 | -0.11 | 0 | 0.28 | 0.28 | 0.23 | 34.14 | 1391.498 | 1.51
D | 4002 | 2016-04-11 | 17 | ON | 27.09 | 4.5 | 0.46 | 0 | 0.09 | 0.87 | 0.08 | 0.03 | -0.1 | -0.11 | 0 | 0.28 | 0.28 | 0.23 | 33.7 | 1397.145 | 1.5
D | 4002 | 2016-04-11 | 18 | ON | 46.02 | 4.5 | 0.46 | 0 | 0.16 | 0.86 | 0.09 | 0 | -0.09 | -0.11 | 0.03 | 0.28 | 0.28 | 0.23 | 52.71 | 1434.652 | 1.6
D | 4002 | 2016-04-11 | 19 | ON | 44.08 | 4.5 | 0.46 | 0 | 0.23 | 0.84 | 0.04 | -0.05 | -0.12 | -0.11 | 0 | 0.28 | 0.28 | 0.23 | 50.66 | 1459.99 | 1.57
D | 4002 | 2016-04-11 | 20 | ON | 42.67 | 4.5 | 0.46 | 0 | 0.19 | 0.82 | 0 | 0.01 | -0.21 | -0.11 | 0 | 0.28 | 0.28 | 0.23 | 49.12 | 1460.873 | 1.47
D | 4002 | 2016-04-11 | 21 | ON | 36.85 | 4.5 | 0.46 | 0 | 0.22 | 0.84 | 0 | 0.05 | -0.13 | -0.11 | 0 | 0.28 | 0.28 | 0.23 | 43.47 | 1402.537 | 1.52
D | 4002 | 2016-04-11 | 22 | ON | 26.43 | 4.5 | 0.46 | 0 | 0.23 | 0.9 | 0 | 0.01 | -0.11 | -0.11 | 0 | 0.28 | 0.28 | 0.23 | 33.1 | 1280.455 | 1.59
D | 4002 | 2016-04-11 | 23 | ON | 20.86 | 4.5 | 0.46 | 0 | 0.17 | 1 | 0 | 0 | -0.09 | -0.11 | 0 | 0.28 | 0.28 | 0.23 | 27.58 | 1144.256 | 1.63
D | 4002 | 2016-04-11 | 24 | OFF | 21.63 | 4.5 | 0.46 | 0 | 0.12 | 0 | 0 | -0.01 | -0.07 | -0.11 | 0 | 0.28 | 0.28 | 0.23 | 27.31 | 1032.487 | 0.58
D | 4002 | 2016-04-12 | 1 | OFF | 16.39 | 4.5 | 0.71 | 0.07 | 0.09 | 0 | 0 | 0.01 | -0.04 | -0.11 | 0 | 0.28 | 0.28 | 0.23 | 22.41 | 964.461 | 0.87
D | 4002 | 2016-04-12 | 2 | OFF | 16.09 | 4.5 | 0.71 | 0.07 | 0.06 | 0 | 0 | 0.02 | -0.06 | -0.11 | 0 | 0.28 | 0.28 | 0.23 | 22.07 | 929.004 | 0.84
D | 4002 | 2016-04-12 | 3 | OFF | 16.43 | 4.5 | 0.71 | 0.07 | 0.03 | 0 | 0 | 0.03 | -0.04 | -0.11 | 0 | 0.28 | 0.28 | 0.23 | 22.41 | 913.103 | 0.81
D | 4002 | 2016-04-12 | 4 | OFF | 16.5 | 4.5 | 0.71 | 0.07 | 0.03 | 0 | 0 | 0 | -0.05 | -0.11 | 0 | 0.28 | 0.28 | 0.23 | 22.44 | 916.67 | 0.81
D | 4002 | 2016-04-12 | 5 | OFF | 15.74 | 4.5 | 0.71 | 0.07 | 0.08 | 0 | 0 | -0.01 | -0.05 | -0.11 | 0 | 0.28 | 0.28 | 0.23 | 21.72 | 956.011 | 0.86
D | 4002 | 2016-04-12 | 6 | OFF | 18.29 | 4.5 | 0.71 | 0.07 | 0.11 | 0 | 0 | -0.03 | -0.05 | -0.11 | 0 | 0.28 | 0.28 | 0.23 | 24.28 | 1070.305 | 0.89
D | 4002 | 2016-04-12 | 7 | OFF | 27.51 | 4.5 | 0.71 | 0.07 | 0.28 | 0 | 0.06 | -0.07 | -0.04 | -0.11 | 0 | 0.28 | 0.28 | 0.23 | 33.7 | 1254.595 | 1.12
D | 4002 | 2016-04-12 | 8 | ON | 39.07 | 4.5 | 0.71 | 0.07 | 0.44 | 0.89 | 0.19 | -0.05 | -0.09 | -0.11 | 0.02 | 0.28 | 0.28 | 0.23 | 46.43 | 1353.109 | 2.32
D | 4002 | 2016-04-12 | 9 | ON | 33.46 | 4.5 | 0.71 | 0.07 | 0.19 | 0.87 | 0 | -0.03 | -0.09 | -0.11 | 0 | 0.28 | 0.28 | 0.23 | 40.36 | 1377.852 | 1.84
D | 4002 | 2016-04-12 | 10 | ON | 37.38 | 4.5 | 0.71 | 0.07 | 0.17 | 0.85 | 0.05 | 0.03 | -0.08 | -0.11 | 0 | 0.28 | 0.28 | 0.23 | 44.36 | 1390.003 | 1.85
D | 4002 | 2016-04-12 | 11 | ON | 38.61 | 4.5 | 0.71 | 0.07 | 0.21 | 0.84 | 0.02 | -0.01 | -0.03 | -0.11 | 0 | 0.28 | 0.28 | 0.23 | 45.6 | 1404.447 | 1.85
D | 4002 | 2016-04-12 | 12 | ON | 35.27 | 4.5 | 0.71 | 0.07 | 0.27 | 0.84 | 0 | -0.05 | -0.04 | -0.11 | 0 | 0.28 | 0.28 | 0.23 | 42.25 | 1408.305 | 1.89
D | 4002 | 2016-04-12 | 13 | ON | 26.65 | 4.5 | 0.71 | 0.07 | 0.12 | 0.85 | 0 | 0 | -0.08 | -0.11 | 0 | 0.28 | 0.28 | 0.23 | 33.5 | 1394.202 | 1.75
D | 4002 | 2016-04-12 | 14 | ON | 22.05 | 4.5 | 0.71 | 0.07 | 0.19 | 0.85 | 0 | -0.01 | -0.08 | -0.11 | 0 | 0.28 | 0.28 | 0.23 | 28.96 | 1384.148 | 1.82
D | 4002 | 2016-04-12 | 15 | ON | 24.03 | 4.5 | 0.71 | 0.07 | 0.12 | 0.87 | 0.14 | -0.03 | -0.07 | -0.11 | 0 | 0.28 | 0.28 | 0.23 | 31.02 | 1352.215 | 1.91
D | 4002 | 2016-04-12 | 16 | ON | 29.55 | 4.5 | 0.71 | 0.07 | 0.22 | 0.88 | 0.22 | 0 | -0.04 | -0.11 | 0 | 0.28 | 0.28 | 0.23 | 36.79 | 1327.529 | 2.1
D | 4002 | 2016-04-12 | 17 | ON | 21.46 | 4.5 | 0.71 | 0.07 | 0.12 | 0.88 | 0 | 0 | -0.08 | -0.11 | 0 | 0.28 | 0.28 | 0.23 | 28.34 | 1322.761 | 1.78
D | 4002 | 2016-04-12 | 18 | ON | 20.1 | 4.5 | 0.71 | 0.07 | 0.08 | 0.87 | 0.02 | -0.01 | -0.08 | -0.11 | 0 | 0.28 | 0.28 | 0.23 | 26.94 | 1341.509 | 1.75
D | 4002 | 2016-04-12 | 19 | ON | 20.46 | 4.5 | 0.71 | 0.07 | 0.07 | 0.87 | 0.01 | -0.03 | -0.1 | -0.11 | 0 | 0.28 | 0.28 | 0.23 | 27.24 | 1359.536 | 1.73
D | 4002 | 2016-04-12 | 20 | ON | 23.4 | 4.5 | 0.71 | 0.07 | 0.11 | 0.85 | 0.04 | -0.03 | -0.14 | -0.11 | 0 | 0.28 | 0.28 | 0.23 | 30.19 | 1399.124 | 1.78
D | 4002 | 2016-04-12 | 21 | ON | 25.43 | 4.5 | 0.71 | 0.07 | 0.16 | 0.84 | 0.11 | -0.01 | -0.12 | -0.11 | 0 | 0.28 | 0.28 | 0.23 | 32.37 | 1396.575 | 1.89
D | 4002 | 2016-04-12 | 22 | ON | 20.97 | 4.5 | 0.71 | 0.07 | 0.49 | 0.89 | 0.2 | -0.08 | -0.06 | -0.11 | 0 | 0.28 | 0.28 | 0.23 | 28.37 | 1292.512 | 2.36
D | 4002 | 2016-04-12 | 23 | ON | 34.99 | 4.5 | 0.71 | 0.07 | 0.7 | 0.98 | 0.59 | -0.14 | 0.03 | -0.11 | 0 | 0.28 | 0.28 | 0.23 | 43.11 | 1163.233 | 3.05
D | 4002 | 2016-04-12 | 24 | OFF | 19.62 | 4.5 | 0.71 | 0.07 | 0.25 | 0 | 0.01 | -0.04 | -0.05 | -0.11 | 0 | 0.28 | 0.28 | 0.23 | 25.75 | 1057.114 | 1.04
D | 4002 | 2016-04-13 | 1 | OFF | 23.01 | 4.5 | 0.22 | 0.02 | 0.06 | 0 | 0 | 0.02 | -0.04 | -0.11 | 0 | 0.28 | 0.28 | 0.23 | 28.47 | 995.096 | 0.3
D | 4002 | 2016-04-13 | 2 | OFF | 24.28 | 4.5 | 0.22 | 0.02 | 0.07 | 0 | 0 | -0.03 | -0.08 | -0.11 | 0 | 0.28 | 0.28 | 0.23 | 29.66 | 967.071 | 0.31
D | 4002 | 2016-04-13 | 3 | OFF | 23.78 | 4.5 | 0.22 | 0.02 | 0.07 | 0 | 0 | -0.05 | -0.09 | -0.11 | 0 | 0.28 | 0.28 | 0.23 | 29.13 | 954.723 | 0.31
D | 4002 | 2016-04-13 | 4 | OFF | 23.73 | 4.5 | 0.22 | 0.02 | 0.07 | 0 | 0 | -0.03 | -0.07 | -0.11 | 0 | 0.28 | 0.28 | 0.23 | 29.12 | 967.988 | 0.31
D | 4002 | 2016-04-13 | 5 | OFF | 24.09 | 4.5 | 0.22 | 0.02 | 0.06 | 0 | 0 | -0.03 | -0.08 | -0.11 | 0 | 0.28 | 0.28 | 0.23 | 29.46 | 1014.349 | 0.3
D | 4002 | 2016-04-13 | 6 | OFF | 24.58 | 4.5 | 0.22 | 0.02 | 0.06 | 0 | 0 | 0 | -0.06 | -0.11 | 0 | 0.28 | 0.28 | 0.23 | 30 | 1131.783 | 0.3
D | 4002 | 2016-04-13 | 7 | OFF | 30.67 | 4.5 | 0.22 | 0.02 | 0.17 | 0 | 0.06 | -0.06 | -0.14 | -0.11 | 0 | 0.28 | 0.28 | 0.23 | 36.12 | 1302.731 | 0.47
D | 4002 | 2016-04-13 | 8 | ON | 29.84 | 4.5 | 0.22 | 0.02 | 0.21 | 0.87 | 0 | -0.03 | -0.16 | -0.11 | 0 | 0.28 | 0.28 | 0.23 | 36.15 | 1378.725 | 1.32
D | 4002 | 2016-04-13 | 9 | ON | 26.71 | 4.5 | 0.22 | 0.02 | 0.09 | 0.86 | 0 | -0.02 | -0.16 | -0.11 | 0 | 0.28 | 0.28 | 0.23 | 32.9 | 1379.843 | 1.19
D | 4002 | 2016-04-13 | 10 | ON | 30.91 | 4.5 | 0.22 | 0.02 | 0.14 | 0.87 | 0 | -0.03 | -0.17 | -0.11 | 0 | 0.28 | 0.28 | 0.23 | 37.14 | 1373.828 | 1.25
D | 4002 | 2016-04-13 | 11 | ON | 25.39 | 4.5 | 0.22 | 0.02 | 0.12 | 0.88 | 0 | -0.03 | -0.23 | -0.11 | 0.01 | 0.28 | 0.28 | 0.23 | 31.56 | 1367.037 | 1.25
D | 4002 | 2016-04-13 | 12 | ON | 25.47 | 4.5 | 0.22 | 0.02 | 0.18 | 0.89 | 0 | 0 | -0.21 | -0.11 | 0.01 | 0.28 | 0.28 | 0.23 | 31.76 | 1351.127 | 1.32
D | 4002 | 2016-04-13 | 13 | ON | 25.18 | 4.5 | 0.22 | 0.02 | 0.14 | 0.92 | 0 | 0 | -0.16 | -0.11 | 0 | 0.28 | 0.28 | 0.23 | 31.5 | 1326.242 | 1.3
D | 4002 | 2016-04-13 | 14 | ON | 27.04 | 4.5 | 0.22 | 0.02 | 0.07 | 0.93 | 0 | -0.01 | -0.14 | -0.11 | 0 | 0.28 | 0.28 | 0.23 | 33.31 | 1311.913 | 1.24
D | 4002 | 2016-04-13 | 15 | ON | 13.68 | 4.5 | 0.22 | 0.02 | 0.18 | 0.95 | 0 | -0.01 | -0.15 | -0.11 | 0 | 0.28 | 0.28 | 0.23 | 20.07 | 1289.151 | 1.37
D | 4002 | 2016-04-13 | 16 | ON | 18.23 | 4.5 | 0.22 | 0.02 | 0.07 | 0.95 | 0 | -0.01 | -0.15 | -0.11 | 0 | 0.28 | 0.28 | 0.23 | 24.51 | 1272.517 | 1.26
D | 4002 | 2016-04-13 | 17 | ON | 23.69 | 4.5 | 0.22 | 0.02 | 0.09 | 0.94 | 0 | -0.02 | -0.17 | -0.11 | 0 | 0.28 | 0.28 | 0.23 | 29.95 | 1274.136 | 1.27
D | 4002 | 2016-04-13 | 18 | ON | 27.07 | 4.5 | 0.22 | 0.02 | 0.07 | 0.92 | 0 | -0.01 | -0.2 | -0.11 | 0 | 0.28 | 0.28 | 0.23 | 33.27 | 1298.312 | 1.23
D | 4002 | 2016-04-13 | 19 | ON | 30.74 | 4.5 | 0.22 | 0.02 | 0.14 | 0.9 | 0 | -0.02 | -0.18 | -0.11 | 0 | 0.28 | 0.28 | 0.23 | 37 | 1320.261 | 1.28
D | 4002 | 2016-04-13 | 20 | ON | 29.9 | 4.5 | 0.22 | 0.02 | 0.11 | 0.86 | 0 | -0.03 | -0.23 | -0.11 | 0 | 0.28 | 0.28 | 0.23 | 36.03 | 1373.714 | 1.21
D | 4002 | 2016-04-13 | 21 | ON | 30.79 | 4.5 | 0.22 | 0.02 | 0.2 | 0.85 | 0 | -0.01 | -0.25 | -0.11 | 0 | 0.28 | 0.28 | 0.23 | 37 | 1382.523 | 1.29
D | 4002 | 2016-04-13 | 22 | ON | 23.73 | 4.5 | 0.22 | 0.02 | 0.31 | 0.91 | 0 | 0.01 | -0.16 | -0.11 | 0 | 0.28 | 0.28 | 0.23 | 30.22 | 1278.521 | 1.46
D | 4002 | 2016-04-13 | 23 | ON | 19.15 | 4.5 | 0.22 | 0.02 | 0.5 | 0.99 | 0 | 0.02 | -0.19 | -0.11 | 0 | 0.28 | 0.28 | 0.23 | 25.89 | 1146.88 | 1.73
D | 4002 | 2016-04-13 | 24 | OFF | 13.45 | 4.5 | 0.22 | 0.02 | 0.35 | 0 | 0 | 0.01 | -0.15 | -0.11 | 0 | 0.28 | 0.28 | 0.23 | 19.08 | 1044.77 | 0.59
D | 4002 | 2016-04-14 | 1 | OFF | 19.77 | 4.5 | 0.34 | 0 | 0.15 | 0 | 0 | 0.04 | -0.08 | -0.11 | 0 | 0.28 | 0.28 | 0.23 | 25.4 | 982.562 | 0.49
D | 4002 | 2016-04-14 | 2 | OFF | 18.85 | 4.5 | 0.34 | 0 | 0.08 | 0 | 0 | 0.03 | -0.06 | -0.11 | 0 | 0.28 | 0.28 | 0.23 | 24.42 | 948.101 | 0.42
D | 4002 | 2016-04-14 | 3 | OFF | 18.61 | 4.5 | 0.34 | 0 | 0.08 | 0 | 0 | 0.01 | -0.07 | -0.11 | 0 | 0.28 | 0.28 | 0.23 | 24.15 | 937.217 | 0.42
D | 4002 | 2016-04-14 | 4 | OFF | 19.9 | 4.5 | 0.34 | 0 | 0.07 | 0 | 0 | -0.02 | -0.06 | -0.11 | 0 | 0.28 | 0.28 | 0.23 | 25.41 | 946.56 | 0.41
D | 4002 | 2016-04-14 | 5 | OFF | 22.9 | 4.5 | 0.34 | 0 | 0.07 | 0 | 0 | -0.02 | -0.06 | -0.11 | 0 | 0.28 | 0.28 | 0.23 | 28.41 | 990.569 | 0.41
D | 4002 | 2016-04-14 | 6 | OFF | 25.56 | 4.5 | 0.34 | 0 | 0.04 | 0 | 0 | -0.03 | -0.08 | -0.11 | 0 | 0.28 | 0.28 | 0.23 | 31.01 | 1113.61 | 0.38
D | 4002 | 2016-04-14 | 7 | OFF | 32.99 | 4.5 | 0.34 | 0 | 0.48 | 0 | 0.03 | -0.04 | -0.14 | -0.11 | 0 | 0.28 | 0.28 | 0.23 | 38.84 | 1287.419 | 0.85
D | 4002 | 2016-04-14 | 8 | ON | 38.54 | 4.5 | 0.34 | 0 | 0.49 | 0.88 | 0.01 | -0.03 | -0.18 | -0.11 | 0 | 0.28 | 0.28 | 0.23 | 45.23 | 1364.128 | 1.72
D | 4002 | 2016-04-14 | 9 | ON | 34.15 | 4.5 | 0.34 | 0 | 0.17 | 0.88 | 0 | -0.04 | -0.17 | -0.11 | 0 | 0.28 | 0.28 | 0.23 | 40.51 | 1362.55 | 1.39
D | 4002 | 2016-04-14 | 10 | ON | 34.34 | 4.5 | 0.34 | 0 | 0.18 | 0.89 | 0 | -0.03 | -0.18 | -0.11 | 0 | 0.28 | 0.28 | 0.23 | 40.72 | 1362.083 | 1.41
D | 4002 | 2016-04-14 | 11 | ON | 31.35 | 4.5 | 0.34 | 0 | 0.09 | 0.9 | 0 | 0.01 | -0.18 | -0.11 | 0 | 0.28 | 0.28 | 0.23 | 37.69 | 1359.268 | 1.33
D | 4002 | 2016-04-14 | 12 | ON | 24.83 | 4.5 | 0.34 | 0 | 0.05 | 0.9 | 0 | -0.02 | -0.12 | -0.11 | 0 | 0.28 | 0.28 | 0.23 | 31.16 | 1344.143 | 1.29
D | 4002 | 2016-04-14 | 13 | ON | 23.8 | 4.5 | 0.34 | 0 | 0.06 | 0.93 | 0 | -0.01 | -0.12 | -0.11 | 0 | 0.28 | 0.28 | 0.23 | 30.18 | 1324.774 | 1.33
D | 4002 | 2016-04-14 | 14 | ON | 24.73 | 4.5 | 0.34 | 0 | 0.07 | 0.94 | 0 | 0 | -0.11 | -0.11 | 0 | 0.28 | 0.28 | 0.23 | 31.15 | 1310.436 | 1.35
D | 4002 | 2016-04-14 | 15 | ON | 20.75 | 4.5 | 0.34 | 0 | 0.07 | 0.95 | 0 | -0.01 | -0.1 | -0.11 | 0 | 0.28 | 0.28 | 0.23 | 27.18 | 1290.272 | 1.36
D | 4002 | 2016-04-14 | 16 | ON | 18.8 | 4.5 | 0.34 | 0 | 0.12 | 0.96 | 0 | -0.01 | -0.09 | -0.11 | 0 | 0.28 | 0.28 | 0.23 | 25.3 | 1272.598 | 1.42
D | 4002 | 2016-04-14 | 17 | ON | 21.8 | 4.5 | 0.34 | 0 | 0.13 | 0.95 | 0 | -0.02 | -0.09 | -0.11 | 0 | 0.28 | 0.28 | 0.23 | 28.29 | 1272.773 | 1.42
D | 4002 | 2016-04-14 | 18 | ON | 20.24 | 4.5 | 0.34 | 0 | 0.24 | 0.93 | 0 | 0 | -0.11 | -0.11 | 0 | 0.28 | 0.28 | 0.23 | 26.82 | 1290.43 | 1.51
D | 4002 | 2016-04-14 | 19 | ON | 25.5 | 4.5 | 0.34 | 0 | 0.24 | 0.91 | 0.06 | -0.02 | -0.12 | -0.11 | 0 | 0.28 | 0.28 | 0.23 | 32.09 | 1308.792 | 1.55
D | 4002 | 2016-04-14 | 20 | ON | 24.67 | 4.5 | 0.34 | 0 | 0.22 | 0.87 | 0.05 | -0.01 | -0.17 | -0.11 | 0 | 0.28 | 0.28 | 0.23 | 31.15 | 1357.144 | 1.48
D | 4002 | 2016-04-14 | 21 | ON | 26.04 | 4.5 | 0.34 | 0 | 0.21 | 0.86 | 0 | 0.05 | -0.19 | -0.11 | 0 | 0.28 | 0.28 | 0.23 | 32.49 | 1372.911 | 1.41
D | 4002 | 2016-04-14 | 22 | ON | 23.85 | 4.5 | 0.34 | 0 | 0.42 | 0.91 | 0 | -0.04 | -0.16 | -0.11 | 0 | 0.28 | 0.28 | 0.23 | 30.5 | 1271.745 | 1.67
D | 4002 | 2016-04-14 | 23 | ON | 9.26 | 4.5 | 0.34 | 0 | 0.59 | 1 | 0 | -0.02 | -0.08 | -0.11 | 0 | 0.28 | 0.28 | 0.23 | 16.27 | 1139.56 | 1.93
D | 4002 | 2016-04-14 | 24 | OFF | 20.62 | 4.5 | 0.34 | 0 | 0.29 | 0 | 0 | -0.05 | -0.08 | -0.11 | 0 | 0.28 | 0.28 | 0.23 | 26.3 | 1036.995 | 0.63
D | 4002 | 2016-04-15 | 1 | OFF | 23.93 | 4.5 | 0.22 | 0 | 0.07 | 0 | 0 | -0.1 | -0.07 | -0.11 | 0 | 0.28 | 0.28 | 0.23 | 29.23 | 973.477 | 0.29
D | 4002 | 2016-04-15 | 2 | OFF | 24.13 | 4.5 | 0.22 | 0 | 0.09 | 0 | 0 | 0.01 | -0.09 | -0.11 | 0 | 0.28 | 0.28 | 0.23 | 29.54 | 942.537 | 0.31
D | 4002 | 2016-04-15 | 3 | OFF | 23.98 | 4.5 | 0.22 | 0 | 0.08 | 0 | 0 | 0.05 | -0.05 | -0.11 | 0 | 0.28 | 0.28 | 0.23 | 29.46 | 928.34 | 0.3
D | 4002 | 2016-04-15 | 4 | OFF | 24.16 | 4.5 | 0.22 | 0 | 0.08 | 0 | 0 | 0.03 | -0.07 | -0.11 | 0 | 0.28 | 0.28 | 0.23 | 29.6 | 939.881 | 0.3
D | 4002 | 2016-04-15 | 5 | OFF | 22.13 | 4.5 | 0.22 | 0 | 0.08 | 0 | 0 | 0.07 | -0.07 | -0.11 | 0 | 0.28 | 0.28 | 0.23 | 27.61 | 990.662 | 0.3
D | 4002 | 2016-04-15 | 6 | OFF | 24.72 | 4.5 | 0.22 | 0 | 0.11 | 0 | 0.03 | 0.07 | -0.12 | -0.11 | 0 | 0.28 | 0.28 | 0.23 | 30.21 | 1105.093 | 0.36
D | 4002 | 2016-04-15 | 7 | OFF | 29.85 | 4.5 | 0.22 | 0 | 0.18 | 0 | 0.03 | 0.02 | -0.12 | -0.11 | 0 | 0.28 | 0.28 | 0.23 | 35.36 | 1271.87 | 0.43
D | 4002 | 2016-04-15 | 8 | ON | 27.24 | 4.5 | 0.22 | 0 | 0.16 | 0.88 | 0 | -0.02 | -0.16 | -0.11 | 0 | 0.28 | 0.28 | 0.23 | 33.5 | 1349.244 | 1.26
D | 4002 | 2016-04-15 | 9 | ON | 26.57 | 4.5 | 0.22 | 0 | 0.12 | 0.89 | 0 | 0.02 | -0.17 | -0.11 | 0 | 0.28 | 0.28 | 0.23 | 32.83 | 1354.604 | 1.23
D | 4002 | 2016-04-15 | 10 | ON | 24.46 | 4.5 | 0.22 | 0 | 0.09 | 0.9 | 0 | 0.02 | -0.16 | -0.11 | 0 | 0.28 | 0.28 | 0.23 | 30.71 | 1351.789 | 1.21
D | 4002 | 2016-04-15 | 11 | ON | 24.04 | 4.5 | 0.22 | 0 | 0.1 | 0.91 | 0 | 0 | -0.13 | -0.11 | 0 | 0.28 | 0.28 | 0.23 | 30.32 | 1346.109 | 1.23
D | 4002 | 2016-04-15 | 12 | ON | 24.39 | 4.5 | 0.22 | 0 | 0.12 | 0.92 | 0 | -0.01 | -0.13 | -0.11 | 0 | 0.28 | 0.28 | 0.23 | 30.69 | 1325.616 | 1.26
D | 4002 | 2016-04-15 | 13 | ON | 23.39 | 4.5 | 0.22 | 0 | 0.11 | 0.94 | 0 | 0 | -0.13 | -0.11 | 0 | 0.28 | 0.28 | 0.23 | 29.71 | 1301.454 | 1.27
D | 4002 | 2016-04-15 | 14 | ON | 23.86 | 4.5 | 0.22 | 0 | 0.06 | 0.95 | 0 | 0 | -0.13 | -0.11 | 0 | 0.28 | 0.28 | 0.23 | 30.14 | 1286.888 | 1.23
D | 4002 | 2016-04-15 | 15 | ON | 23.66 | 4.5 | 0.22 | 0 | 0.09 | 0.96 | 0 | -0.01 | -0.11 | -0.11 | 0 | 0.28 | 0.28 | 0.23 | 29.99 | 1258.956 | 1.27
D | 4002 | 2016-04-15 | 16 | ON | 21.84 | 4.5 | 0.22 | 0 | 0.1 | 0.97 | 0 | -0.03 | -0.09 | -0.11 | 0 | 0.28 | 0.28 | 0.23 | 28.19 | 1239.537 | 1.29
D | 4002 | 2016-04-15 | 17 | ON | 23.87 | 4.5 | 0.22 | 0 | 0.1 | 0.97 | 0 | -0.01 | -0.11 | -0.11 | 0 | 0.28 | 0.28 | 0.23 | 30.22 | 1237.749 | 1.29
D | 4002 | 2016-04-15 | 18 | ON | 24.58 | 4.5 | 0.22 | 0 | 0.11 | 0.95 | 0 | -0.02 | -0.11 | -0.11 | 0 | 0.28 | 0.28 | 0.23 | 30.91 | 1241.44 | 1.28
D | 4002 | 2016-04-15 | 19 | ON | 24.09 | 4.5 | 0.22 | 0 | 0.1 | 0.95 | 0 | -0.01 | -0.13 | -0.11 | 0 | 0.28 | 0.28 | 0.23 | 30.4 | 1247.748 | 1.27
D | 4002 | 2016-04-15 | 20 | ON | 23.64 | 4.5 | 0.22 | 0 | 0.09 | 0.92 | 0 | 0.01 | -0.14 | -0.11 | 0 | 0.28 | 0.28 | 0.23 | 29.92 | 1280.188 | 1.23
D | 4002 | 2016-04-15 | 21 | ON | 29.23 | 4.5 | 0.22 | 0 | 0.16 | 0.9 | 0 | -0.01 | -0.15 | -0.11 | 0 | 0.28 | 0.28 | 0.23 | 35.53 | 1300.062 | 1.28
D | 4002 | 2016-04-15 | 22 | ON | 25.21 | 4.5 | 0.22 | 0 | 0.15 | 0.95 | 0 | -0.04 | -0.11 | -0.11 | 0 | 0.28 | 0.28 | 0.23 | 31.56 | 1224.5 | 1.32
D | 4002 | 2016-04-15 | 23 | ON | 29.65 | 4.5 | 0.22 | 0 | 0.17 | 1 | 0.01 | -0.05 | -0.11 | -0.11 | 0 | 0.28 | 0.28 | 0.23 | 36.07 | 1115.448 | 1.4
D | 4002 | 2016-04-15 | 24 | OFF | 23.39 | 4.5 | 0.22 | 0 | 0.14 | 0 | 0 | -0.01 | -0.08 | -0.11 | 0 | 0.28 | 0.28 | 0.23 | 28.84 | 1012.26 | 0.36
D | 4002 | 2016-04-16 | 1 | OFF | 23.54 | 4.5 | 1.51 | 0 | 0.13 | 0 | 0.19 | -0.03 | -0.08 | -0.11 | 0 | 0.28 | 0.28 | 0.23 | 30.44 | 942.476 | 1.83
D | 4002 | 2016-04-16 | 2 | OFF | 24.23 | 4.5 | 1.51 | 0 | 0.12 | 0 | 0.26 | 0.02 | -0.06 | -0.11 | 0 | 0.28 | 0.28 | 0.23 | 31.26 | 906.496 | 1.89
D | 4002 | 2016-04-16 | 3 | OFF | 20.69 | 4.5 | 1.51 | 0 | 0.09 | 0 | 0 | 0 | -0.05 | -0.11 | 0 | 0.28 | 0.28 | 0.23 | 27.42 | 890.573 | 1.6
D | 4002 | 2016-04-16 | 4 | OFF | 21.77 | 4.5 | 1.51 | 0 | 0.1 | 0 | 0 | -0.01 | -0.04 | -0.11 | 0 | 0.28 | 0.28 | 0.23 | 28.51 | 890.648 | 1.61
D | 4002 | 2016-04-16 | 5 | OFF | 25.52 | 4.5 | 1.51 | 0 | 0.12 | 0 | 0 | -0.04 | -0.02 | -0.11 | 0 | 0.28 | 0.28 | 0.23 | 32.27 | 912.847 | 1.63
D | 4002 | 2016-04-16 | 6 | OFF | 23.1 | 4.5 | 1.51 | 0 | 0.09 | 0 | 0 | -0.05 | -0.02 | -0.11 | 0 | 0.28 | 0.28 | 0.23 | 29.81 | 962.18 | 1.6
D | 4002 | 2016-04-16 | 7 | OFF | 26.67 | 4.5 | 1.51 | 0 | 0.24 | 0 | 0.14 | -0.03 | -0.03 | -0.11 | 0 | 0.28 | 0.28 | 0.23 | 33.68 | 1032.119 | 1.89
D | 4002 | 2016-04-16 | 8 | OFF | 32.22 | 4.5 | 1.51 | 0 | 0.84 | 0 | 0 | 0 | -0.03 | -0.11 | 0 | 0.28 | 0.28 | 0.23 | 39.72 | 1120.996 | 2.35
D | 4002 | 2016-04-16 | 9 | OFF | 26.47 | 4.5 | 1.51 | 0 | 0.26 | 0 | 0 | -0.01 | -0.15 | -0.11 | 0 | 0.28 | 0.28 | 0.23 | 33.26 | 1195.44 | 1.77
D | 4002 | 2016-04-16 | 10 | OFF | 28.51 | 4.5 | 1.51 | 0 | 0.27 | 0 | 0 | 0.05 | -0.09 | -0.11 | 0 | 0.28 | 0.28 | 0.23 | 35.43 | 1226.263 | 1.78
D | 4002 | 2016-04-16 | 11 | OFF | 37.48 | 4.5 | 1.51 | 0 | 0.24 | 0 | 0.56 | -0.01 | -0.07 | -0.11 | 0 | 0.28 | 0.28 | 0.23 | 44.89 | 1222.023 | 2.31
D | 4002 | 2016-04-16 | 12 | OFF | 19.48 | 4.5 | 1.51 | 0 | 0.17 | 0 | 0 | 0.04 | -0.12 | -0.11 | 0 | 0.28 | 0.28 | 0.23 | 26.26 | 1202.31 | 1.68
D | 4002 | 2016-04-16 | 13 | OFF | 17.76 | 4.5 | 1.51 | 0 | 0.18 | 0 | 0.06 | 0 | -0.08 | -0.11 | 0 | 0.28 | 0.28 | 0.23 | 24.61 | 1174.36 | 1.75
D | 4002 | 2016-04-16 | 14 | OFF | 21.71 | 4.5 | 1.51 | 0 | 0.11 | 0 | 0 | -0.01 | -0.04 | -0.11 | 0 | 0.28 | 0.28 | 0.23 | 28.46 | 1142.721 | 1.62
D | 4002 | 2016-04-16 | 15 | OFF | 23.51 | 4.5 | 1.51 | 0 | 0.16 | 0 | 0.06 | 0.01 | -0.02 | -0.11 | 0 | 0.28 | 0.28 | 0.23 | 30.41 | 1114.053 | 1.73
D | 4002 | 2016-04-16 | 16 | OFF | 24.57 | 4.5 | 1.51 | 0 | 0.11 | 0 | 0.01 | 0 | -0.03 | -0.11 | 0 | 0.28 | 0.28 | 0.23 | 31.35 | 1109.365 | 1.63
D | 4002 | 2016-04-16 | 17 | OFF | 26.47 | 4.5 | 1.51 | 0 | 0.09 | 0 | 0.11 | -0.02 | -0.03 | -0.11 | 0 | 0.28 | 0.28 | 0.23 | 33.31 | 1122.447 | 1.71
D | 4002 | 2016-04-16 | 18 | OFF | 22.15 | 4.5 | 1.51 | 0 | 0.13 | 0 | 0.01 | 0 | -0.03 | -0.11 | 0 | 0.28 | 0.28 | 0.23 | 28.95 | 1149.889 | 1.65
D | 4002 | 2016-04-16 | 19 | OFF | 21.57 | 4.5 | 1.51 | 0 | 0.13 | 0 | 0 | -0.01 | -0.08 | -0.11 | 0 | 0.28 | 0.28 | 0.23 | 28.3 | 1163.413 | 1.64
D | 4002 | 2016-04-16 | 20 | OFF | 23.08 | 4.5 | 1.51 | 0 | 0.14 | 0 | 0 | -0.01 | -0.11 | -0.11 | 0 | 0.28 | 0.28 | 0.23 | 29.79 | 1199.513 | 1.65
D | 4002 | 2016-04-16 | 21 | OFF | 38.86 | 4.5 | 1.51 | 0 | 0.32 | 0 | 0 | -0.02 | -0.12 | -0.11 | 0 | 0.28 | 0.28 | 0.23 | 45.73 | 1216.191 | 1.83
D | 4002 | 2016-04-16 | 22 | OFF | 22.79 | 4.5 | 1.51 | 0 | 0.32 | 0 | 0 | -0.02 | -0.09 | -0.11 | 0 | 0.28 | 0.28 | 0.23 | 29.69 | 1144.619 | 1.83
D | 4002 | 2016-04-16 | 23 | OFF | 31.14 | 4.5 | 1.51 | 0 | 0.24 | 0 | 0 | -0.05 | -0.08 | -0.11 | 0 | 0.28 | 0.28 | 0.23 | 37.94 | 1051.998 | 1.75
D | 4002 | 2016-04-16 | 24 | OFF | 24.29 | 4.5 | 1.51 | 0 | 0.16 | 0 | 0.13 | -0.03 | -0.04 | -0.11 | 0 | 0.28 | 0.28 | 0.23 | 31.2 | 963.92 | 1.8
D | 4002 | 2016-04-17 | 1 | OFF | 21.03 | 4.5 | 1.81 | 0 | 0.11 | 0 | 0.21 | 0.03 | -0.07 | -0.11 | 0 | 0.28 | 0.28 | 0.23 | 28.3 | 903.672 | 2.13
D | 4002 | 2016-04-17 | 2 | OFF | 21.53 | 4.5 | 1.81 | 0 | 0.08 | 0 | 0 | -0.03 | -0.05 | -0.11 | 0 | 0.28 | 0.28 | 0.23 | 28.52 | 871.649 | 1.89
D | 4002 | 2016-04-17 | 3 | OFF | 22.36 | 4.5 | 1.81 | 0 | 0.06 | 0 | 0 | -0.02 | -0.06 | -0.11 | 0 | 0.28 | 0.28 | 0.23 | 29.33 | 857.339 | 1.87
D | 4002 | 2016-04-17 | 4 | OFF | 24.08 | 4.5 | 1.81 | 0 | 0.05 | 0 | 0 | -0.01 | -0.04 | -0.11 | 0 | 0.28 | 0.28 | 0.23 | 31.07 | 858.531 | 1.86
D | 4002 | 2016-04-17 | 5 | OFF | 23.72 | 4.5 | 1.81 | 0 | 0.06 | 0 | 0 | -0.04 | -0.05 | -0.11 | 0 | 0.28 | 0.28 | 0.23 | 30.68 | 870.285 | 1.87
D | 4002 | 2016-04-17 | 6 | OFF | 28.48 | 4.5 | 1.81 | 0 | 0.06 | 0 | 0 | 0.03 | -0.03 | -0.11 | 0 | 0.28 | 0.28 | 0.23 | 35.53 | 906.714 | 1.87
D | 4002 | 2016-04-17 | 7 | OFF | 27.54 | 4.5 | 1.81 | 0 | 0.2 | 0 | 0 | -0.07 | -0.02 | -0.11 | 0 | 0.28 | 0.28 | 0.23 | 34.64 | 956.935 | 2.01
D | 4002 | 2016-04-17 | 8 | OFF | 26.58 | 4.5 | 1.81 | 0 | 0.19 | 0 | 0 | -0.01 | -0.03 | -0.11 | 0 | 0.28 | 0.28 | 0.23 | 33.72 | 1033.605 | 2
D | 4002 | 2016-04-17 | 9 | OFF | 21.79 | 4.5 | 1.81 | 0 | 0.1 | 0 | 0.06 | 0 | -0.07 | -0.11 | 0 | 0.28 | 0.28 | 0.23 | 28.87 | 1112.857 | 1.97
D | 4002 | 2016-04-17 | 10 | OFF | 20.63 | 4.5 | 1.81 | 0 | 0.1 | 0 | 0.01 | -0.01 | -0.09 | -0.11 | 0 | 0.28 | 0.28 | 0.23 | 27.63 | 1154.642 | 1.92
D | 4002 | 2016-04-17 | 11 | OFF | 19.12 | 4.5 | 1.81 | 0 | 0.1 | 0 | 0.11 | -0.03 | -0.07 | -0.11 | 0 | 0.28 | 0.28 | 0.23 | 26.22 | 1161.425 | 2.02
D | 4002 | 2016-04-17 | 12 | OFF | 17.13 | 4.5 | 1.81 | 0 | 0.09 | 0 | 0.03 | -0.01 | -0.06 | -0.11 | 0 | 0.28 | 0.28 | 0.23 | 24.17 | 1153.838 | 1.93
D | 4002 | 2016-04-17 | 13 | OFF | 19.74 | 4.5 | 1.81 | 0 | 0.2 | 0 | 0.15 | 0 | -0.04 | -0.11 | 0 | 0.28 | 0.28 | 0.23 | 27.04 | 1136.469 | 2.16
D | 4002 | 2016-04-17 | 14 | OFF | 17.67 | 4.5 | 1.81 | 0 | 0.29 | 0 | 0.07 | -0.02 | -0.05 | -0.11 | 0 | 0.28 | 0.28 | 0.23 | 24.95 | 1117.187 | 2.17
D | 4002 | 2016-04-17 | 15 | OFF | 16.79 | 4.5 | 1.81 | 0 | 0.15 | 0 | 0.02 | -0.02 | -0.03 | -0.11 | 0 | 0.28 | 0.28 | 0.23 | 23.9 | 1101.511 | 1.98
D | 4002 | 2016-04-17 | 16 | OFF | 16.36 | 4.5 | 1.81 | 0 | 0.14 | 0 | 0.01 | -0.01 | -0.05 | -0.11 | 0 | 0.28 | 0.28 | 0.23 | 23.44 | 1102.996 | 1.96
D | 4002 | 2016-04-17 | 17 | OFF | 18.92 | 4.5 | 1.81 | 0 | 0.1 | 0 | 0.02 | 0 | -0.04 | -0.11 | 0 | 0.28 | 0.28 | 0.23 | 25.99 | 1131.59 | 1.93
D | 4002 | 2016-04-17 | 18 | OFF | 28.69 | 4.5 | 1.81 | 0 | 0.24 | 0 | 0.05 | -0.01 | -0.1 | -0.11 | 0 | 0.28 | 0.28 | 0.23 | 35.86 | 1181.097 | 2.1
D | 4002 | 2016-04-17 | 19 | OFF | 32.78 | 4.5 | 1.81 | 0 | 0.28 | 0 | 0 | -0.04 | -0.1 | -0.11 | 0 | 0.28 | 0.28 | 0.23 | 39.91 | 1205.39 | 2.09
D | 4002 | 2016-04-17 | 20 | OFF | 52.19 | 4.5 | 1.81 | 0 | 0.34 | 0 | 0.36 | -0.09 | -0.06 | -0.11 | 0 | 0.28 | 0.28 | 0.23 | 59.73 | 1241.981 | 2.51
D | 4002 | 2016-04-17 | 21 | OFF | 41.02 | 4.5 | 1.81 | 0 | 0.37 | 0 | 0 | 0.03 | -0.18 | -0.11 | 0 | 0.28 | 0.28 | 0.23 | 48.23 | 1256.24 | 2.18
D | 4002 | 2016-04-17 | 22 | OFF | 39.84 | 4.5 | 1.81 | 0 | 0.48 | 0 | 0 | -0.01 | -0.1 | -0.11 | 0 | 0.28 | 0.28 | 0.23 | 47.2 | 1154.347 | 2.29
D | 4002 | 2016-04-17 | 23 | OFF | 26.01 | 4.5 | 1.81 | 0 | 0.5 | 0 | 0.06 | 0.05 | -0.07 | -0.11 | 0 | 0.28 | 0.28 | 0.23 | 33.54 | 1027.856 | 2.37
D | 4002 | 2016-04-17 | 24 | OFF | 20.34 | 4.5 | 1.81 | 0 | 0.22 | 0 | 0 | -0.04 | -0.04 | -0.11 | 0 | 0.28 | 0.28 | 0.23 | 27.47 | 933.325 | 2.03
D | 4002 | 2016-04-18 | 1 | OFF | 19.73 | 4.5 | 1.15 | 0 | 0.09 | 0 | 0 | 0.02 | -0.06 | -0.11 | 0 | 0.28 | 0.28 | 0.23 | 26.11 | 876.139 | 1.24
D | 4002 | 2016-04-18 | 2 | OFF | 19.69 | 4.5 | 1.15 | 0 | 0.07 | 0 | 0 | -0.03 | -0.07 | -0.11 | 0 | 0.28 | 0.28 | 0.23 | 25.99 | 848.57 | 1.22
D | 4002 | 2016-04-18 | 3 | OFF | 19.03 | 4.5 | 1.15 | 0 | 0.06 | 0 | 0 | -0.03 | -0.02 | -0.11 | 0 | 0.28 | 0.28 | 0.23 | 25.37 | 837.623 | 1.21
D | 4002 | 2016-04-18 | 4 | OFF | 15.97 | 4.5 | 1.15 | 0 | 0.06 | 0 | 0 | -0.01 | -0.05 | -0.11 | 0 | 0.28 | 0.28 | 0.23 | 22.3 | 844.865 | 1.21
D | 4002 | 2016-04-18 | 5 | OFF | 16.95 | 4.5 | 1.15 | 0 | 0.07 | 0 | 0 | -0.02 | -0.06 | -0.11 | 0 | 0.28 | 0.28 | 0.23 | 23.27 | 889.188 | 1.22
D | 4002 | 2016-04-18 | 6 | OFF | 17.49 | 4.5 | 1.15 | 0 | 0.08 | 0 | 0 | 0.01 | -0.09 | -0.11 | 0 | 0.28 | 0.28 | 0.23 | 23.82 | 1005.252 | 1.23
D | 4002 | 2016-04-18 | 7 | OFF | 20.62 | 4.5 | 1.15 | 0 | 0.17 | 0 | 0 | -0.04 | -0.1 | -0.11 | 0 | 0.28 | 0.28 | 0.23 | 26.98 | 1173.943 | 1.32
D | 4002 | 2016-04-18 | 8 | ON | 37.21 | 4.5 | 1.15 | 0 | 0.33 | 0.79 | 0.13 | -0.06 | -0.09 | -0.11 | 0 | 0.28 | 0.28 | 0.23 | 44.64 | 1273.212 | 2.4
D | 4002 | 2016-04-18 | 9 | ON | 43.33 | 4.5 | 1.15 | 0 | 0.33 | 0.75 | 0 | -0.06 | -0.11 | -0.11 | 0.02 | 0.28 | 0.28 | 0.23 | 50.59 | 1304.868 | 2.25
D | 4002 | 2016-04-18 | 10 | ON | 35.02 | 4.5 | 1.15 | 0 | 0.22 | 0.73 | 0 | -0.01 | -0.09 | -0.11 | 0 | 0.28 | 0.28 | 0.23 | 42.2 | 1323.249 | 2.1
D | 4002 | 2016-04-18 | 11 | ON | 42.04 | 4.5 | 1.15 | 0 | 0.24 | 0.73 | 0.01 | -0.03 | -0.11 | -0.11 | 0.03 | 0.28 | 0.28 | 0.23 | 49.24 | 1341.121 | 2.16
D | 4002 | 2016-04-18 | 12 | ON | 40.15 | 4.5 | 1.15 | 0 | 0.27 | 0.73 | 0.01 | -0.01 | -0.11 | -0.11 | 0.04 | 0.28 | 0.28 | 0.23 | 47.41 | 1350.399 | 2.2
D | 4002 | 2016-04-18 | 13 | ON | 39 | 4.5 | 1.15 | 0 | 0.28 | 0.73 | 0.05 | 0.07 | -0.09 | -0.11 | 0.02 | 0.28 | 0.28 | 0.23 | 46.39 | 1338.878 | 2.23
D | 4002 | 2016-04-18 | 14 | ON | 38.7 | 4.5 | 1.15 | 0 | 0.23 | 0.75 | 0 | 0 | -0.13 | -0.11 | 0.03 | 0.28 | 0.28 | 0.23 | 45.91 | 1334.022 | 2.16
D | 4002 | 2016-04-18 | 15 | ON | 42.9 | 4.5 | 1.15 | 0 | 0.23 | 0.76 | 0.03 | -0.01 | -0.11 | -0.11 | 0.02 | 0.28 | 0.28 | 0.23 | 50.15 | 1315.129 | 2.19
D | 4002 | 2016-04-18 | 16 | ON | 42.17 | 4.5 | 1.15 | 0 | 0.24 | 0.76 | 0 | -0.03 | -0.11 | -0.11 | 0.03 | 0.28 | 0.28 | 0.23 | 49.39 | 1298.678 | 2.18
D | 4002 | 2016-04-18 | 17 | ON | 44.97 | 4.5 | 1.15 | 0 | 0.28 | 0.76 | 0.1 | 0 | -0.1 | -0.11 | 0.03 | 0.28 | 0.28 | 0.23 | 52.37 | 1300.199 | 2.32
D | 4002 | 2016-04-18 | 18 | ON | 45.7 | 4.5 | 1.15 | 0 | 0.35 | 0.75 | 0.11 | 0 | -0.1 | -0.11 | 0.04 | 0.28 | 0.28 | 0.23 | 53.18 | 1328.16 | 2.4
D | 4002 | 2016-04-18 | 19 | ON | 44.97 | 4.5 | 1.15 | 0 | 0.32 | 0.74 | 0 | 0.01 | -0.12 | -0.11 | 0 | 0.28 | 0.28 | 0.23 | 52.25 | 1345.801 | 2.21
D | 4002 | 2016-04-18 | 20 | ON | 39.07 | 4.5 | 1.15 | 0 | 0.29 | 0.72 | 0 | 0 | -0.14 | -0.11 | 0 | 0.28 | 0.28 | 0.23 | 46.27 | 1362.634 | 2.16
D | 4002 | 2016-04-18 | 21 | ON | 45.31 | 4.5 | 1.15 | 0 | 0.34 | 0.71 | 0 | -0.02 | -0.14 | -0.11 | 0 | 0.28 | 0.28 | 0.23 | 52.53 | 1339.276 | 2.2
D | 4002 | 2016-04-18 | 22 | ON | 35.71 | 4.5 | 1.15 | 0 | 0.22 | 0.78 | 0.07 | -0.05 | -0.08 | -0.11 | 0 | 0.28 | 0.28 | 0.23 | 42.98 | 1221.269 | 2.22
D | 4002 | 2016-04-18 | 23 | ON | 27.73 | 4.5 | 1.15 | 0 | 0.24 | 0.81 | 0.06 | -0.06 | -0.1 | -0.11 | 0 | 0.28 | 0.28 | 0.23 | 35.01 | 1082.853 | 2.26
D | 4002 | 2016-04-18 | 24 | OFF | 24.42 | 4.5 | 1.15 | 0 | 0.2 | 0 | 0 | -0.05 | 0 | -0.11 | 0 | 0.28 | 0.28 | 0.23 | 30.9 | 972.341 | 1.35
D | 4002 | 2016-04-19 | 1 | OFF | 31.69 | 4.5 | 0.43 | 0 | 0.12 | 0 | 0 | 0.05 | -0.1 | -0.11 | 0 | 0.28 | 0.28 | 0.23 | 37.37 | 909.213 | 0.55
D | 4002 | 2016-04-19 | 2 | OFF | 19.64 | 4.5 | 0.43 | 0 | 0.06 | 0 | 0 | 0 | -0.05 | -0.11 | 0 | 0.28 | 0.28 | 0.23 | 25.26 | 874.664 | 0.49
D | 4002 | 2016-04-19 | 3 | OFF | 18.75 | 4.5 | 0.43 | 0 | 0.06 | 0 | 0 | 0 | -0.04 | -0.11 | 0 | 0.28 | 0.28 | 0.23 | 24.38 | 857.209 | 0.49
D | 4002 | 2016-04-19 | 4 | OFF | 18.7 | 4.5 | 0.43 | 0 | 0.07 | 0 | 0 | -0.01 | -0.06 | -0.11 | 0 | 0.28 | 0.28 | 0.23 | 24.31 | 860.449 | 0.5
D | 4002 | 2016-04-19 | 5 | OFF | 18.44 | 4.5 | 0.43 | 0 | 0.05 | 0 | 0 | 0 | -0.04 | -0.11 | 0 | 0.28 | 0.28 | 0.23 | 24.06 | 899.669 | 0.48
D | 4002 | 2016-04-19 | 6 | OFF | 18.75 | 4.5 | 0.43 | 0 | 0.06 | 0 | 0 | 0.01 | -0.05 | -0.11 | 0 | 0.28 | 0.28 | 0.23 | 24.38 | 1012.891 | 0.49
D | 4002 | 2016-04-19 | 7 | OFF | 18.46 | 4.5 | 0.43 | 0 | 0.16 | 0 | 0 | -0.02 | -0.09 | -0.11 | 0 | 0.28 | 0.28 | 0.23 | 24.12 | 1190.09 | 0.59
D | 4002 | 2016-04-19 | 8 | ON | 24.58 | 4.5 | 0.43 | 0 | 0.17 | 0.7 | 0.03 | 0 | -0.1 | -0.11 | 0 | 0.28 | 0.28 | 0.23 | 30.99 | 1291.385 | 1.33
D | 4002 | 2016-04-19 | 9 | ON | 25.64 | 4.5 | 0.43 | 0 | 0.16 | 0.66 | 0 | 0.04 | -0.09 | -0.11 | 0 | 0.28 | 0.28 | 0.23 | 32.02 | 1323.264 | 1.25
D | 4002 | 2016-04-19 | 10 | ON | 29.83 | 4.5 | 0.43 | 0 | 0.19 | 0.66 | 0 | 0.03 | -0.13 | -0.11 | 0 | 0.28 | 0.28 | 0.23 | 36.19 | 1339.527 | 1.28
D | 4002 | 2016-04-19 | 11 | ON | 29.83 | 4.5 | 0.43 | 0 | 0.22 | 0.65 | 0 | 0.03 | -0.12 | -0.11 | 0 | 0.28 | 0.28 | 0.23 | 36.22 | 1366.154 | 1.3
D | 4002 | 2016-04-19 | 12 | ON | 31.14 | 4.5 | 0.43 | 0 | 0.2 | 0.67 | 0.06 | 0 | -0.2 | -0.11 | 0.01 | 0.28 | 0.28 | 0.23 | 37.49 | 1369.321 | 1.37
D | 4002 | 2016-04-19 | 13 | ON | 26.12 | 4.5 | 0.43 | 0 | 0.13 | 0.72 | 0 | 0 | -0.15 | -0.11 | 0 | 0.28 | 0.28 | 0.23 | 32.43 | 1342.879 | 1.28
D | 4002 | 2016-04-19 | 14 | ON | 23.52 | 4.5 | 0.43 | 0 | 0.1 | 0.73 | 0 | 0 | -0.12 | -0.11 | 0 | 0.28 | 0.28 | 0.23 | 29.84 | 1326.027 | 1.26
D | 4002 | 2016-04-19 | 15 | ON | 21.81 | 4.5 | 0.43 | 0 | 0.08 | 0.74 | 0 | 0 | -0.11 | -0.11 | 0 | 0.28 | 0.28 | 0.23 | 28.13 | 1302.543 | 1.25
D | 4002 | 2016-04-19 | 16 | ON | 22.3 | 4.5 | 0.43 | 0 | 0.08 | 0.74 | 0 | -0.01 | -0.09 | -0.11 | 0 | 0.28 | 0.28 | 0.23 | 28.63 | 1287.115 | 1.25
D | 4002 | 2016-04-19 | 17 | ON | 21.39 | 4.5 | 0.43 | 0 | 0.08 | 0.74 | 0 | 0 | -0.12 | -0.11 | 0 | 0.28 | 0.28 | 0.23 | 27.7 | 1290.955 | 1.25
D | 4002 | 2016-04-19 | 18 | ON | 23.18 | 4.5 | 0.43 | 0 | 0.1 | 0.72 | 0 | 0 | -0.11 | -0.11 | 0 | 0.28 | 0.28 | 0.23 | 29.5 | 1309.253 | 1.25
D | 4002 | 2016-04-19 | 19 | ON | 23.25 | 4.5 | 0.43 | 0 | 0.11 | 0.7 | 0 | 0.02 | -0.15 | -0.11 | 0 | 0.28 | 0.28 | 0.23 | 29.54 | 1321.403 | 1.24
D | 4002 | 2016-04-19 | 20 | ON | 21.86 | 4.5 | 0.43 | 0 | 0.06 | 0.69 | 0 | -0.05 | -0.16 | -0.11 | 0 | 0.28 | 0.28 | 0.23 | 28.01 | 1351.95 | 1.18
D | 4002 | 2016-04-19 | 21 | ON | 25.57 | 4.5 | 0.43 | 0 | 0.13 | 0.68 | 0 | 0 | -0.18 | -0.11 | 0 | 0.28 | 0.28 | 0.23 | 31.81 | 1364.572 | 1.24
D | 4002 | 2016-04-19 | 22 | ON | 22.33 | 4.5 | 0.43 | 0 | 0.12 | 0.72 | 0 | -0.06 | -0.11 | -0.11 | 0 | 0.28 | 0.28 | 0.23 | 28.61 | 1255.605 | 1.27
D | 4002 | 2016-04-19 | 23 | ON | 18.83 | 4.5 | 0.43 | 0 | 0.16 | 0.81 | 0 | -0.03 | -0.1 | -0.11 | 0 | 0.28 | 0.28 | 0.23 | 25.28 | 1116.112 | 1.4
D | 4002 | 2016-04-19 | 24 | OFF | 19.55 | 4.5 | 0.43 | 0 | 0.11 | 0 | 0 | -0.04 | -0.1 | -0.11 | 0 | 0.28 | 0.28 | 0.23 | 25.13 | 1004.958 | 0.54
D | 4002 | 2016-04-20 | 1 | OFF | 18.5 | 4.5 | 0.58 | 0 | 0.08 | 0 | 0 | -0.02 | -0.09 | -0.11 | 0 | 0.28 | 0.28 | 0.23 | 24.23 | 939.324 | 0.66
D | 4002 | 2016-04-20 | 2 | OFF | 17.31 | 4.5 | 0.58 | 0 | 0.1 | 0 | 0 | -0.01 | -0.09 | -0.11 | 0 | 0.28 | 0.28 | 0.23 | 23.07 | 904.056 | 0.68
D | 4002 | 2016-04-20 | 3 | OFF | 16.58 | 4.5 | 0.58 | 0 | 0.1 | 0 | 0 | 0 | -0.07 | -0.11 | 0 | 0.28 | 0.28 | 0.23 | 22.37 | 888.132 | 0.68
D | 4002 | 2016-04-20 | 4 | OFF | 14.27 | 4.5 | 0.58 | 0 | 0.09 | 0 | 0 | 0 | -0.09 | -0.11 | 0 | 0.28 | 0.28 | 0.23 | 20.03 | 894.356 | 0.67
D | 4002 | 2016-04-20 | 5 | OFF | 14.26 | 4.5 | 0.58 | 0 | 0.09 | 0 | 0 | -0.01 | -0.1 | -0.11 | 0 | 0.28 | 0.28 | 0.23 | 20 | 936.712 | 0.67
D | 4002 | 2016-04-20 | 6 | OFF | 17.97 | 4.5 | 0.58 | 0 | 0.08 | 0 | 0 | 0.01 | -0.1 | -0.11 | 0 | 0.28 | 0.28 | 0.23 | 23.72 | 1052.907 | 0.66
D | 4002 | 2016-04-20 | 7 | OFF | 19.1 | 4.5 | 0.58 | 0 | 0.17 | 0 | 0 | -0.05 | -0.16 | -0.11 | 0 | 0.28 | 0.28 | 0.23 | 24.82 | 1216.216 | 0.75
D | 4002 | 2016-04-20 | 8 | ON | 23.38 | 4.5 | 0.58 | 0 | 0.2 | 0.81 | 0 | 0 | -0.13 | -0.11 | 0 | 0.28 | 0.28 | 0.23 | 30.02 | 1309.326 | 1.59
D | 4002 | 2016-04-20 | 9 | ON | 23.32 | 4.5 | 0.58 | 0 | 0.1 | 0.78 | 0 | -0.02 | -0.14 | -0.11 | 0 | 0.28 | 0.28 | 0.23 | 29.8 | 1325.406 | 1.46
D | 4002 | 2016-04-20 | 10 | ON | 21.76 | 4.5 | 0.58 | 0 | 0.1 | 0.78 | 0 | 0 | -0.11 | -0.11 | 0 | 0.28 | 0.28 | 0.23 | 28.29 | 1327.658 | 1.46
D | 4002 | 2016-04-20 | 11 | ON | 19.71 | 4.5 | 0.58 | 0 | 0.08 | 0.79 | 0 | -0.02 | -0.13 | -0.11 | 0 | 0.28 | 0.28 | 0.23 | 26.19 | 1329.776 | 1.45
D | 4002 | 2016-04-20 | 12 | ON | 22.37 | 4.5 | 0.58 | 0 | 0.09 | 0.81 | 0 | -0.02 | -0.15 | -0.11 | 0 | 0.28 | 0.28 | 0.23 | 28.86 | 1327.439 | 1.48
D | 4002 | 2016-04-20 | 13 | ON | 22.8 | 4.5 | 0.58 | 0 | 0.09 | 0.82 | 0 | 0 | -0.11 | -0.11 | 0 | 0.28 | 0.28 | 0.23 | 29.36 | 1308.247 | 1.49
D | 4002 | 2016-04-20 | 14 | ON | 27.5 | 4.5 | 0.58 | 0 | 0.14 | 0.82 | 0.16 | -0.02 | -0.09 | -0.11 | 0 | 0.28 | 0.28 | 0.23 | 34.27 | 1306.408 | 1.7
D | 4002 | 2016-04-20 | 15 | ON | 20.74 | 4.5 | 0.58 | 0 | 0.08 | 0.83 | 0 | -0.01 | -0.1 | -0.11 | 0 | 0.28 | 0.28 | 0.23 | 27.3 | 1282.444 | 1.49
D | 4002 | 2016-04-20 | 16 | ON | 21.3 | 4.5 | 0.58 | 0 | 0.07 | 0.83 | 0.06 | 0.01 | -0.1 | -0.11 | 0 | 0.28 | 0.28 | 0.23 | 27.93 | 1267.293 | 1.54
D | 4002 | 2016-04-20 | 17 | ON | 26.38 | 4.5 | 0.58 | 0 | 0.1 | 0.82 | 0.25 | -0.01 | -0.14 | -0.11 | 0 | 0.28 | 0.28 | 0.23 | 33.16 | 1268.559 | 1.75
D | 4002 | 2016-04-20 | 18 | ON | 21.84 | 4.5 | 0.58 | 0 | 0.07 | 0.8 | 0.05 | -0.02 | -0.08 | -0.11 | 0 | 0.28 | 0.28 | 0.23 | 28.42 | 1285.17 | 1.5
D | 4002 | 2016-04-20 | 19 | ON | 23.07 | 4.5 | 0.58 | 0 | 0.11 | 0.77 | 0.01 | -0.04 | -0.1 | -0.11 | 0 | 0.28 | 0.28 | 0.23 | 29.58 | 1296.391 | 1.47
D | 4002 | 2016-04-20 | 20 | ON | 25.2 | 4.5 | 0.58 | 0 | 0.1 | 0.75 | 0.02 | -0.02 | -0.09 | -0.11 | 0 | 0.28 | 0.28 | 0.23 | 31.72 | 1330.16 | 1.45
D | 4002 | 2016-04-20 | 21 | ON | 27.02 | 4.5 | 0.58 | 0 | 0.11 | 0.75 | 0 | -0.02 | -0.17 | -0.11 | 0 | 0.28 | 0.28 | 0.23 | 33.45 | 1352.919 | 1.44
D | 4002 | 2016-04-20 | 22 | ON | 21.4 | 4.5 | 0.58 | 0 | 0.17 | 0.79 | 0 | -0.05 | -0.1 | -0.11 | 0 | 0.28 | 0.28 | 0.23 | 27.97 | 1249.294 | 1.54
D | 4002 | 2016-04-20 | 23 | ON | 19.08 | 4.5 | 0.58 | 0 | 0.16 | 0.89 | 0 | -0.04 | -0.08 | -0.11 | 0 | 0.28 | 0.28 | 0.23 | 25.77 | 1106.812 | 1.63
D | 4002 | 2016-04-20 | 24 | OFF | 17.57 | 4.5 | 0.58 | 0 | 0.12 | 0 | 0 | 0 | -0.05 | -0.11 | 0 | 0.28 | 0.28 | 0.23 | 23.4 | 997.788 | 0.7
D | 4002 | 2016-04-21 | 1 | OFF | 18 | 4.5 | 0.78 | 0 | 0.05 | 0 | 0 | -0.02 | -0.03 | -0.11 | 0 | 0.28 | 0.28 | 0.23 | 23.96 | 935.571 | 0.83
D | 4002 | 2016-04-21 | 2 | OFF | 17.14 | 4.5 | 0.78 | 0 | 0.05 | 0 | 0 | 0.02 | -0.03 | -0.11 | 0 | 0.28 | 0.28 | 0.23 | 23.14 | 906.409 | 0.83
D | 4002 | 2016-04-21 | 3 | OFF | 17.57 | 4.5 | 0.78 | 0 | 0.05 | 0 | 0 | -0.05 | -0.05 | -0.11 | 0 | 0.28 | 0.28 | 0.23 | 23.48 | 891.305 | 0.83
D | 4002 | 2016-04-21 | 4 | OFF | 16.37 | 4.5 | 0.78 | 0 | 0.07 | 0 | 0 | 0.02 | -0.04 | -0.11 | 0 | 0.28 | 0.28 | 0.23 | 22.38 | 899.193 | 0.85
D | 4002 | 2016-04-21 | 5 | OFF | 16.89 | 4.5 | 0.78 | 0 | 0.06 | 0 | 0 | -0.02 | -0.03 | -0.11 | 0 | 0.28 | 0.28 | 0.23 | 22.86 | 945.846 | 0.84
D | 4002 | 2016-04-21 | 6 | OFF | 18.33 | 4.5 | 0.78 | 0 | 0.06 | 0 | 0 | -0.02 | -0.04 | -0.11 | 0 | 0.28 | 0.28 | 0.23 | 24.29 | 1060.303 | 0.84
D | 4002 | 2016-04-21 | 7 | OFF | 21.79 | 4.5 | 0.78 | 0 | 0.16 | 0 | 0 | -0.02 | -0.08 | -0.11 | 0 | 0.28 | 0.28 | 0.23 | 27.81 | 1224.968 | 0.94
D | 4002 | 2016-04-21 | 8 | ON | 33.03 | 4.5 | 0.78 | 0 | 0.32 | 0.81 | 0 | -0.03 | -0.11 | -0.11 | 0 | 0.28 | 0.28 | 0.23 | 39.98 | 1318.426 | 1.91
D | 4002 | 2016-04-21 | 9 | ON | 28.48 | 4.5 | 0.78 | 0 | 0.19 | 0.78 | 0.04 | -0.03 | -0.08 | -0.11 | 0 | 0.28 | 0.28 | 0.23 | 35.34 | 1332.878 | 1.79
D | 4002 | 2016-04-21 | 10 | ON | 22.83 | 4.5 | 0.78 | 0 | 0.07 | 0.77 | 0 | -0.01 | -0.1 | -0.11 | 0 | 0.28 | 0.28 | 0.23 | 29.52 | 1334.107 | 1.62
D | 4002 | 2016-04-21 | 11 | ON | 30.14 | 4.5 | 0.78 | 0 | 0.11 | 0.78 | 0.03 | -0.04 | -0.1 | -0.11 | 0 | 0.28 | 0.28 | 0.23 | 36.88 | 1340.887 | 1.7
D | 4002 | 2016-04-21 | 12 | ON | 23.78 | 4.5 | 0.78 | 0 | 0.09 | 0.8 | 0.06 | -0.01 | -0.1 | -0.11 | 0 | 0.28 | 0.28 | 0.23 | 30.58 | 1342.122 | 1.73
D | 4002 | 2016-04-21 | 13 | ON | 21.58 | 4.5 | 0.78 | 0 | 0.05 | 0.81 | 0.01 | -0.01 | -0.13 | -0.11 | 0 | 0.28 | 0.28 | 0.23 | 28.27 | 1330.784 | 1.65
D | 4002 | 2016-04-21 | 14 | ON | 27 | 4.5 | 0.78 | 0 | 0.09 | 0.8 | 0 | -0.03 | -0.11 | -0.11 | 0 | 0.28 | 0.28 | 0.23 | 33.71 | 1334.198 | 1.67
D | 4002 | 2016-04-21 | 15 | ON | 23.38 | 4.5 | 0.78 | 0 | 0.06 | 0.81 | 0.08 | -0.01 | -0.12 | -0.11 | 0 | 0.28 | 0.28 | 0.23 | 30.16 | 1326.442 | 1.73
D | 4002 | 2016-04-21 | 16 | ON | 21.94 | 4.5 | 0.78 | 0 | 0.06 | 0.81 | 0 | -0.01 | -0.11 | -0.11 | 0 | 0.28 | 0.28 | 0.23 | 28.65 | 1320.918 | 1.65
D | 4002 | 2016-04-21 | 17 | ON | 25.84 | 4.5 | 0.78 | 0 | 0.08 | 0.8 | 0 | -0.02 | -0.07 | -0.11 | 0 | 0.28 | 0.28 | 0.23 | 32.59 | 1315.41 | 1.66
D | 4002 | 2016-04-21 | 18 | ON | 24.37 | 4.5 | 0.78 | 0 | 0.11 | 0.8 | 0 | 0 | -0.09 | -0.11 | 0 | 0.28 | 0.28 | 0.23 | 31.15 | 1320.275 | 1.69
D | 4002 | 2016-04-21 | 19 | ON | 24.45 | 4.5 | 0.78 | 0 | 0.11 | 0.79 | 0 | -0.01 | -0.11 | -0.11 | 0 | 0.28 | 0.28 | 0.23 | 31.19 | 1314.301 | 1.68
D | 4002 | 2016-04-21 | 20 | ON | 27.12 | 4.5 | 0.78 | 0 | 0.08 | 0.77 | 0 | -0.05 | -0.11 | -0.11 | 0 | 0.28 | 0.28 | 0.23 | 33.77 | 1335.263 | 1.63
D | 4002 | 2016-04-21 | 21 | ON | 36.19 | 4.5 | 0.78 | 0 | 0.13 | 0.76 | 0.03 | 0.03 | -0.13 | -0.11 | 0 | 0.28 | 0.28 | 0.23 | 42.97 | 1350.829 | 1.7
D | 4002 | 2016-04-21 | 22 | ON | 22.26 | 4.5 | 0.78 | 0 | 0.13 | 0.82 | 0 | 0 | -0.07 | -0.11 | 0 | 0.28 | 0.28 | 0.23 | 29.1 | 1245.611 | 1.73
D | 4002 | 2016-04-21 | 23 | ON | 20.17 | 4.5 | 0.78 | 0 | 0.17 | 0.9 | 0 | -0.03 | -0.05 | -0.11 | 0 | 0.28 | 0.28 | 0.23 | 27.12 | 1102.528 | 1.85
D | 4002 | 2016-04-21 | 24 | OFF | 19.52 | 4.5 | 0.78 | 0 | 0.09 | 0 | 0 | -0.02 | -0.02 | -0.11 | 0 | 0.28 | 0.28 | 0.23 | 25.53 | 984.083 | 0.87
D | 4002 | 2016-04-22 | 1 | OFF | 18.25 | 4.5 | 1.84 | 0 | 0.04 | 0 | 0 | 0.01 | -0.03 | -0.11 | 0 | 0.28 | 0.28 | 0.23 | 25.29 | 910.578 | 1.88
D | 4002 | 2016-04-22 | 2 | OFF | 16.78 | 4.5 | 1.84 | 0 | 0.03 | 0 | 0 | 0.01 | -0.04 | -0.11 | 0 | 0.28 | 0.28 | 0.23 | 23.8 | 872.125 | 1.87
D | 4002 | 2016-04-22 | 3 | OFF | 15.57 | 4.5 | 1.84 | 0 | 0.04 | 0 | 0 | 0.02 | -0.05 | -0.11 | 0 | 0.28 | 0.28 | 0.23 | 22.6 | 852.172 | 1.88
D | 4002 | 2016-04-22 | 4 | OFF | 16.26 | 4.5 | 1.84 | 0 | 0.06 | 0 | 0 | 0 | -0.03 | -0.11 | 0 | 0.28 | 0.28 | 0.23 | 23.31 | 850.348 | 1.9
D | 4002 | 2016-04-22 | 5 | OFF | 17.55 | 4.5 | 1.84 | 0 | 0.08 | 0 | 0 | -0.02 | -0.04 | -0.11 | 0 | 0.28 | 0.28 | 0.23 | 24.59 | 884.424 | 1.92
D | 4002 | 2016-04-22 | 6 | OFF | 17.15 | 4.5 | 1.84 | 0 | 0.15 | 0 | 0 | -0.01 | -0.03 | -0.11 | 0 | 0.28 | 0.28 | 0.23 | 24.28 | 984.354 | 1.99
D | 4002 | 2016-04-22 | 7 | OFF | 19.26 | 4.5 | 1.84 | 0 | 0.12 | 0 | 0.03 | -0.04 | -0.04 | -0.11 | 0 | 0.28 | 0.28 | 0.23 | 26.35 | 1138.892 | 1.99
D | 4002 | 2016-04-22 | 8 | ON | 27.06 | 4.5 | 1.84 | 0 | 0.14 | 0.84 | 0.01 | 0 | -0.05 | -0.11 | 0 | 0.28 | 0.28 | 0.23 | 35.02 | 1251.067 | 2.83
D | 4002 | 2016-04-22 | 9 | ON | 34.36 | 4.5 | 1.84 | 0 | 0.15 | 0.79 | 0.08 | -0.07 | -0.05 | -0.11 | 0 | 0.28 | 0.28 | 0.23 | 42.28 | 1301.964 | 2.86
D | 4002 | 2016-04-22 | 10 | ON | 35.12 | 4.5 | 1.84 | 0 | 0.29 | 0.78 | 0.1 | -0.06 | -0.08 | -0.11 | 0 | 0.28 | 0.28 | 0.23 | 43.17 | 1340.15 | 3.01
D | 4002 | 2016-04-22 | 11 | ON | 34.68 | 4.5 | 1.84 | 0 | 0.38 | 0.76 | 0.06 | -0.02 | -0.1 | -0.11 | 0 | 0.28 | 0.28 | 0.23 | 42.78 | 1368.506 | 3.04
D | 4002 | 2016-04-22 | 12 | ON | 33.47 | 4.5 | 1.84 | 0 | 0.15 | 0.76 | 0 | -0.04 | -0.12 | -0.11 | 0 | 0.28 | 0.28 | 0.23 | 41.24 | 1378.65 | 2.75
D | 4002 | 2016-04-22 | 13 | ON | 34.05 | 4.5 | 1.84 | 0 | 0.14 | 0.77 | 0.04 | -0.06 | -0.12 | -0.11 | 0 | 0.28 | 0.28 | 0.23 | 41.84 | 1361.873 | 2.79
D | 4002 | 2016-04-22 | 14 | ON | 37.48 | 4.5 | 1.84 | 0 | 0.25 | 0.76 | 0 | -0.02 | -0.1 | -0.11 | 0 | 0.28 | 0.28 | 0.23 | 45.39 | 1356.109 | 2.85
D | 4002 | 2016-04-22 | 15 | ON | 46.32 | 4.5 | 1.84 | 0 | 0.22 | 0.77 | 0.11 | -0.08 | -0.07 | -0.11 | 0.02 | 0.28 | 0.28 | 0.23 | 54.31 | 1328.252 | 2.96
D | 4002 | 2016-04-22 | 16 | ON | 53.19 | 4.5 | 1.84 | 0 | 0.31 | 0.75 | 0.06 | -0.08 | -0.11 | -0.11 | 0.02 | 0.28 | 0.28 | 0.23 | 61.16 | 1307.475 | 2.98
D | 4002 | 2016-04-22 | 17 | ON | 32.48 | 4.5 | 1.84 | 0 | 0.21 | 0.72 | 0.07 | -0.03 | -0.1 | -0.11 | 0 | 0.28 | 0.28 | 0.23 | 40.37 | 1302.701 | 2.84
D | 4002 | 2016-04-22 | 18 | ON | 37.5 | 4.5 | 1.84 | 0 | 0.2 | 0.73 | 0 | -0.04 | -0.08 | -0.11 | 0 | 0.28 | 0.28 | 0.23 | 45.33 | 1304.149 | 2.77
D | 4002 | 2016-04-22 | 19 | ON | 28.79 | 4.5 | 1.84 | 0 | 0.23 | 0.73 | 0.24 | -0.02 | -0.05 | -0.11 | 0 | 0.28 | 0.28 | 0.23 | 36.94 | 1296.345 | 3.04
D | 4002 | 2016-04-22 | 20 | ON | 41.03 | 4.5 | 1.84 | 0 | 0.15 | 0.72 | 0.41 | -0.1 | -0.04 | -0.11 | 0 | 0.28 | 0.28 | 0.23 | 49.19 | 1310.199 | 3.12
D | 4002 | 2016-04-22 | 21 | ON | 63.25 | 4.5 | 1.84 | 0 | 0.66 | 0.72 | 0.64 | 0.15 | 0.09 | -0.11 | 0 | 0.28 | 0.28 | 0.23 | 72.53 | 1298.626 | 3.86
D | 4002 | 2016-04-22 | 22 | ON | 20.38 | 4.5 | 1.84 | 0 | 0.24 | 0.77 | 0.01 | 0.01 | -0.05 | -0.11 | 0 | 0.28 | 0.28 | 0.23 | 28.38 | 1212.847 | 2.86
D | 4002 | 2016-04-22 | 23 | ON | 19.27 | 4.5 | 1.84 | 0 | 0.14 | 0.87 | 0.01 | -0.01 | -0.05 | -0.11 | 0 | 0.28 | 0.28 | 0.23 | 27.25 | 1095.903 | 2.86
D | 4002 | 2016-04-22 | 24 | OFF | 23.08 | 4.5 | 1.84 | 0 | 0.17 | 0 | 0.05 | -0.05 | -0.03 | -0.11 | 0 | 0.28 | 0.28 | 0.23 | 30.24 | 983.671 | 2.06
D | 4002 | 2016-04-23 | 1 | OFF | 21.85 | 4.5 | 2.04 | 0 | 0.07 | 0 | 0.01 | -0.02 | 0 | -0.11 | 0 | 0.28 | 0.28 | 0.23 | 29.13 | 903.565 | 2.12
D | 4002 | 2016-04-23 | 2 | OFF | 22.14 | 4.5 | 2.04 | 0 | 0.09 | 0 | 0 | -0.01 | 0.03 | -0.11 | 0 | 0.28 | 0.28 | 0.23 | 29.47 | 861.91 | 2.13
D | 4002 | 2016-04-23 | 3 | OFF | 22.75 | 4.5 | 2.04 | 0 | 0.05 | 0 | 0 | 0.02 | 0.02 | -0.11 | 0 | 0.28 | 0.28 | 0.23 | 30.06 | 836.997 | 2.09
D | 4002 | 2016-04-23 | 4 | OFF | 20.96 | 4.5 | 2.04 | 0 | 0.06 | 0 | 0 | -0.01 | -0.02 | -0.11 | 0 | 0.28 | 0.28 | 0.23 | 28.21 | 828.133 | 2.1
D | 4002 | 2016-04-23 | 5 | OFF | 20.99 | 4.5 | 2.04 | 0 | 0.07 | 0 | 0 | -0.01 | -0.02 | -0.11 | 0 | 0.28 | 0.28 | 0.23 | 28.25 | 838.35 | 2.11
D | 4002 | 2016-04-23 | 6 | OFF | 21.31 | 4.5 | 2.04 | 0 | 0.07 | 0 | 0 | -0.01 | -0.02 | -0.11 | 0 | 0.28 | 0.28 | 0.23 | 28.57 | 876.334 | 2.11
D | 4002 | 2016-04-23 | 7 | OFF | 20.59 | 4.5 | 2.04 | 0 | 0.16 | 0 | 0 | 0 | -0.02 | -0.11 | 0 | 0.28 | 0.28 | 0.23 | 27.95 | 942.285 | 2.2
D | 4002 | 2016-04-23 | 8 | OFF | 18.13 | 4.5 | 2.04 | 0 | 0.12 | 0 | 0.01 | -0.05 | -0.03 | -0.11 | 0 | 0.28 | 0.28 | 0.23 | 25.4 | 1037.732 | 2.17
D | 4002 | 2016-04-23 | 9 | OFF | 27.87 | 4.5 | 2.04 | 0 | 0.09 | 0 | 0.05 | -0.06 | -0.02 | -0.11 | 0 | 0.28 | 0.28 | 0.23 | 35.15 | 1124.804 | 2.18
D | 4002 | 2016-04-23 | 10 | OFF | 32.07 | 4.5 | 2.04 | 0 | 0.08 | 0 | 0.03 | -0.05 | -0.07 | -0.11 | 0 | 0.28 | 0.28 | 0.23 | 39.28 | 1175.047 | 2.15
D | 4002 | 2016-04-23 | 11 | OFF | 42.82 | 4.5 | 2.04 | 0 | 0.17 | 0 | 0.11 | -0.03 | -0.1 | -0.11 | 0 | 0.28 | 0.28 | 0.23 | 50.19 | 1193.743 | 2.32
D | 4002 | 2016-04-23 | 12 | OFF | 38.86 | 4.5 | 2.04 | 0 | 0.22 | 0 | 0.03 | -0.03 | 0.02 | -0.11 | 0 | 0.28 | 0.28 | 0.23 | 46.32 | 1184.705 | 2.29
D | 4002 | 2016-04-23 | 13 | OFF | 22.25 | 4.5 | 2.04 | 0 | 0.12 | 0 | 0 | -0.02 | -0.05 | -0.11 | 0 | 0.28 | 0.28 | 0.23 | 29.52 | 1161.273 | 2.16
D | 4002 | 2016-04-23 | 14 | OFF | 25.96 | 4.5 | 2.04 | 0 | 0.13 | 0 | 0 | 0.01 | -0.04 | -0.11 | 0 | 0.28 | 0.28 | 0.23 | 33.28 | 1134.391 | 2.17
D | 4002 | 2016-04-23 | 15 | OFF | 21.89 | 4.5 | 2.04 | 0 | 0.07 | 0 | 0.04 | 0.01 | -0.01 | -0.11 | 0 | 0.28 | 0.28 | 0.23 | 29.22 | 1116.749 | 2.15
D | 4002 | 2016-04-23 | 16 | OFF | 21.35 | 4.5 | 2.04 | 0 | 0.05 | 0 | 0.05 | 0.02 | -0.04 | -0.11 | 0 | 0.28 | 0.28 | 0.23 | 28.65 | 1108.083 | 2.14
D | 4002 | 2016-04-23 | 17 | OFF | 20.26 | 4.5 | 2.04 | 0 | 0.07 | 0 | 0.08 | -0.01 | -0.04 | -0.11 | 0 | 0.28 | 0.28 | 0.23 | 27.58 | 1117.176 | 2.19
D | 4002 | 2016-04-23 | 18 | OFF | 23.03 | 4.5 | 2.04 | 0 | 0.09 | 0 | 0.14 | -0.03 | -0.07 | -0.11 | 0 | 0.28 | 0.28 | 0.23 | 30.38 | 1142.528 | 2.27
D | 4002 | 2016-04-23 | 19 | OFF | 24.03 | 4.5 | 2.04 | 0 | 0.09 | 0 | 0.13 | -0.01 | -0.07 | -0.11 | 0 | 0.28 | 0.28 | 0.23 | 31.39 | 1148.588 | 2.26
D | 4002 | 2016-04-23 | 20 | OFF | 20.76 | 4.5 | 2.04 | 0 | 0.06 | 0 | 0 | -0.02 | -0.07 | -0.11 | 0 | 0.28 | 0.28 | 0.23 | 27.95 | 1168.487 | 2.1
D | 4002 | 2016-04-23 | 21 | OFF | 26.63 | 4.5 | 2.04 | 0 | 0.11 | 0 | 0 | -0.04 | -0.14 | -0.11 | 0 | 0.28 | 0.28 | 0.23 | 33.78 | 1193.668 | 2.15
D | 4002 | 2016-04-23 | 22 | OFF | 21.41 | 4.5 | 2.04 | 0 | 0.15 | 0 | 0 | -0.04 | -0.11 | -0.11 | 0 | 0.28 | 0.28 | 0.23 | 28.63 | 1120.611 | 2.19
D | 4002 | 2016-04-23 | 23 | OFF | 20.1 | 4.5 | 2.04 | 0 | 0.18 | 0 | 0.01 | -0.01 | -0.04 | -0.11 | 0 | 0.28 | 0.28 | 0.23 | 27.46 | 1022.777 | 2.23
D | 4002 | 2016-04-23 | 24 | OFF | 21.74 | 4.5 | 2.04 | 0 | 0.24 | 0 | 0.01 | -0.05 | -0.05 | -0.11 | 0 | 0.28 | 0.28 | 0.23 | 29.11 | 933.953 | 2.29
D | 4002 | 2016-04-24 | 1 | OFF | 17.08 | 4.5 | 0.76 | 0 | 0.05 | 0 | 0 | 0 | -0.06 | -0.11 | 0 | 0.28 | 0.28 | 0.23 | 23.01 | 867.364 | 0.81
D | 4002 | 2016-04-24 | 2 | OFF | 17.57 | 4.5 | 0.76 | 0 | 0.03 | 0 | 0 | -0.01 | -0.09 | -0.11 | 0 | 0.28 | 0.28 | 0.23 | 23.44 | 832.431 | 0.79
D | 4002 | 2016-04-24 | 3 | OFF | 17.5 | 4.5 | 0.76 | 0 | 0.03 | 0 | 0 | -0.03 | -0.09 | -0.11 | 0 | 0.28 | 0.28 | 0.23 | 23.35 | 815.294 | 0.79
D | 4002 | 2016-04-24 | 4 | OFF | 15.75 | 4.5 | 0.76 | 0 | 0.05 | 0 | 0 | -0.01 | -0.06 | -0.11 | 0 | 0.28 | 0.28 | 0.23 | 21.67 | 813.715 | 0.81
D | 4002 | 2016-04-24 | 5 | OFF | 15.85 | 4.5 | 0.76 | 0 | 0.05 | 0 | 0 | -0.04 | -0.1 | -0.11 | 0 | 0.28 | 0.28 | 0.23 | 21.7 | 826.475 | 0.81
D | 4002 | 2016-04-24 | 6 | OFF | 16.99 | 4.5 | 0.76 | 0 | 0.06 | 0 | 0 | 0 | -0.12 | -0.11 | 0 | 0.28 | 0.28 | 0.23 | 22.87 | 853.498 | 0.82
D | 4002 | 2016-04-24 | 7 | OFF | 18.11 | 4.5 | 0.76 | 0 | 0.16 | 0 | 0 | -0.04 | -0.08 | -0.11 | 0 | 0.28 | 0.28 | 0.23 | 24.09 | 899.301 | 0.92
D | 4002 | 2016-04-24 | 8 | OFF | 17.99 | 4.5 | 0.76 | 0 | 0.11 | 0 | 0 | 0.01 | -0.04 | -0.11 | 0 | 0.28 | 0.28 | 0.23 | 24.01 | 982.368 | 0.87
D | 4002 | 2016-04-24 | 9 | OFF | 17.31 | 4.5 | 0.76 | 0 | 0.11 | 0 | 0 | 0 | -0.09 | -0.11 | 0 | 0.28 | 0.28 | 0.23 | 23.27 | 1070.291 | 0.87
D | 4002 | 2016-04-24 | 10 | OFF | 16.55 | 4.5 | 0.76 | 0 | 0.07 | 0 | 0 | -0.01 | -0.07 | -0.11 | 0 | 0.28 | 0.28 | 0.23 | 22.48 | 1119.032 | 0.83
D | 4002 | 2016-04-24 | 11 | OFF | 16.69 | 4.5 | 0.76 | 0 | 0.07 | 0 | 0 | -0.02 | -0.06 | -0.11 | 0 | 0.28 | 0.28 | 0.23 | 22.62 | 1132.791 | 0.83
D | 4002 | 2016-04-24 | 12 | OFF | 17.69 | 4.5 | 0.76 | 0 | 0.06 | 0 | 0 | -0.02 | -0.06 | -0.11 | 0 | 0.28 | 0.28 | 0.23 | 23.61 | 1128.868 | 0.82
D | 4002 | 2016-04-24 | 13 | OFF | 17.48 | 4.5 | 0.76 | 0 | 0.07 | 0 | 0 | -0.01 | -0.03 | -0.11 | 0 | 0.28 | 0.28 | 0.23 | 23.45 | 1115.33 | 0.83
D | 4002 | 2016-04-24 | 14 | OFF | 15.7 | 4.5 | 0.76 | 0 | 0.07 | 0 | 0 | 0 | -0.06 | -0.11 | 0 | 0.28 | 0.28 | 0.23 | 21.65 | 1093.596 | 0.83
D | 4002 | 2016-04-24 | 15 | OFF | 14.82 | 4.5 | 0.76 | 0 | 0.08 | 0 | 0 | -0.03 | -0.09 | -0.11 | 0 | 0.28 | 0.28 | 0.23 | 20.72 | 1076.938 | 0.84
D | 4002 | 2016-04-24 | 16 | OFF | 14.67 | 4.5 | 0.76 | 0 | 0.08 | 0 | 0 | -0.01 | -0.07 | -0.11 | 0 | 0.28 | 0.28 | 0.23 | 20.61 | 1075.687 | 0.84
D | 4002 | 2016-04-24 | 17 | OFF | 17.9 | 4.5 | 0.76 | 0 | 0.06 | 0 | 0.01 | -0.04 | -0.07 | -0.11 | 0 | 0.28 | 0.28 | 0.23 | 23.8 | 1102.437 | 0.83
D | 4002 | 2016-04-24 | 18 | OFF | 21.32 | 4.5 | 0.76 | 0 | 0.08 | 0 | 0.02 | -0.01 | -0.06 | -0.11 | 0 | 0.28 | 0.28 | 0.23 | 27.29 | 1143.45 | 0.86
D | 4002 | 2016-04-24 | 19 | OFF | 24.22 | 4.5 | 0.76 | 0 | 0.13 | 0 | 0 | -0.03 | -0.07 | -0.11 | 0 | 0.28 | 0.28 | 0.23 | 30.19 | 1165.623 | 0.89
D | 4002 | 2016-04-24 | 20 | OFF | 28.16 | 4.5 | 0.76 | 0 | 0.13 | 0 | 0.01 | -0.07 | -0.07 | -0.11 | 0 | 0.28 | 0.28 | 0.23 | 34.1 | 1197.097 | 0.9
D | 4002 | 2016-04-24 | 21 | OFF | 38.63 | 4.5 | 0.76 | 0 | 0.28 | 0 | 0 | -0.02 | -0.07 | -0.11 | 0 | 0.28 | 0.28 | 0.23 | 44.76 | 1210.159 | 1.04
D | 4002 | 2016-04-24 | 22 | OFF | 21.19 | 4.5 | 0.76 | 0 | 0.17 | 0 | 0 | 0 | -0.05 | -0.11 | 0 | 0.28 | 0.28 | 0.23 | 27.25 | 1124.501 | 0.93
D | 4002 | 2016-04-24 | 23 | OFF | 19.98 | 4.5 | 0.76 | 0 | 0.12 | 0 | 0 | -0.05 | -0.01 | -0.11 | 0 | 0.28 | 0.28 | 0.23 | 25.98 | 1018.684 | 0.88
D | 4002 | 2016-04-24 | 24 | OFF | 18.81 | 4.5 | 0.76 | 0 | 0.12 | 0 | 0 | -0.03 | 0 | -0.11 | 0 | 0.28 | 0.28 | 0.23 | 24.84 | 934.229 | 0.88
D | 4002 | 2016-04-25 | 1 | OFF | 15.43 | 4.5 | 1.02 | 0 | 0.06 | 0 | 0 | 0.03 | -0.02 | -0.11 | 0 | 0.28 | 0.28 | 0.23 | 21.7 | 880.792 | 1.08
D | 4002 | 2016-04-25 | 2 | OFF | 15.07 | 4.5 | 1.02 | 0 | 0.07 | 0 | 0 | 0.03 | -0.03 | -0.11 | 0 | 0.28 | 0.28 | 0.23 | 21.34 | 858.492 | 1.09
D | 4002 | 2016-04-25 | 3 | OFF | 15.16 | 4.5 | 1.02 | 0 | 0.06 | 0 | 0 | 0.01 | -0.03 | -0.11 | 0 | 0.28 | 0.28 | 0.23 | 21.4 | 850.467 | 1.08
D | 4002 | 2016-04-25 | 4 | OFF | 14.41 | 4.5 | 1.02 | 0 | 0.06 | 0 | 0 | -0.02 | -0.04 | -0.11 | 0 | 0.28 | 0.28 | 0.23 | 20.61 | 862.73 | 1.08
D | 4002 | 2016-04-25 | 5 | OFF | 16.5 | 4.5 | 1.02 | 0 | 0.06 | 0 | 0 | -0.03 | -0.04 | -0.11 | 0 | 0.28 | 0.28 | 0.23 | 22.69 | 908.285 | 1.08
D | 4002 | 2016-04-25 | 6 | OFF | 19.91 | 4.5 | 1.02 | 0 | 0.03 | 0 | 0 | -0.03 | -0.05 | -0.11 | 0 | 0.28 | 0.28 | 0.23 | 26.06 | 1015.931 | 1.05
D | 4002 | 2016-04-25 | 7 | OFF | 27.36 | 4.5 | 1.02 | 0 | 0.15 | 0 | 0.14 | -0.06 | -0.09 | -0.11 | 0 | 0.28 | 0.28 | 0.23 | 33.7 | 1160.756 | 1.31
D | 4002 | 2016-04-25 | 8 | ON | 38.16 | 4.5 | 1.02 | 0 | 0.28 | 0.77 | 0.13 | -0.06 | -0.13 | -0.11 | 0.02 | 0.28 | 0.28 | 0.23 | 45.37 | 1265.944 | 2.22
D | 4002 | 2016-04-25 | 9 | ON | 40.14 | 4.5 | 1.02 | 0 | 0.21 | 0.75 | 0.02 | -0.05 | -0.14 | -0.11 | 0 | 0.28 | 0.28 | 0.23 | 47.13 | 1305.818 | 2
D | 4002 | 2016-04-25 | 10 | ON | 37.67 | 4.5 | 1.02 | 0 | 0.19 | 0.75 | 0 | -0.05 | -0.16 | -0.11 | 0 | 0.28 | 0.28 | 0.23 | 44.6 | 1325.981 | 1.96
D | 4002 | 2016-04-25 | 11 | ON | 28.34 | 4.5 | 1.02 | 0 | 0.12 | 0.75 | 0 | -0.02 | -0.12 | -0.11 | 0 | 0.28 | 0.28 | 0.23 | 35.27 | 1342.043 | 1.89
D | 4002 | 2016-04-25 | 12 | ON | 28.72 | 4.5 | 1.02 | 0 | 0.08 | 0.75 | 0 | -0.01 | -0.14 | -0.11 | 0 | 0.28 | 0.28 | 0.23 | 35.6 | 1334.632 | 1.85
D | 4002 | 2016-04-25 | 13 | ON | 26.5 | 4.5 | 1.02 | 0 | 0.09 | 0.76 | 0 | -0.03 | -0.08 | -0.11 | 0 | 0.28 | 0.28 | 0.23 | 33.44 | 1309.679 | 1.87
D | 4002 | 2016-04-25 | 14 | ON | 32.44 | 4.5 | 1.02 | 0 | 0.14 | 0.75 | 0 | -0.03 | -0.13 | -0.11 | 0 | 0.28 | 0.28 | 0.23 | 39.37 | 1303.196 | 1.91
D | 4002 | 2016-04-25 | 15 | ON | 34.05 | 4.5 | 1.02 | 0 | 0.13 | 0.81 | 0 | -0.02 | -0.14 | -0.11 | 0 | 0.28 | 0.28 | 0.23 | 41.03 | 1288.98 | 1.96
D | 4002 | 2016-04-25 | 16 | ON | 25.62 | 4.5 | 1.02 | 0 | 0.09 | 0.88 | 0 | -0.03 | -0.12 | -0.11 | 0 | 0.28 | 0.28 | 0.23 | 32.64 | 1273.285 | 1.99
D | 4002 | 2016-04-25 | 17 | ON | 34.09 | 4.5 | 1.02 | 0 | 0.13 | 0.88 | 0 | -0.05 | -0.15 | -0.11 | 0 | 0.28 | 0.28 | 0.23 | 41.1 | 1275.566 | 2.03
D | 4002 | 2016-04-25 | 18 | ON | 32.7 | 4.5 | 1.02 | 0 | 0.1 | 0.86 | 0 | -0.04 | -0.13 | -0.11 | 0 | 0.28 | 0.28 | 0.23 | 39.69 | 1297.486 | 1.98
D | 4002 | 2016-04-25 | 19 | ON | 38.64 | 4.5 | 1.02 | 0 | 0.12 | 0.85 | 0 | -0.07 | -0.12 | -0.11 | 0 | 0.28 | 0.28 | 0.23 | 45.62 | 1309.237 | 1.99
D | 4002 | 2016-04-25 | 20 | ON | 46.89 | 4.5 | 1.02 | 0 | 0.17 | 0.84 | 0.02 | -0.06 | -0.14 | -0.11 | 0 | 0.28 | 0.28 | 0.23 | 53.92 | 1333.125 | 2.05
D | 4002 | 2016-04-25 | 21 | ON | 37.1 | 4.5 | 1.02 | 0 | 0.2 | 0.73 | 0 | -0.02 | -0.14 | -0.11 | 0 | 0.28 | 0.28 | 0.23 | 44.07 | 1322.329 | 1.95
D | 4002 | 2016-04-25 | 22 | ON | 24.99 | 4.5 | 1.02 | 0 | 0.22 | 0.83 | 0 | -0.03 | -0.12 | -0.11 | 0 | 0.28 | 0.28 | 0.23 | 32.09 | 1214.958 | 2.07
D | 4002 | 2016-04-25 | 23 | ON | 19.86 | 4.5 | 1.02 | 0 | 0.15 | 0.92 | 0 | -0.02 | -0.04 | -0.11 | 0 | 0.28 | 0.28 | 0.23 | 27.07 | 1084.961 | 2.09
D | 4002 | 2016-04-25 | 24 | OFF | 20.34 | 4.5 | 1.02 | 0 | 0.15 | 0 | 0 | -0.03 | -0.03 | -0.11 | 0 | 0.28 | 0.28 | 0.23 | 26.63 | 981.59 | 1.17
D | 4002 | 2016-04-26 | 1 | OFF | 18.57 | 4.5 | 2.26 | 0 | 0.06 | 0 | 0 | 0.01 | -0.04 | -0.11 | 0 | 0.28 | 0.28 | 0.23 | 26.04 | 914.687 | 2.32
D | 4002 | 2016-04-26 | 2 | OFF | 19.28 | 4.5 | 2.26 | 0 | 0.04 | 0 | 0 | 0.06 | -0.03 | -0.11 | 0 | 0.28 | 0.28 | 0.23 | 26.79 | 881.404 | 2.3
D | 4002 | 2016-04-26 | 3 | OFF | 19.98 | 4.5 | 2.26 | 0 | 0.07 | 0 | 0 | 0.01 | -0.06 | -0.11 | 0 | 0.28 | 0.28 | 0.23 | 27.44 | 865.588 | 2.33
D | 4002 | 2016-04-26 | 4 | OFF | 18.99 | 4.5 | 2.26 | 0 | 0.06 | 0 | 0 | 0.01 | -0.04 | -0.11 | 0 | 0.28 | 0.28 | 0.23 | 26.46 | 872.199 | 2.32
D | 4002 | 2016-04-26 | 5 | OFF | 19.5 | 4.5 | 2.26 | 0 | 0.05 | 0 | 0 | 0 | -0.03 | -0.11 | 0 | 0.28 | 0.28 | 0.23 | 26.96 | 912.987 | 2.31
D | 4002 | 2016-04-26 | 6 | OFF | 20.36 | 4.5 | 2.26 | 0 | 0.05 | 0 | 0 | -0.06 | -0.03 | -0.11 | 0 | 0.28 | 0.28 | 0.23 | 27.76 | 1012.969 | 2.31
D | 4002 | 2016-04-26 | 7 | OFF | 28.1 | 4.5 | 2.26 | 0 | 0.17 | 0 | 0.04 | -0.02 | -0.08 | -0.11 | 0 | 0.28 | 0.28 | 0.23 | 35.65 | 1165.069 | 2.47
D | 4002 | 2016-04-26 | 8 | ON | 30.08 | 4.5 | 2.26 | 0 | 0.19 | 0.81 | 0 | 0 | -0.13 | -0.11 | 0 | 0.28 | 0.28 | 0.23 | 38.39 | 1278.32 | 3.26
D | 4002 | 2016-04-26 | 9 | ON | 30.13 | 4.5 | 2.26 | 0 | 0.1 | 0.74 | 0 | 0 | -0.13 | -0.11 | 0.01 | 0.28 | 0.28 | 0.23 | 38.29 | 1336.602 | 3.11
D | 4002 | 2016-04-26 | 10 | ON | 42.8 | 4.5 | 2.26 | 0 | 0.14 | 0.73 | 0 | -0.02 | -0.1 | -0.11 | 0.03 | 0.28 | 0.28 | 0.23 | 51.02 | 1377.474 | 3.16
D | 4002 | 2016-04-26 | 11 | ON | 42.03 | 4.5 | 2.26 | 0 | 0.17 | 0.71 | 0 | -0.03 | -0.09 | -0.11 | 0.03 | 0.28 | 0.28 | 0.23 | 50.26 | 1420.683 | 3.17
D | 4002 | 2016-04-26 | 12 | ON | 47.7 | 4.5 | 2.26 | 0 | 0.21 | 0.71 | 0 | -0.01 | -0.07 | -0.11 | 0.03 | 0.28 | 0.28 | 0.23 | 56.01 | 1442.59 | 3.21
D | 4002 | 2016-04-26 | 13 | ON | 49.1 | 4.5 | 2.26 | 0 | 0.27 | 0.66 | 0.13 | 0.05 | -0.02 | -0.11 | 0.03 | 0.28 | 0.28 | 0.23 | 57.66 | 1437.878 | 3.35
D | 4002 | 2016-04-26 | 14 | ON | 53.75 | 4.5 | 2.26 | 0 | 0.23 | 0.69 | 0.05 | 0.08 | 0.01 | -0.11 | 0.03 | 0.28 | 0.28 | 0.23 | 62.28 | 1427.095 | 3.26
D | 4002 | 2016-04-26 | 15 | ON | 49.03 | 4.5 | 2.26 | 0 | 0.14 | 0.68 | 0 | 0.02 | -0.07 | -0.11 | 0.03 | 0.28 | 0.28 | 0.23 | 57.27 | 1399.61 | 3.11
D | 4002 | 2016-04-26 | 16 | ON | 49.95 | 4.5 | 2.26 | 0 | 0.23 | 0.68 | 0 | 0.04 | -0.08 | -0.11 | 0.03 | 0.28 | 0.28 | 0.23 | 58.29 | 1379.001 | 3.2
D | 4002 | 2016-04-26 | 17 | ON | 56.44 | 4.5 | 2.26 | 0 | 0.28 | 0.69 | 0 | 0.03 | -0.11 | -0.11 | 0.01 | 0.28 | 0.28 | 0.23 | 64.78 | 1382.815 | 3.24
D | 4002 | 2016-04-26 | 18 | ON | 73.07 | 4.5 | 2.26 | 0 | 0.32 | 0.7 | 0 | -0.03 | -0.09 | -0.11 | 0.02 | 0.28 | 0.28 | 0.23 | 81.43 | 1408.132 | 3.3
D | 4002 | 2016-04-26 | 19 | ON | 54.52 | 4.5 | 2.26 | 0 | 0.3 | 0.79 | 0 | 0.02 | -0.07 | -0.11 | 0 | 0.28 | 0.28 | 0.23 | 63 | 1414.459 | 3.35
D | 4002 | 2016-04-26 | 20 | ON | 57.61 | 4.5 | 2.26 | 0 | 0.3 | 0.79 | 0 | 0.01 | -0.13 | -0.11 | 0 | 0.28 | 0.28 | 0.23 | 66.02 | 1405.257 | 3.35
D | 4002 | 2016-04-26 | 21 | ON | 47.04 | 4.5 | 2.26 | 0 | 0.18 | 0.77 | 0 | 0.07 | -0.17 | -0.11 | 0 | 0.28 | 0.28 | 0.23 | 55.33 | 1395.458 | 3.21
D | 4002 | 2016-04-26 | 22 | ON | 38.68 | 4.5 | 2.26 | 0 | 0.39 | 0.83 | 0 | -0.02 | -0.15 | -0.11 | 0 | 0.28 | 0.28 | 0.23 | 47.17 | 1295.81 | 3.48
D | 4002 | 2016-04-26 | 23 | ON | 31.71 | 4.5 | 2.26 | 0 | 0.4 | 0.93 | 0 | -0.09 | -0.1 | -0.11 | 0 | 0.28 | 0.28 | 0.23 | 40.29 | 1172.455 | 3.59
D | 4002 | 2016-04-26 | 24 | OFF | 26.51 | 4.5 | 2.26 | 0 | 0.18 | 0 | 0 | -0.04 | -0.06 | -0.11 | 0 | 0.28 | 0.28 | 0.23 | 34.03 | 1063.969 | 2.44
D | 4002 | 2016-04-27 | 1 | OFF | 33.78 | 4.5 | 0.35 | 0 | 0.09 | 0 | 0 | -0.07 | -0.07 | -0.11 | 0 | 0.28 | 0.28 | 0.23 | 39.26 | 999.071 | 0.44
D | 4002 | 2016-04-27 | 2 | OFF | 25.57 | 4.5 | 0.35 | 0 | 0.12 | 0 | 0 | -0.02 | -0.12 | -0.11 | 0 | 0.28 | 0.28 | 0.23 | 31.08 | 968.678 | 0.47
D | 4002 | 2016-04-27 | 3 | OFF | 26.46 | 4.5 | 0.35 | 0 | 0.14 | 0 | 0 | -0.03 | -0.13 | -0.11 | 0 | 0.28 | 0.28 | 0.23 | 31.97 | 954.227 | 0.49
D | 4002 | 2016-04-27 | 4 | OFF | 29.19 | 4.5 | 0.35 | 0 | 0.11 | 0 | 0 | -0.03 | -0.13 | -0.11 | 0 | 0.28 | 0.28 | 0.23 | 34.67 | 960.987 | 0.46
D | 4002 | 2016-04-27 | 5 | OFF | 36.55 | 4.5 | 0.35 | 0 | 0.09 | 0 | 0 | -0.05 | -0.12 | -0.11 | 0 | 0.28 | 0.28 | 0.23 | 42 | 1003.073 | 0.44
D | 4002 | 2016-04-27 | 6 | OFF | 27.97 | 4.5 | 0.35 | 0 | 0.07 | 0 | 0 | -0.02 | -0.1 | -0.11 | 0 | 0.28 | 0.28 | 0.23 | 33.45 | 1104.254 | 0.42
D | 4002 | 2016-04-27 | 7 | OFF | 38.79 | 4.5 | 0.35 | 0 | 0.21 | 0 | 0 | -0.05 | -0.1 | -0.11 | 0 | 0.28 | 0.28 | 0.23 | 44.38 | 1240.331 | 0.56
D | 4002 | 2016-04-27 | 8 | ON | 38.34 | 4.5 | 0.35 | 0 | 0.33 | 0.85 | 0 | -0.02 | -0.19 | -0.11 | 0.03 | 0.28 | 0.28 | 0.23 | 44.87 | 1327.522 | 1.56
D | 4002 | 2016-04-27 | 9 | ON | 29.12 | 4.5 | 0.35 | 0 | 0.07 | 0.86 | 0 | 0.04 | -0.16 | -0.11 | 0.01 | 0.28 | 0.28 | 0.23 | 35.47 | 1339.106 | 1.29
D | 4002 | 2016-04-27 | 10 | ON | 26.23 | 4.5 | 0.35 | 0 | 0.07 | 0.87 | 0 | -0.01 | -0.18 | -0.11 | 0.01 | 0.28 | 0.28 | 0.23 | 32.52 | 1343.487 | 1.3
D | 4002 | 2016-04-27 | 11 | ON | 22.85 | 4.5 | 0.35 | 0 | 0.05 | 0.88 | 0 | -0.03 | -0.2 | -0.11 | 0.02 | 0.28 | 0.28 | 0.23 | 29.1 | 1339.092 | 1.3
D | 4002 | 2016-04-27 | 12 | ON | 22.52 | 4.5 | 0.35 | 0 | 0.05 | 0.88 | 0 | -0.02 | -0.16 | -0.11 | 0 | 0.28 | 0.28 | 0.23 | 28.8 | 1332.657 | 1.28
D | 4002 | 2016-04-27 | 13 | ON | 21.83 | 4.5 | 0.35 | 0 | 0.06 | 0.89 | 0 | -0.01 | -0.14 | -0.11 | 0 | 0.28 | 0.28 | 0.23 | 28.16 | 1311.532 | 1.3
D | 4002 | 2016-04-27 | 14 | ON | 22.25 | 4.5 | 0.35 | 0 | 0.05 | 0.9 | 0 | -0.03 | -0.13 | -0.11 | 0 | 0.28 | 0.28 | 0.23 | 28.57 | 1298.74 | 1.3
D | 4002 | 2016-04-27 | 15 | ON | 21.18 | 4.5 | 0.35 | 0 | 0.05 | 0.92 | 0 | -0.03 | -0.11 | -0.11 | 0 | 0.28 | 0.28 | 0.23 | 27.54 | 1276.359 | 1.32
D | 4002 | 2016-04-27 | 16 | ON | 22.19 | 4.5 | 0.35 | 0 | 0.06 | 0.93 | 0 | -0.02 | -0.13 | -0.11 | 0 | 0.28 | 0.28 | 0.23 | 28.56 | 1260.257 | 1.34
D | 4002 | 2016-04-27 | 17 | ON | 22.36 | 4.5 | 0.35 | 0 | 0.05 | 0.93 | 0 | -0.01 | -0.11 | -0.11 | 0 | 0.28 | 0.28 | 0.23 | 28.75 | 1254.678 | 1.33
D | 4002 | 2016-04-27 | 18 | ON | 27.06 | 4.5 | 0.35 | 0 | 0.1 | 0.91 | 0 | -0.02 | -0.12 | -0.11 | 0 | 0.28 | 0.28 | 0.23 | 33.46 | 1268.377 | 1.36
D | 4002 | 2016-04-27 | 19 | ON | 21.19 | 4.5 | 0.35 | 0 | 0.06 | 0.9 | 0 | 0.03 | -0.12 | -0.11 | 0 | 0.28 | 0.28 | 0.23 | 27.59 | 1277.401 | 1.31
D | 4002 | 2016-04-27 | 20 | ON | 22.31 | 4.5 | 0.35 | 0 | 0.05 | 0.88 | 0 | -0.04 | -0.17 | -0.11 | 0 | 0.28 | 0.28 | 0.23 | 28.56 | 1295.14 | 1.28
D | 4002 | 2016-04-27 | 21 | ON | 32 | 4.5 | 0.35 | 0 | 0.19 | 0.85 | 0 | -0.01 | -0.19 | -0.11 | 0 | 0.28 | 0.28 | 0.23 | 38.37 | 1326.915 | 1.39
D | 4002 | 2016-04-27 | 22 | ON | 27.64 | 4.5 | 0.35 | 0 | 0.23 | 0.91 | 0 | 0.01 | -0.07 | -0.11 | 0 | 0.28 | 0.28 | 0.23 | 34.25 | 1240.516 | 1.49
D | 4002 | 2016-04-27 | 23 | ON | 17.81 | 4.5 | 0.35 | 0 | 0.16 | 1 | 0 | 0 | -0.08 | -0.11 | 0 | 0.28 | 0.28 | 0.23 | 24.42 | 1109.915 | 1.51
D | 4002 | 2016-04-27 | 24 | OFF | 19.83 | 4.5 | 0.35 | 0 | 0.19 | 0 | 0 | 0.06 | -0.04 | -0.11 | 0 | 0.28 | 0.28 | 0.23 | 25.57 | 1005.757 | 0.54
D | 4002 | 2016-04-28 | 1 | OFF | 17.77 | 4.5 | 0.56 | 0 | 0.08 | 0 | 0 | 0 | -0.08 | -0.11 | 0 | 0.28 | 0.28 | 0.23 | 23.51 | 941.921 | 0.64
D | 4002 | 2016-04-28 | 2 | OFF | 18.55 | 4.5 | 0.56 | 0 | 0.06 | 0 | 0 | 0 | -0.08 | -0.11 | 0 | 0.28 | 0.28 | 0.23 | 24.27 | 913.552 | 0.62
D | 4002 | 2016-04-28 | 3 | OFF | 17.43 | 4.5 | 0.56 | 0 | 0.05 | 0 | 0 | -0.01 | -0.08 | -0.11 | 0 | 0.28 | 0.28 | 0.23 | 23.13 | 902.064 | 0.61
D | 4002 | 2016-04-28 | 4 | OFF | 16.68 | 4.5 | 0.56 | 0 | 0.05 | 0 | 0 | 0 | -0.09 | -0.11 | 0 | 0.28 | 0.28 | 0.23 | 22.38 | 910.557 | 0.61
D | 4002 | 2016-04-28 | 5 | OFF | 15.72 | 4.5 | 0.56 | 0 | 0.06 | 0 | 0 | -0.04 | -0.07 | -0.11 | 0 | 0.28 | 0.28 | 0.23 | 21.41 | 955.294 | 0.62
D | 4002 | 2016-04-28 | 6 | OFF | 20.44 | 4.5 | 0.56 | 0 | 0.06 | 0 | 0 | 0.01 | -0.07 | -0.11 | 0 | 0.28 | 0.28 | 0.23 | 26.18 | 1059.018 | 0.62
D | 4002 | 2016-04-28 | 7 | OFF | 24.06 | 4.5 | 0.56 | 0 | 0.16 | 0 | 0 | -0.01 | -0.1 | -0.11 | 0 | 0.28 | 0.28 | 0.23 | 29.85 | 1205.635 | 0.72
D | 4002 | 2016-04-28 | 8 | ON | 23.86 | 4.5 | 0.56 | 0 | 0.14 | 0.89 | 0 | 0.02 | -0.15 | -0.11 | 0 | 0.28 | 0.28 | 0.23 | 30.5 | 1300.078 | 1.59
D | 4002 | 2016-04-28 | 9 | ON | 21.04 | 4.5 | 0.56 | 0 | 0.07 | 0.9 | 0 | 0.03 | -0.14 | -0.11 | 0 | 0.28 | 0.28 | 0.23 | 27.64 | 1318.693 | 1.53
D | 4002 | 2016-04-28 | 10 | ON | 21.37 | 4.5 | 0.56 | 0 | 0.09 | 0.91 | 0 | 0.03 | -0.15 | -0.11 | 0 | 0.28 | 0.28 | 0.23 | 27.99 | 1320.73 | 1.56
D | 4002 | 2016-04-28 | 11 | ON | 24.02 | 4.5 | 0.56 | 0 | 0.06 | 0.91 | 0 | 0.04 | -0.13 | -0.11 | 0 | 0.28 | 0.28 | 0.23 | 30.64 | 1327.477 | 1.53
D | 4002 | 2016-04-28 | 12 | ON | 24.03 | 4.5 | 0.56 | 0 | 0.04 | 0.91 | 0 | 0.03 | -0.13 | -0.11 | 0 | 0.28 | 0.28 | 0.23 | 30.62 | 1323.4 | 1.51
D | 4002 | 2016-04-28 | 13 | ON | 23.78 | 4.5 | 0.56 | 0 | 0.05 | 0.9 | 0 | 0.03 | -0.12 | -0.11 | 0 | 0.28 | 0.28 | 0.23 | 30.38 | 1304.503 | 1.51
D | 4002 | 2016-04-28 | 14 | ON | 24.19 | 4.5 | 0.56 | 0 | 0.05 | 0.92 | 0 | 0.01 | -0.12 | -0.11 | 0 | 0.28 | 0.28 | 0.23 | 30.79 | 1298.482 | 1.53
D | 4002 | 2016-04-28 | 15 | ON | 24.32 | 4.5 | 0.56 | 0 | 0.07 | 0.92 | 0.01 | 0.01 | -0.11 | -0.11 | 0 | 0.28 | 0.28 | 0.23 | 30.96 | 1281.419 | 1.56
D | 4002 | 2016-04-28 | 16 | ON | 23.06 | 4.5 | 0.56 | 0 | 0.05 | 0.92 | 0 | 0.02 | -0.1 | -0.11 | 0 | 0.28 | 0.28 | 0.23 | 29.69 | 1256.298 | 1.53
D | 4002 | 2016-04-28 | 17 | ON | 23.82 | 4.5 | 0.56 | 0 | 0.05 | 0.91 | 0 | 0.01 | -0.11 | -0.11 | 0 | 0.28 | 0.28 | 0.23 | 30.42 | 1251.278 | 1.52
D | 4002 | 2016-04-28 | 18 | ON | 26.33 | 4.5 | 0.56 | 0 | 0.06 | 0.9 | 0 | 0.03 | -0.1 | -0.11 | 0 | 0.28 | 0.28 | 0.23 | 32.96 | 1259.263 | 1.52
D | 4002 | 2016-04-28 | 19 | ON | 27.95 | 4.5 | 0.56 | 0 | 0.06 | 0.89 | 0 | 0.01 | -0.1 | -0.11 | 0 | 0.28 | 0.28 | 0.23 | 34.55 | 1267.179 | 1.51
D | 4002 | 2016-04-28 | 20 | ON | 37.61 | 4.5 | 0.56 | 0 | 0.1 | 0.87 | 0 | -0.04 | -0.12 | -0.11 | 0 | 0.28 | 0.28 | 0.23 | 44.16 | 1296.801 | 1.53
D | 4002 | 2016-04-28 | 21 | ON | 38.34 | 4.5 | 0.56 | 0 | 0.21 | 0.85 | 0 | 0.03 | -0.19 | -0.11 | 0 | 0.28 | 0.28 | 0.23 | 44.98 | 1320.766 | 1.62
D | 4002 | 2016-04-28 | 22 | ON | 28.52 | 4.5 | 0.56 | 0 | 0.22 | 0.9 | 0 | 0.03 | -0.08 | -0.11 | 0 | 0.28 | 0.28 | 0.23 | 35.33 | 1233.802 | 1.68
D | 4002 | 2016-04-28 | 23 | ON | 23.22 | 4.5 | 0.56 | 0 | 0.12 | 1 | 0 | 0.06 | -0.03 | -0.11 | 0 | 0.28 | 0.28 | 0.23 | 30.11 | 1110.635 | 1.68
D | 4002 | 2016-04-28 | 24 | OFF | 19.71 | 4.5 | 0.56 | 0 | 0.09 | 0 | 0 | 0.02 | -0.06 | -0.11 | 0 | 0.28 | 0.28 | 0.23 | 25.5 | 1005.838 | 0.65
D | 4002 | 2016-04-29 | 1 | OFF | 16.68 | 4.5 | 0.24 | 0 | 0.06 | 0 | 0 | -0.02 | -0.03 | -0.11 | 0 | 0.28 | 0.28 | 0.23 | 22.11 | 941.413 | 0.3
D | 4002 | 2016-04-29 | 2 | OFF | 16.54 | 4.5 | 0.24 | 0 | 0.05 | 0 | 0 | 0.01 | -0.03 | -0.11 | 0 | 0.28 | 0.28 | 0.23 | 21.99 | 907.017 | 0.29
D | 4002 | 2016-04-29 | 3 | OFF | 17.57 | 4.5 | 0.24 | 0 | 0.04 | 0 | 0 | 0 | -0.05 | -0.11 | 0 | 0.28 | 0.28 | 0.23 | 22.98 | 894.077 | 0.28
D | 4002 | 2016-04-29 | 4 | OFF | 18.07 | 4.5 | 0.24 | 0 | 0.05 | 0 | 0 | 0.01 | -0.05 | -0.11 | 0 | 0.28 | 0.28 | 0.23 | 23.5 | 899.55 | 0.29
D | 4002 | 2016-04-29 | 5 | OFF | 18.15 | 4.5 | 0.24 | 0 | 0.05 | 0 | 0 | -0.01 | -0.04 | -0.11 | 0 | 0.28 | 0.28 | 0.23 | 23.57 | 940.366 | 0.29
D | 4002 | 2016-04-29 | 6 | OFF | 18.81 | 4.5 | 0.24 | 0 | 0.06 | 0 | 0 | 0.01 | -0.04 | -0.11 | 0 | 0.28 | 0.28 | 0.23 | 24.26 | 1034.33 | 0.3
D | 4002 | 2016-04-29 | 7 | OFF | 25.65 | 4.5 | 0.24 | 0 | 0.14 | 0 | 0 | 0.03 | -0.09 | -0.11 | 0 | 0.28 | 0.28 | 0.23 | 31.15 | 1166.449 | 0.38
D | 4002 | 2016-04-29 | 8 | ON | 29.24 | 4.5 | 0.24 | 0 | 0.17 | 0.9 | 0 | 0.02 | -0.13 | -0.11 | 0 | 0.28 | 0.28 | 0.23 | 35.62 | 1269.602 | 1.31
D | 4002 | 2016-04-29 | 9 | ON | 38.53 | 4.5 | 0.24 | 0 | 0.2 | 0.89 | 0 | -0.01 | -0.13 | -0.11 | 0.01 | 0.28 | 0.28 | 0.23 | 44.91 | 1310.661 | 1.34
D | 4002 | 2016-04-29 | 10 | ON | 37.64 | 4.5 | 0.24 | 0 | 0.2 | 0.89 | 0.05 | 0.04 | -0.12 | -0.11 | 0 | 0.28 | 0.28 | 0.23 | 44.12 | 1330.89 | 1.38
D | 4002 | 2016-04-29 | 11 | ON | 24.77 | 4.5 | 0.24 | 0 | 0.11 | 0.9 | 0 | 0.02 | -0.1 | -0.11 | 0 | 0.28 | 0.28 | 0.23 | 31.12 | 1334.18 | 1.25
D | 4002 | 2016-04-29 | 12 | ON | 20.26 | 4.5 | 0.24 | 0 | 0.04 | 0.91 | 0.01 | 0.02 | -0.09 | -0.11 | 0 | 0.28 | 0.28 | 0.23 | 26.57 | 1313.597 | 1.2
D | 4002 | 2016-04-29 | 13 | ON | 18.76 | 4.5 | 0.24 | 0 | 0.04 | 0.92 | 0 | 0 | -0.08 | -0.11 | 0 | 0.28 | 0.28 | 0.23 | 25.06 | 1290.332 | 1.2
D | 4002 | 2016-04-29 | 14 | ON | 19.57 | 4.5 | 0.24 | 0 | 0.05 | 0.93 | 0 | 0 | -0.08 | -0.11 | 0 | 0.28 | 0.28 | 0.23 | 25.89 | 1273.595 | 1.22
D | 4002 | 2016-04-29 | 15 | ON | 19.41 | 4.5 | 0.24 | 0 | 0.07 | 0.94 | 0 | 0.04 | -0.07 | -0.11 | 0 | 0.28 | 0.28 | 0.23 | 25.81 | 1252.207 | 1.25
D | 4002 | 2016-04-29 | 16 | ON | 18.71 | 4.5 | 0.24 | 0 | 0.03 | 0.94 | 0 | -0.01 | -0.07 | -0.11 | 0 | 0.28 | 0.28 | 0.23 | 25.02 | 1232.005 | 1.21
D | 4002 | 2016-04-29 | 17 | ON | 19.83 | 4.5 | 0.24 | 0 | 0.03 | 0.93 | 0 | 0 | -0.07 | -0.11 | 0 | 0.28 | 0.28 | 0.23 | 26.14 | 1223.681 | 1.2
D | 4002 | 2016-04-29 | 18 | ON | 20.64 | 4.5 | 0.24 | 0 | 0.04 | 0.92 | 0 | -0.02 | -0.08 | -0.11 | 0 | 0.28 | 0.28 | 0.23 | 26.92 | 1225.148 | 1.2
D | 4002 | 2016-04-29 | 19 | ON | 19.49 | 4.5 | 0.24 | 0 | 0.05 | 0.93 | 0 | 0.01 | -0.08 | -0.11 | 0 | 0.28 | 0.28 | 0.23 | 25.82 | 1229.251 | 1.22
D | 4002 | 2016-04-29 | 20 | ON | 19.63 | 4.5 | 0.24 | 0 | 0.03 | 0.9 | 0 | -0.03 | -0.1 | -0.11 | 0 | 0.28 | 0.28 | 0.23 | 25.85 | 1252.159 | 1.17
D | 4002 | 2016-04-29 | 21 | ON | 24.09 | 4.5 | 0.24 | 0 | 0.07 | 0.88 | 0.02 | -0.01 | -0.12 | -0.11 | 0 | 0.28 | 0.28 | 0.23 | 30.35 | 1276.561 | 1.21
D | 4002 | 2016-04-29 | 22 | ON | 20.78 | 4.5 | 0.24 | 0 | 0.12 | 0.93 | 0 | -0.03 | -0.08 | -0.11 | 0 | 0.28 | 0.28 | 0.23 | 27.14 | 1202.603 | 1.29
D | 4002 | 2016-04-29 | 23 | ON | 18.52 | 4.5 | 0.24 | 0 | 0.14 | 1.01 | 0 | -0.02 | -0.06 | -0.11 | 0 | 0.28 | 0.28 | 0.23 | 25.01 | 1092.787 | 1.39
D | 4002 | 2016-04-29 | 24 | OFF | 18.03 | 4.5 | 0.24 | 0 | 0.09 | 0 | 0 | -0.02 | -0.05 | -0.11 | 0 | 0.28 | 0.28 | 0.23 | 23.47 | 989.438 | 0.33
D | 4002 | 2016-04-30 | 1 | OFF | 17.68 | 4.5 | 0.15 | 0 | 0.06 | 0 | 0 | -0.02 | -0.02 | -0.11 | 0 | 0.28 | 0.28 | 0.23 | 23.03 | 917.89 | 0.21
D | 4002 | 2016-04-30 | 2 | OFF | 16.54 | 4.5 | 0.15 | 0 | 0.13 | 0 | 0 | 0.03 | -0.03 | -0.11 | 0 | 0.28 | 0.28 | 0.23 | 22 | 878.283 | 0.28
D | 4002 | 2016-04-30 | 3 | OFF | 15.85 | 4.5 | 0.15 | 0 | 0.21 | 0 | 0 | 0.01 | -0.02 | -0.11 | 0 | 0.28 | 0.28 | 0.23 | 21.38 | 860.776 | 0.36
D | 4002 | 2016-04-30 | 4 | OFF | 15.53 | 4.5 | 0.15 | 0 | 0.23 | 0 | 0 | 0 | -0.04 | -0.11 | 0 | 0.28 | 0.28 | 0.23 | 21.05 | 857.223 | 0.38
D | 4002 | 2016-04-30 | 5 | OFF | 16.51 | 4.5 | 0.15 | 0 | 0.22 | 0 | 0 | 0 | -0.03 | -0.11 | 0 | 0.28 | 0.28 | 0.23 | 22.03 | 874.667 | 0.37
D | 4002 | 2016-04-30 | 6 | OFF | 17.81 | 4.5 | 0.15 | 0 | 0.16 | 0 | 0 | 0.01 | -0.03 | -0.11 | 0 | 0.28 | 0.28 | 0.23 | 23.28 | 914.554 | 0.31
D | 4002 | 2016-04-30 | 7 | OFF | 17.54 | 4.5 | 0.15 | 0 | 0.28 | 0 | 0 | -0.01 | -0.04 | -0.11 | 0 | 0.28 | 0.28 | 0.23 | 23.1 | 978.247 | 0.43
D | 4002 | 2016-04-30 | 8 | OFF | 16.31 | 4.5 | 0.15 | 0 | 0.32 | 0 | 0 | -0.02 | -0.05 | -0.11 | 0 | 0.28 | 0.28 | 0.23 | 21.89 | 1061.975 | 0.47
D | 4002 | 2016-04-30 | 9 | OFF | 22.46 | 4.5 | 0.15 | 0 | 0.2 | 0 | 0 | -0.03 | -0.07 | -0.11 | 0 | 0.28 | 0.28 | 0.23 | 27.89 | 1132.931 | 0.35
D | 4002 | 2016-04-30 | 10 | OFF | 18.05 | 4.5 | 0.15 | 0 | 0.08 | 0 | 0 | 0.02 | -0.08 | -0.11 | 0 | 0.28 | 0.28 | 0.23 | 23.4 | 1163.784 | 0.23
D | 4002 | 2016-04-30 | 11 | OFF | 18.1 | 4.5 | 0.15 | 0 | 0.07 | 0 | 0 | 0.01 | -0.08 | -0.11 | 0 | 0.28 | 0.28 | 0.23 | 23.43 | 1167.363 | 0.22
D | 4002 | 2016-04-30 | 12 | OFF | 18.05 | 4.5 | 0.15 | 0 | 0.07 | 0 | 0 | 0.02 | -0.06 | -0.11 | 0 | 0.28 | 0.28 | 0.23 | 23.41 | 1154.015 | 0.22
D | 4002 | 2016-04-30 | 13 | OFF | 17.77 | 4.5 | 0.15 | 0 | 0.08 | 0 | 0 | 0.02 | -0.04 | -0.11 | 0 | 0.28 | 0.28 | 0.23 | 23.16 | 1137.315 | 0.23
D | 4002 | 2016-04-30 | 14 | OFF | 16.71 | 4.5 | 0.15 | 0 | 0.08 | 0 | 0 | 0 | -0.03 | -0.11 | 0 | 0.28 | 0.28 | 0.23 | 22.09 | 1117.775 | 0.23
D | 4002 | 2016-04-30 | 15 | OFF | 16.61 | 4.5 | 0.15 | 0 | 0.08 | 0 | 0 | -0.01 | -0.03 | -0.11 | 0 | 0.28 | 0.28 | 0.23 | 21.98 | 1102.345 | 0.23
D | 4002 | 2016-04-30 | 16 | OFF | 16.31 | 4.5 | 0.15 | 0 | 0.07 | 0 | 0 | -0.01 | -0.03 | -0.11 | 0 | 0.28 | 0.28 | 0.23 | 21.67 | 1098.848 | 0.22
D | 4002 | 2016-04-30 | 17 | OFF | 15.81 | 4.5 | 0.15 | 0 | 0.07 | 0 | 0 | 0.01 | -0.03 | -0.11 | 0 | 0.28 | 0.28 | 0.23 | 21.19 | 1108.749 | 0.22
D | 4002 | 2016-04-30 | 18 | OFF | 16.08 | 4.5 | 0.15 | 0 | 0.06 | 0 | 0 | 0 | -0.04 | -0.11 | 0 | 0.28 | 0.28 | 0.23 | 21.43 | 1131.99 | 0.21
D | 4002 | 2016-04-30 | 19 | OFF | 15.73 | 4.5 | 0.15 | 0 | 0.19 | 0 | 0 | 0 | -0.05 | -0.11 | 0 | 0.28 | 0.28 | 0.23 | 21.2 | 1139.405 | 0.34
D | 4002 | 2016-04-30 | 20 | OFF | 15.67 | 4.5 | 0.15 | 0 | 0.11 | 0 | 0 | -0.01 | -0.06 | -0.11 | 0 | 0.28 | 0.28 | 0.23 | 21.04 | 1153.376 | 0.26
D | 4002 | 2016-04-30 | 21 | OFF | 22.04 | 4.5 | 0.15 | 0 | 0.15 | 0 | 0 | -0.01 | -0.08 | -0.11 | 0 | 0.28 | 0.28 | 0.23 | 27.43 | 1188.008 | 0.3
D | 4002 | 2016-04-30 | 22 | OFF | 23.1 | 4.5 | 0.15 | 0 | 0.25 | 0 | 0.09 | -0.04 | -0.04 | -0.11 | 0 | 0.28 | 0.28 | 0.23 | 28.69 | 1123.266 | 0.49
D | 4002 | 2016-04-30 | 23 | OFF | 21.13 | 4.5 | 0.15 | 0 | 0.26 | 0 | 0 | -0.01 | -0.02 | -0.11 | 0 | 0.28 | 0.28 | 0.23 | 26.69 | 1027.681 | 0.41
D | 4002 | 2016-04-30 | 24 | OFF | 20.01 | 4.5 | 0.15 | 0 | 0.28 | 0 | 0 | -0.01 | -0.01 | -0.11 | 0 | 0.28 | 0.28 | 0.23 | 25.6 | 939.124 | 0.43
T | 720 lines

## whlsecost_hourly_4002_201605
C | Hourly Wholesale Load Cost Report
C | Filename: whlsecost_hourly_4002_201605.csv
C | Report for: 05 2016
C | Report generated: 02/28/2017 15:32:00 EST
H | Location ID | Local Date | Local Hour | OnOffPeak | RTLMP | Capacity | First Contingency | Second Contingency | Regulation | Forward Reserves | Real-Time Reserves | Inadvertent | Marginal Loss Rev Fund | Auction Rev Rights | Price Responsive Demand Cost | ISO Sched 2 | ISO Sched 3 | NEPOOL Exp | Total Cost | RTLO | Total Ancillary & NCPC
H | Number | Date | Number | String | Number | Number | Number | Number | Number | Number | Number | Number | Number | Number | Number | Number | Number | Number | Number | Number
D | 4002 | 2016-05-01 | 1 | OFF | 17.9 | 4.36 | 0.84 | 0 | 0.11 | 0 | 0 | -0.02 | 0.02 | -0.1 | 0 | 0.28 | 0.27 | 0.23 | 23.89 | 872.293 | 0.95
D | 4002 | 2016-05-01 | 2 | OFF | 16.09 | 4.36 | 0.84 | 0 | 0.16 | 0 | 0 | 0.01 | -0.01 | -0.1 | 0 | 0.28 | 0.27 | 0.23 | 22.13 | 835.447 | 1
D | 4002 | 2016-05-01 | 3 | OFF | 17.19 | 4.36 | 0.84 | 0 | 0.09 | 0 | 0 | -0.01 | 0.02 | -0.1 | 0 | 0.28 | 0.27 | 0.23 | 23.17 | 816.354 | 0.93
D | 4002 | 2016-05-01 | 4 | OFF | 15.89 | 4.36 | 0.84 | 0 | 0.09 | 0 | 0 | -0.02 | 0.02 | -0.1 | 0 | 0.28 | 0.27 | 0.23 | 21.86 | 810.132 | 0.93
D | 4002 | 2016-05-01 | 5 | OFF | 15.56 | 4.36 | 0.84 | 0 | 0.06 | 0 | 0 | -0.02 | 0 | -0.1 | 0 | 0.28 | 0.27 | 0.23 | 21.48 | 820.063 | 0.9
D | 4002 | 2016-05-01 | 6 | OFF | 15.21 | 4.36 | 0.84 | 0 | 0.16 | 0 | 0 | -0.03 | 0.01 | -0.1 | 0 | 0.28 | 0.27 | 0.23 | 21.23 | 843.858 | 1
D | 4002 | 2016-05-01 | 7 | OFF | 12.12 | 4.36 | 0.84 | 0 | 0.57 | 0 | 0 | -0.03 | -0.01 | -0.1 | 0 | 0.28 | 0.27 | 0.23 | 18.53 | 890.686 | 1.41
D | 4002 | 2016-05-01 | 8 | OFF | 15.24 | 4.36 | 0.84 | 0 | 0.67 | 0 | 0 | -0.02 | 0 | -0.1 | 0 | 0.28 | 0.27 | 0.23 | 21.77 | 973.419 | 1.51
D | 4002 | 2016-05-01 | 9 | OFF | 19.92 | 4.36 | 0.84 | 0 | 0.18 | 0 | 0 | -0.04 | -0.01 | -0.1 | 0 | 0.28 | 0.27 | 0.23 | 25.93 | 1068.063 | 1.02
D | 4002 | 2016-05-01 | 10 | OFF | 22.44 | 4.36 | 0.84 | 0 | 0.13 | 0 | 0 | -0.05 | -0.02 | -0.1 | 0 | 0.28 | 0.27 | 0.23 | 28.38 | 1134.283 | 0.97
D | 4002 | 2016-05-01 | 11 | OFF | 22.84 | 4.36 | 0.84 | 0 | 0.11 | 0 | 0 | -0.04 | -0.02 | -0.1 | 0 | 0.28 | 0.27 | 0.23 | 28.77 | 1166.364 | 0.95
D | 4002 | 2016-05-01 | 12 | OFF | 29.88 | 4.36 | 0.84 | 0 | 0.14 | 0 | 0 | -0.04 | 0.01 | -0.1 | 0 | 0.28 | 0.27 | 0.23 | 35.87 | 1194.617 | 0.98
D | 4002 | 2016-05-01 | 13 | OFF | 25.13 | 4.36 | 0.84 | 0 | 0.15 | 0 | 0 | -0.01 | -0.02 | -0.1 | 0 | 0.28 | 0.27 | 0.23 | 31.13 | 1205.445 | 0.99
D | 4002 | 2016-05-01 | 14 | OFF | 24.79 | 4.36 | 0.84 | 0 | 0.12 | 0 | 0 | 0 | 0 | -0.1 | 0 | 0.28 | 0.27 | 0.23 | 30.79 | 1197.334 | 0.96
D | 4002 | 2016-05-01 | 15 | OFF | 26.4 | 4.36 | 0.84 | 0 | 0.17 | 0 | 0 | -0.03 | -0.01 | -0.1 | 0 | 0.28 | 0.27 | 0.23 | 32.41 | 1192.458 | 1.01
D | 4002 | 2016-05-01 | 16 | OFF | 23.54 | 4.36 | 0.84 | 0 | 0.13 | 0 | 0 | 0.02 | -0.01 | -0.1 | 0 | 0.28 | 0.27 | 0.23 | 29.56 | 1199.09 | 0.97
D | 4002 | 2016-05-01 | 17 | OFF | 23.49 | 4.36 | 0.84 | 0 | 0.14 | 0 | 0 | -0.01 | -0.02 | -0.1 | 0 | 0.28 | 0.27 | 0.23 | 29.48 | 1225.961 | 0.98
D | 4002 | 2016-05-01 | 18 | OFF | 36.65 | 4.36 | 0.84 | 0 | 0.23 | 0 | 0 | -0.02 | 0.01 | -0.1 | 0 | 0.28 | 0.27 | 0.23 | 42.75 | 1272.317 | 1.07
D | 4002 | 2016-05-01 | 19 | OFF | 24.96 | 4.36 | 0.84 | 0 | 0.15 | 0 | 0 | -0.01 | -0.02 | -0.1 | 0 | 0.28 | 0.27 | 0.23 | 30.96 | 1277.739 | 0.99
D | 4002 | 2016-05-01 | 20 | OFF | 28.48 | 4.36 | 0.84 | 0 | 0.15 | 0 | 0 | -0.03 | -0.05 | -0.1 | 0 | 0.28 | 0.27 | 0.23 | 34.43 | 1283.343 | 0.99
D | 4002 | 2016-05-01 | 21 | OFF | 28.25 | 4.36 | 0.84 | 0 | 0.19 | 0 | 0 | -0.01 | -0.04 | -0.1 | 0 | 0.28 | 0.27 | 0.23 | 34.27 | 1263.727 | 1.03
D | 4002 | 2016-05-01 | 22 | OFF | 26.44 | 4.36 | 0.84 | 0 | 0.35 | 0 | 0 | -0.04 | 0 | -0.1 | 0 | 0.28 | 0.27 | 0.23 | 32.63 | 1164.686 | 1.19
D | 4002 | 2016-05-01 | 23 | OFF | 23.84 | 4.36 | 0.84 | 0 | 0.24 | 0 | 0 | -0.05 | 0.01 | -0.1 | 0 | 0.28 | 0.27 | 0.23 | 29.92 | 1043.798 | 1.08
D | 4002 | 2016-05-01 | 24 | OFF | 20 | 4.36 | 0.84 | 0 | 0.19 | 0 | 0 | -0.05 | 0.02 | -0.1 | 0 | 0.28 | 0.27 | 0.23 | 26.04 | 948.998 | 1.03
D | 4002 | 2016-05-02 | 1 | OFF | 18.29 | 4.36 | 0.99 | 0 | 0.06 | 0 | 0 | -0.02 | 0.04 | -0.1 | 0 | 0.28 | 0.27 | 0.23 | 24.4 | 895.813 | 1.05
D | 4002 | 2016-05-02 | 2 | OFF | 17.87 | 4.36 | 0.99 | 0 | 0.03 | 0 | 0 | -0.02 | 0.03 | -0.1 | 0 | 0.28 | 0.27 | 0.23 | 23.94 | 869.7 | 1.02
D | 4002 | 2016-05-02 | 3 | OFF | 18.65 | 4.36 | 0.99 | 0 | 0.07 | 0 | 0 | -0.03 | 0.02 | -0.1 | 0 | 0.28 | 0.27 | 0.23 | 24.74 | 860.259 | 1.06
D | 4002 | 2016-05-02 | 4 | OFF | 19.43 | 4.36 | 0.99 | 0 | 0.07 | 0 | 0 | -0.04 | 0.02 | -0.1 | 0 | 0.28 | 0.27 | 0.23 | 25.51 | 862.198 | 1.06
D | 4002 | 2016-05-02 | 5 | OFF | 19.92 | 4.36 | 0.99 | 0 | 0.06 | 0 | 0 | -0.04 | 0.01 | -0.1 | 0 | 0.28 | 0.27 | 0.23 | 25.98 | 907.903 | 1.05
D | 4002 | 2016-05-02 | 6 | OFF | 22.19 | 4.36 | 0.99 | 0 | 0.09 | 0 | 0 | -0.04 | 0 | -0.1 | 0 | 0.28 | 0.27 | 0.23 | 28.27 | 1023.162 | 1.08
D | 4002 | 2016-05-02 | 7 | OFF | 27.34 | 4.36 | 0.99 | 0 | 0.2 | 0 | 0 | -0.05 | -0.05 | -0.1 | 0 | 0.28 | 0.27 | 0.23 | 33.47 | 1205.386 | 1.19
D | 4002 | 2016-05-02 | 8 | ON | 41.08 | 4.36 | 0.99 | 0 | 0.4 | 0.88 | 0 | -0.1 | -0.01 | -0.1 | 0.02 | 0.28 | 0.27 | 0.23 | 48.3 | 1319.496 | 2.29
D | 4002 | 2016-05-02 | 9 | ON | 42.07 | 4.36 | 0.99 | 0 | 0.27 | 0.86 | 0.12 | -0.03 | -0.08 | -0.1 | 0.02 | 0.28 | 0.27 | 0.23 | 49.26 | 1359.793 | 2.26
D | 4002 | 2016-05-02 | 10 | ON | 35.23 | 4.36 | 0.99 | 0 | 0.22 | 0.83 | 0 | -0.03 | -0.07 | -0.1 | 0.02 | 0.28 | 0.27 | 0.23 | 42.23 | 1381.528 | 2.06
D | 4002 | 2016-05-02 | 11 | ON | 35.86 | 4.36 | 0.99 | 0 | 0.17 | 0.82 | 0 | -0.04 | -0.05 | -0.1 | 0.02 | 0.28 | 0.27 | 0.23 | 42.81 | 1402.368 | 2
D | 4002 | 2016-05-02 | 12 | ON | 39.59 | 4.36 | 0.99 | 0 | 0.16 | 0.83 | 0 | -0.04 | -0.06 | -0.1 | 0.02 | 0.28 | 0.27 | 0.23 | 46.53 | 1409.412 | 2
D | 4002 | 2016-05-02 | 13 | ON | 35.76 | 4.36 | 0.99 | 0 | 0.18 | 0.83 | 0 | -0.03 | -0.04 | -0.1 | 0.02 | 0.28 | 0.27 | 0.23 | 42.75 | 1407.933 | 2.02
D | 4002 | 2016-05-02 | 14 | ON | 30.72 | 4.36 | 0.99 | 0 | 0.15 | 0.84 | 0 | -0.01 | -0.07 | -0.1 | 0.01 | 0.28 | 0.27 | 0.23 | 37.67 | 1402.408 | 1.99
D | 4002 | 2016-05-02 | 15 | ON | 26.8 | 4.36 | 0.99 | 0 | 0.13 | 0.85 | 0 | -0.01 | -0.08 | -0.1 | 0 | 0.28 | 0.27 | 0.23 | 33.72 | 1382.573 | 1.97
D | 4002 | 2016-05-02 | 16 | ON | 23.43 | 4.36 | 0.99 | 0 | 0.13 | 0.86 | 0 | -0.01 | -0.05 | -0.1 | 0 | 0.28 | 0.27 | 0.23 | 30.39 | 1373.962 | 1.98
D | 4002 | 2016-05-02 | 17 | ON | 24.23 | 4.36 | 0.99 | 0 | 0.15 | 0.85 | 0 | -0.04 | -0.09 | -0.1 | 0 | 0.28 | 0.27 | 0.23 | 31.13 | 1384.633 | 1.99
D | 4002 | 2016-05-02 | 18 | ON | 34.23 | 4.36 | 0.99 | 0 | 0.19 | 0.84 | 0 | -0.05 | -0.05 | -0.1 | 0.01 | 0.28 | 0.27 | 0.23 | 41.2 | 1408.192 | 2.03
D | 4002 | 2016-05-02 | 19 | ON | 36.38 | 4.36 | 0.99 | 0 | 0.17 | 0.84 | 0 | -0.05 | -0.06 | -0.1 | 0 | 0.28 | 0.27 | 0.23 | 43.31 | 1408.014 | 2
D | 4002 | 2016-05-02 | 20 | ON | 45.99 | 4.36 | 0.99 | 0 | 0.28 | 0.83 | 0.19 | 0.02 | -0.06 | -0.1 | 0 | 0.28 | 0.27 | 0.23 | 53.28 | 1401.033 | 2.29
D | 4002 | 2016-05-02 | 21 | ON | 40.87 | 4.36 | 0.99 | 0 | 0.29 | 0.84 | 0 | -0.02 | -0.09 | -0.1 | 0 | 0.28 | 0.27 | 0.23 | 47.92 | 1381.866 | 2.12
D | 4002 | 2016-05-02 | 22 | ON | 24.52 | 4.36 | 0.99 | 0 | 0.26 | 0.9 | 0 | 0.02 | -0.03 | -0.1 | 0 | 0.28 | 0.27 | 0.23 | 31.7 | 1269.571 | 2.15
D | 4002 | 2016-05-02 | 23 | ON | 18.58 | 4.36 | 0.99 | 0 | 0.14 | 1 | 0 | 0 | -0.02 | -0.1 | 0 | 0.28 | 0.27 | 0.23 | 25.73 | 1131.134 | 2.13
D | 4002 | 2016-05-02 | 24 | OFF | 18.9 | 4.36 | 0.99 | 0 | 0.09 | 0 | 0 | 0 | 0.01 | -0.1 | 0 | 0.28 | 0.27 | 0.23 | 25.03 | 1022.769 | 1.08
D | 4002 | 2016-05-03 | 1 | OFF | 20.25 | 4.36 | 0.68 | 0 | 0.09 | 0 | 0 | 0.04 | 0 | -0.1 | 0 | 0.28 | 0.27 | 0.23 | 26.1 | 954.766 | 0.77
D | 4002 | 2016-05-03 | 2 | OFF | 17.24 | 4.36 | 0.68 | 0 | 0.06 | 0 | 0 | -0.02 | -0.01 | -0.1 | 0 | 0.28 | 0.27 | 0.23 | 22.99 | 919.885 | 0.74
D | 4002 | 2016-05-03 | 3 | OFF | 16.1 | 4.36 | 0.68 | 0 | 0.08 | 0 | 0 | 0 | -0.02 | -0.1 | 0 | 0.28 | 0.27 | 0.23 | 21.88 | 905.79 | 0.76
D | 4002 | 2016-05-03 | 4 | OFF | 15.37 | 4.36 | 0.68 | 0 | 0.08 | 0 | 0 | 0.01 | -0.03 | -0.1 | 0 | 0.28 | 0.27 | 0.23 | 21.15 | 905.694 | 0.76
D | 4002 | 2016-05-03 | 5 | OFF | 17.09 | 4.36 | 0.68 | 0 | 0.07 | 0 | 0 | -0.02 | -0.01 | -0.1 | 0 | 0.28 | 0.27 | 0.23 | 22.85 | 947.058 | 0.75
D | 4002 | 2016-05-03 | 6 | OFF | 20.17 | 4.36 | 0.68 | 0 | 0.12 | 0 | 0 | 0 | -0.01 | -0.1 | 0 | 0.28 | 0.27 | 0.23 | 26 | 1060.723 | 0.8
D | 4002 | 2016-05-03 | 7 | OFF | 23.55 | 4.36 | 0.68 | 0 | 0.14 | 0 | 0 | 0.02 | -0.05 | -0.1 | 0 | 0.28 | 0.27 | 0.23 | 29.38 | 1232.08 | 0.82
D | 4002 | 2016-05-03 | 8 | ON | 25.51 | 4.36 | 0.68 | 0 | 0.2 | 0.88 | 0 | -0.02 | -0.07 | -0.1 | 0.01 | 0.28 | 0.27 | 0.23 | 32.23 | 1330.932 | 1.77
D | 4002 | 2016-05-03 | 9 | ON | 29.78 | 4.36 | 0.68 | 0 | 0.15 | 0.86 | 0 | -0.05 | -0.06 | -0.1 | 0.02 | 0.28 | 0.27 | 0.23 | 36.42 | 1353.32 | 1.71
D | 4002 | 2016-05-03 | 10 | ON | 26.39 | 4.36 | 0.68 | 0 | 0.13 | 0.86 | 0 | 0 | -0.06 | -0.1 | 0.01 | 0.28 | 0.27 | 0.23 | 33.05 | 1359.223 | 1.68
D | 4002 | 2016-05-03 | 11 | ON | 24.7 | 4.36 | 0.68 | 0 | 0.08 | 0.85 | 0 | -0.01 | -0.07 | -0.1 | 0.02 | 0.28 | 0.27 | 0.23 | 31.29 | 1370.112 | 1.63
D | 4002 | 2016-05-03 | 12 | ON | 23.82 | 4.36 | 0.68 | 0 | 0.07 | 0.85 | 0 | 0 | -0.07 | -0.1 | 0.01 | 0.28 | 0.27 | 0.23 | 30.4 | 1362.232 | 1.61
D | 4002 | 2016-05-03 | 13 | ON | 24.93 | 4.36 | 0.68 | 0 | 0.09 | 0.85 | 0.04 | -0.02 | -0.08 | -0.1 | 0.01 | 0.28 | 0.27 | 0.23 | 31.54 | 1352.647 | 1.67
D | 4002 | 2016-05-03 | 14 | ON | 23.55 | 4.36 | 0.68 | 0 | 0.09 | 0.86 | 0 | -0.02 | -0.1 | -0.1 | 0.01 | 0.28 | 0.27 | 0.23 | 30.11 | 1345.458 | 1.64
D | 4002 | 2016-05-03 | 15 | ON | 23.23 | 4.36 | 0.68 | 0 | 0.09 | 0.87 | 0 | -0.01 | -0.08 | -0.1 | 0.01 | 0.28 | 0.27 | 0.23 | 29.83 | 1312.289 | 1.65
D | 4002 | 2016-05-03 | 16 | ON | 23.77 | 4.36 | 0.68 | 0 | 0.09 | 0.87 | 0 | -0.06 | -0.09 | -0.1 | 0.01 | 0.28 | 0.27 | 0.23 | 30.31 | 1309.451 | 1.65
D | 4002 | 2016-05-03 | 17 | ON | 29.62 | 4.36 | 0.68 | 0 | 0.1 | 0.86 | 0.11 | -0.04 | -0.07 | -0.1 | 0.02 | 0.28 | 0.27 | 0.23 | 36.32 | 1319.172 | 1.77
D | 4002 | 2016-05-03 | 18 | ON | 26.41 | 4.36 | 0.68 | 0 | 0.1 | 0.85 | 0 | 0 | -0.07 | -0.1 | 0.01 | 0.28 | 0.27 | 0.23 | 33.02 | 1342.621 | 1.64
D | 4002 | 2016-05-03 | 19 | ON | 24.6 | 4.36 | 0.68 | 0 | 0.09 | 0.85 | 0 | -0.02 | -0.07 | -0.1 | 0 | 0.28 | 0.27 | 0.23 | 31.17 | 1348.813 | 1.62
D | 4002 | 2016-05-03 | 20 | ON | 23.89 | 4.36 | 0.68 | 0 | 0.1 | 0.84 | 0 | -0.03 | -0.08 | -0.1 | 0 | 0.28 | 0.27 | 0.23 | 30.44 | 1360.006 | 1.62
D | 4002 | 2016-05-03 | 21 | ON | 26.07 | 4.36 | 0.68 | 0 | 0.08 | 0.84 | 0 | -0.02 | -0.1 | -0.1 | 0 | 0.28 | 0.27 | 0.23 | 32.59 | 1366.217 | 1.6
D | 4002 | 2016-05-03 | 22 | ON | 25.94 | 4.36 | 0.68 | 0 | 0.19 | 0.89 | 0.02 | -0.04 | -0.09 | -0.1 | 0 | 0.28 | 0.27 | 0.23 | 32.63 | 1266.977 | 1.78
D | 4002 | 2016-05-03 | 23 | ON | 22.1 | 4.36 | 0.68 | 0 | 0.17 | 0.99 | 0 | -0.02 | 0.01 | -0.1 | 0 | 0.28 | 0.27 | 0.23 | 28.97 | 1126.821 | 1.84
D | 4002 | 2016-05-03 | 24 | OFF | 19.05 | 4.36 | 0.68 | 0 | 0.16 | 0 | 0 | -0.02 | -0.02 | -0.1 | 0 | 0.28 | 0.27 | 0.23 | 24.89 | 1010.963 | 0.84
D | 4002 | 2016-05-04 | 1 | OFF | 20.45 | 4.36 | 0.45 | 0 | 0.06 | 0 | 0 | -0.03 | -0.03 | -0.1 | 0 | 0.28 | 0.27 | 0.23 | 25.94 | 945.585 | 0.51
D | 4002 | 2016-05-04 | 2 | OFF | 20.54 | 4.36 | 0.45 | 0 | 0.05 | 0 | 0 | -0.01 | -0.01 | -0.1 | 0 | 0.28 | 0.27 | 0.23 | 26.06 | 911.425 | 0.5
D | 4002 | 2016-05-04 | 3 | OFF | 20.46 | 4.36 | 0.45 | 0 | 0.05 | 0 | 0 | 0 | -0.02 | -0.1 | 0 | 0.28 | 0.27 | 0.23 | 25.98 | 894.07 | 0.5
D | 4002 | 2016-05-04 | 4 | OFF | 20.25 | 4.36 | 0.45 | 0 | 0.04 | 0 | 0 | 0.02 | -0.01 | -0.1 | 0 | 0.28 | 0.27 | 0.23 | 25.79 | 899.453 | 0.49
D | 4002 | 2016-05-04 | 5 | OFF | 20.64 | 4.36 | 0.45 | 0 | 0.05 | 0 | 0 | 0.01 | -0.02 | -0.1 | 0 | 0.28 | 0.27 | 0.23 | 26.17 | 941.981 | 0.5
D | 4002 | 2016-05-04 | 6 | OFF | 20.93 | 4.36 | 0.45 | 0 | 0.09 | 0 | 0 | 0.02 | -0.02 | -0.1 | 0 | 0.28 | 0.27 | 0.23 | 26.51 | 1046.464 | 0.54
D | 4002 | 2016-05-04 | 7 | OFF | 29.45 | 4.36 | 0.45 | 0 | 0.15 | 0 | 0.03 | -0.09 | -0.04 | -0.1 | 0 | 0.28 | 0.27 | 0.23 | 34.99 | 1215.999 | 0.63
D | 4002 | 2016-05-04 | 8 | ON | 36.36 | 4.36 | 0.45 | 0 | 0.24 | 0.89 | 0 | -0.04 | -0.08 | -0.1 | 0.04 | 0.28 | 0.27 | 0.23 | 42.9 | 1317.581 | 1.62
D | 4002 | 2016-05-04 | 9 | ON | 29.62 | 4.36 | 0.45 | 0 | 0.11 | 0.87 | 0 | -0.06 | -0.12 | -0.1 | 0.04 | 0.28 | 0.27 | 0.23 | 35.95 | 1344.214 | 1.47
D | 4002 | 2016-05-04 | 10 | ON | 36.72 | 4.36 | 0.45 | 0 | 0.18 | 0.86 | 0.03 | -0.07 | -0.09 | -0.1 | 0.04 | 0.28 | 0.27 | 0.23 | 43.16 | 1359.211 | 1.56
D | 4002 | 2016-05-04 | 11 | ON | 34.78 | 4.36 | 0.45 | 0 | 0.17 | 0.85 | 0 | -0.02 | -0.12 | -0.1 | 0.03 | 0.28 | 0.27 | 0.23 | 41.18 | 1378.77 | 1.5
D | 4002 | 2016-05-04 | 12 | ON | 36.82 | 4.36 | 0.45 | 0 | 0.21 | 0.85 | 0 | -0.04 | -0.1 | -0.1 | 0.03 | 0.28 | 0.27 | 0.23 | 43.26 | 1385.428 | 1.54
D | 4002 | 2016-05-04 | 13 | ON | 28.68 | 4.36 | 0.45 | 0 | 0.1 | 0.86 | 0.01 | -0.05 | -0.14 | -0.1 | 0.03 | 0.28 | 0.27 | 0.23 | 34.98 | 1381.178 | 1.45
D | 4002 | 2016-05-04 | 14 | ON | 33.12 | 4.36 | 0.45 | 0 | 0.15 | 0.86 | 0.01 | -0.02 | -0.1 | -0.1 | 0.03 | 0.28 | 0.27 | 0.23 | 39.54 | 1382.855 | 1.5
D | 4002 | 2016-05-04 | 15 | ON | 25.41 | 4.36 | 0.45 | 0 | 0.08 | 0.86 | 0 | -0.03 | -0.12 | -0.1 | 0.02 | 0.28 | 0.27 | 0.23 | 31.71 | 1372.311 | 1.41
D | 4002 | 2016-05-04 | 16 | ON | 28.74 | 4.36 | 0.45 | 0 | 0.07 | 0.86 | 0 | -0.02 | -0.1 | -0.1 | 0.03 | 0.28 | 0.27 | 0.23 | 35.07 | 1367.431 | 1.41
D | 4002 | 2016-05-04 | 17 | ON | 36.36 | 4.36 | 0.45 | 0 | 0.11 | 0.85 | 0.01 | -0.05 | -0.12 | -0.1 | 0.03 | 0.28 | 0.27 | 0.23 | 42.68 | 1379.187 | 1.45
D | 4002 | 2016-05-04 | 18 | ON | 36.25 | 4.36 | 0.45 | 0 | 0.15 | 0.83 | 0.01 | -0.05 | -0.11 | -0.1 | 0.03 | 0.28 | 0.27 | 0.23 | 42.6 | 1396.135 | 1.47
D | 4002 | 2016-05-04 | 19 | ON | 35.96 | 4.36 | 0.45 | 0 | 0.16 | 0.83 | 0 | -0.03 | -0.13 | -0.1 | 0 | 0.28 | 0.27 | 0.23 | 42.28 | 1409.8 | 1.44
D | 4002 | 2016-05-04 | 20 | ON | 40.24 | 4.36 | 0.45 | 0 | 0.19 | 0.82 | 0.03 | -0.02 | -0.11 | -0.1 | 0 | 0.28 | 0.27 | 0.23 | 46.64 | 1422.899 | 1.49
D | 4002 | 2016-05-04 | 21 | ON | 27.01 | 4.36 | 0.45 | 0 | 0.17 | 0.73 | 0 | 0.01 | -0.17 | -0.1 | 0 | 0.28 | 0.27 | 0.23 | 33.24 | 1398.836 | 1.35
D | 4002 | 2016-05-04 | 22 | ON | 26 | 4.36 | 0.45 | 0 | 0.16 | 0.78 | 0 | -0.04 | -0.1 | -0.1 | 0 | 0.28 | 0.27 | 0.23 | 32.29 | 1290.665 | 1.39
D | 4002 | 2016-05-04 | 23 | ON | 24.53 | 4.36 | 0.45 | 0 | 0.21 | 0.98 | 0.06 | -0.04 | -0.01 | -0.1 | 0 | 0.28 | 0.27 | 0.23 | 31.22 | 1150.646 | 1.7
D | 4002 | 2016-05-04 | 24 | OFF | 21.52 | 4.36 | 0.45 | 0 | 0.13 | 0 | 0 | 0.01 | -0.01 | -0.1 | 0 | 0.28 | 0.27 | 0.23 | 27.14 | 1037.207 | 0.58
D | 4002 | 2016-05-05 | 1 | OFF | 24.11 | 4.36 | 2.17 | 0 | 0.08 | 0 | 0 | -0.04 | -0.04 | -0.1 | 0 | 0.28 | 0.27 | 0.23 | 31.32 | 968.447 | 2.25
D | 4002 | 2016-05-05 | 2 | OFF | 24.03 | 4.36 | 2.17 | 0 | 0.09 | 0 | 0 | -0.04 | -0.01 | -0.1 | 0 | 0.28 | 0.27 | 0.23 | 31.28 | 932.787 | 2.26
D | 4002 | 2016-05-05 | 3 | OFF | 22.49 | 4.36 | 2.17 | 0 | 0.09 | 0 | 0 | -0.04 | -0.03 | -0.1 | 0 | 0.28 | 0.27 | 0.23 | 29.72 | 913.57 | 2.26
D | 4002 | 2016-05-05 | 4 | OFF | 22.83 | 4.36 | 2.17 | 0 | 0.12 | 0 | 0 | -0.04 | -0.03 | -0.1 | 0 | 0.28 | 0.27 | 0.23 | 30.09 | 914.887 | 2.29
D | 4002 | 2016-05-05 | 5 | OFF | 22.54 | 4.36 | 2.17 | 0 | 0.07 | 0 | 0 | -0.02 | -0.04 | -0.1 | 0 | 0.28 | 0.27 | 0.23 | 29.76 | 957.465 | 2.24
D | 4002 | 2016-05-05 | 6 | OFF | 25.82 | 4.36 | 2.17 | 0 | 0.09 | 0 | 0 | 0.01 | -0.05 | -0.1 | 0 | 0.28 | 0.27 | 0.23 | 33.08 | 1068.708 | 2.26
D | 4002 | 2016-05-05 | 7 | OFF | 28.56 | 4.36 | 2.17 | 0 | 0.14 | 0 | 0.09 | -0.04 | -0.07 | -0.1 | 0 | 0.28 | 0.27 | 0.23 | 35.89 | 1241.954 | 2.4
D | 4002 | 2016-05-05 | 8 | ON | 31.54 | 4.36 | 2.17 | 0 | 0.26 | 0.88 | 0.04 | 0.01 | -0.11 | -0.1 | 0.03 | 0.28 | 0.27 | 0.23 | 39.86 | 1342.802 | 3.38
D | 4002 | 2016-05-05 | 9 | ON | 32.46 | 4.36 | 2.17 | 0 | 0.19 | 0.86 | 0 | -0.04 | -0.12 | -0.1 | 0.03 | 0.28 | 0.27 | 0.23 | 40.59 | 1366.488 | 3.25
D | 4002 | 2016-05-05 | 10 | ON | 34.41 | 4.36 | 2.17 | 0 | 0.16 | 0.85 | 0 | -0.05 | -0.11 | -0.1 | 0.03 | 0.28 | 0.27 | 0.23 | 42.5 | 1379.479 | 3.21
D | 4002 | 2016-05-05 | 11 | ON | 36.04 | 4.36 | 2.17 | 0 | 0.15 | 0.84 | 0 | -0.04 | -0.08 | -0.1 | 0.03 | 0.28 | 0.27 | 0.23 | 44.15 | 1391.611 | 3.19
D | 4002 | 2016-05-05 | 12 | ON | 30.22 | 4.36 | 2.17 | 0 | 0.14 | 0.84 | 0 | -0.04 | -0.1 | -0.1 | 0.02 | 0.28 | 0.27 | 0.23 | 38.29 | 1385.309 | 3.17
D | 4002 | 2016-05-05 | 13 | ON | 33.4 | 4.36 | 2.17 | 0 | 0.18 | 0.85 | 0 | -0.04 | -0.11 | -0.1 | 0.03 | 0.28 | 0.27 | 0.23 | 41.52 | 1369.853 | 3.23
D | 4002 | 2016-05-05 | 14 | ON | 35.73 | 4.36 | 2.17 | 0 | 0.18 | 0.85 | 0 | -0.05 | -0.12 | -0.1 | 0.03 | 0.28 | 0.27 | 0.23 | 43.83 | 1368.786 | 3.23
D | 4002 | 2016-05-05 | 15 | ON | 30.89 | 4.36 | 2.17 | 0 | 0.19 | 0.85 | 0 | -0.01 | -0.1 | -0.1 | 0.03 | 0.28 | 0.27 | 0.23 | 39.06 | 1352.466 | 3.24
D | 4002 | 2016-05-05 | 16 | ON | 28.66 | 4.36 | 2.17 | 0 | 0.14 | 0.85 | 0.03 | -0.02 | -0.11 | -0.1 | 0.01 | 0.28 | 0.27 | 0.23 | 36.77 | 1346.41 | 3.2
D | 4002 | 2016-05-05 | 17 | ON | 29.1 | 4.36 | 2.17 | 0 | 0.14 | 0.85 | 0.02 | -0.03 | -0.09 | -0.1 | 0.01 | 0.28 | 0.27 | 0.23 | 37.21 | 1353.427 | 3.19
D | 4002 | 2016-05-05 | 18 | ON | 30.44 | 4.36 | 2.17 | 0 | 0.12 | 0.84 | 0 | -0.02 | -0.11 | -0.1 | 0.02 | 0.28 | 0.27 | 0.23 | 38.5 | 1374.967 | 3.15
D | 4002 | 2016-05-05 | 19 | ON | 35.99 | 4.36 | 2.17 | 0 | 0.16 | 0.83 | 0.06 | -0.02 | -0.12 | -0.1 | 0 | 0.28 | 0.27 | 0.23 | 44.11 | 1380.842 | 3.22
D | 4002 | 2016-05-05 | 20 | ON | 49.27 | 4.36 | 2.17 | 0 | 0.21 | 0.83 | 0 | -0.13 | -0.16 | -0.1 | 0 | 0.28 | 0.27 | 0.23 | 57.23 | 1386.992 | 3.21
D | 4002 | 2016-05-05 | 21 | ON | 49.1 | 4.36 | 2.17 | 0 | 0.31 | 0.83 | 0.25 | -0.01 | -0.08 | -0.1 | 0 | 0.28 | 0.27 | 0.23 | 57.61 | 1375.192 | 3.56
D | 4002 | 2016-05-05 | 22 | ON | 23.07 | 4.36 | 2.17 | 0 | 0.26 | 0.88 | 0 | 0.01 | -0.09 | -0.1 | 0 | 0.28 | 0.27 | 0.23 | 31.34 | 1272.507 | 3.31
D | 4002 | 2016-05-05 | 23 | ON | 22.03 | 4.36 | 2.17 | 0 | 0.35 | 0.97 | 0 | -0.05 | -0.02 | -0.1 | 0 | 0.28 | 0.27 | 0.23 | 30.49 | 1139.523 | 3.49
D | 4002 | 2016-05-05 | 24 | OFF | 25.05 | 4.36 | 2.17 | 0 | 0.17 | 0 | 0 | -0.11 | -0.01 | -0.1 | 0 | 0.28 | 0.27 | 0.23 | 32.31 | 1024.95 | 2.34
D | 4002 | 2016-05-06 | 1 | OFF | 24.38 | 4.36 | 0.21 | 0 | 0.07 | 0 | 0 | -0.09 | -0.03 | -0.1 | 0 | 0.28 | 0.27 | 0.23 | 29.58 | 953.762 | 0.28
D | 4002 | 2016-05-06 | 2 | OFF | 24.34 | 4.36 | 0.21 | 0 | 0.08 | 0 | 0 | 0.03 | -0.05 | -0.1 | 0 | 0.28 | 0.27 | 0.23 | 29.65 | 914.817 | 0.29
D | 4002 | 2016-05-06 | 3 | OFF | 22.29 | 4.36 | 0.21 | 0 | 0.05 | 0 | 0 | -0.06 | -0.05 | -0.1 | 0 | 0.28 | 0.27 | 0.23 | 27.48 | 893.923 | 0.26
D | 4002 | 2016-05-06 | 4 | OFF | 23.07 | 4.36 | 0.21 | 0 | 0.06 | 0 | 0 | 0 | -0.04 | -0.1 | 0 | 0.28 | 0.27 | 0.23 | 28.34 | 896.35 | 0.27
D | 4002 | 2016-05-06 | 5 | OFF | 24.1 | 4.36 | 0.21 | 0 | 0.06 | 0 | 0 | 0.02 | -0.05 | -0.1 | 0 | 0.28 | 0.27 | 0.23 | 29.38 | 929.188 | 0.27
D | 4002 | 2016-05-06 | 6 | OFF | 24.38 | 4.36 | 0.21 | 0 | 0.12 | 0 | 0 | 0.02 | -0.03 | -0.1 | 0 | 0.28 | 0.27 | 0.23 | 29.74 | 1032.15 | 0.33
D | 4002 | 2016-05-06 | 7 | OFF | 27.47 | 4.36 | 0.21 | 0 | 0.15 | 0 | 0.02 | -0.02 | -0.09 | -0.1 | 0 | 0.28 | 0.27 | 0.23 | 32.78 | 1195.739 | 0.38
D | 4002 | 2016-05-06 | 8 | ON | 32.54 | 4.36 | 0.21 | 0 | 0.2 | 0.89 | 0 | -0.06 | -0.06 | -0.1 | 0.01 | 0.28 | 0.27 | 0.23 | 38.77 | 1288.727 | 1.31
D | 4002 | 2016-05-06 | 9 | ON | 39.74 | 4.36 | 0.21 | 0 | 0.19 | 0.88 | 0.14 | -0.14 | -0.11 | -0.1 | 0.02 | 0.28 | 0.27 | 0.23 | 45.97 | 1306.395 | 1.44
D | 4002 | 2016-05-06 | 10 | ON | 33.05 | 4.36 | 0.21 | 0 | 0.14 | 0.87 | 0.08 | -0.01 | -0.1 | -0.1 | 0.02 | 0.28 | 0.27 | 0.23 | 39.3 | 1314.752 | 1.32
D | 4002 | 2016-05-06 | 11 | ON | 25.08 | 4.36 | 0.21 | 0 | 0.14 | 0.88 | 0 | 0.03 | -0.06 | -0.1 | 0.02 | 0.28 | 0.27 | 0.23 | 31.34 | 1320.398 | 1.25
D | 4002 | 2016-05-06 | 12 | ON | 22.33 | 4.36 | 0.21 | 0 | 0.08 | 0.89 | 0 | 0 | -0.08 | -0.1 | 0.02 | 0.28 | 0.27 | 0.23 | 28.49 | 1314.983 | 1.2
D | 4002 | 2016-05-06 | 13 | ON | 20.73 | 4.36 | 0.21 | 0 | 0.07 | 0.91 | 0 | -0.02 | -0.08 | -0.1 | 0.02 | 0.28 | 0.27 | 0.23 | 26.88 | 1299.987 | 1.21
D | 4002 | 2016-05-06 | 14 | ON | 22.1 | 4.36 | 0.21 | 0 | 0.06 | 0.91 | 0 | -0.03 | -0.07 | -0.1 | 0.02 | 0.28 | 0.27 | 0.23 | 28.24 | 1296.757 | 1.2
D | 4002 | 2016-05-06 | 15 | ON | 22.23 | 4.36 | 0.21 | 0 | 0.06 | 0.92 | 0 | -0.03 | -0.04 | -0.1 | 0 | 0.28 | 0.27 | 0.23 | 28.39 | 1281.302 | 1.19
D | 4002 | 2016-05-06 | 16 | ON | 22.25 | 4.36 | 0.21 | 0 | 0.07 | 0.92 | 0 | -0.04 | -0.04 | -0.1 | 0 | 0.28 | 0.27 | 0.23 | 28.41 | 1267.541 | 1.2
D | 4002 | 2016-05-06 | 17 | ON | 22.34 | 4.36 | 0.21 | 0 | 0.07 | 0.91 | 0 | -0.03 | -0.04 | -0.1 | 0 | 0.28 | 0.27 | 0.23 | 28.5 | 1256.492 | 1.19
D | 4002 | 2016-05-06 | 18 | ON | 21.21 | 4.36 | 0.21 | 0 | 0.08 | 0.9 | 0 | -0.02 | -0.04 | -0.1 | 0 | 0.28 | 0.27 | 0.23 | 27.38 | 1256.816 | 1.19
D | 4002 | 2016-05-06 | 19 | ON | 27.97 | 4.36 | 0.21 | 0 | 0.13 | 0.9 | 0.1 | 0.02 | -0.03 | -0.1 | 0 | 0.28 | 0.27 | 0.23 | 34.34 | 1254.475 | 1.34
D | 4002 | 2016-05-06 | 20 | ON | 27.97 | 4.36 | 0.21 | 0 | 0.14 | 0.9 | 0 | 0 | -0.05 | -0.1 | 0 | 0.28 | 0.27 | 0.23 | 34.21 | 1268.839 | 1.25
D | 4002 | 2016-05-06 | 21 | ON | 22.93 | 4.36 | 0.21 | 0 | 0.11 | 0.89 | 0 | -0.02 | -0.06 | -0.1 | 0 | 0.28 | 0.27 | 0.23 | 29.1 | 1289.014 | 1.21
D | 4002 | 2016-05-06 | 22 | ON | 19.95 | 4.36 | 0.21 | 0 | 0.14 | 0.93 | 0 | -0.04 | -0.05 | -0.1 | 0 | 0.28 | 0.27 | 0.23 | 26.18 | 1214.435 | 1.28
D | 4002 | 2016-05-06 | 23 | ON | 17.68 | 4.36 | 0.21 | 0 | 0.14 | 1.01 | 0 | -0.03 | -0.04 | -0.1 | 0 | 0.28 | 0.27 | 0.23 | 24.01 | 1104.856 | 1.36
D | 4002 | 2016-05-06 | 24 | OFF | 16.3 | 4.36 | 0.21 | 0 | 0.21 | 0 | 0 | 0.01 | -0.03 | -0.1 | 0 | 0.28 | 0.27 | 0.23 | 21.74 | 988.019 | 0.42
D | 4002 | 2016-05-07 | 1 | OFF | 18.92 | 4.36 | 0.37 | 0.07 | 0.06 | 0 | 0 | 0 | -0.05 | -0.1 | 0 | 0.28 | 0.27 | 0.23 | 24.41 | 907.613 | 0.5
D | 4002 | 2016-05-07 | 2 | OFF | 18.92 | 4.36 | 0.37 | 0.07 | 0.05 | 0 | 0 | -0.02 | -0.02 | -0.1 | 0 | 0.28 | 0.27 | 0.23 | 24.41 | 866.882 | 0.49
D | 4002 | 2016-05-07 | 3 | OFF | 18.62 | 4.36 | 0.37 | 0.07 | 0.06 | 0 | 0 | -0.03 | -0.04 | -0.1 | 0 | 0.28 | 0.27 | 0.23 | 24.09 | 839.781 | 0.5
D | 4002 | 2016-05-07 | 4 | OFF | 18.68 | 4.36 | 0.37 | 0.07 | 0.06 | 0 | 0 | 0 | -0.03 | -0.1 | 0 | 0.28 | 0.27 | 0.23 | 24.19 | 834.838 | 0.5
D | 4002 | 2016-05-07 | 5 | OFF | 18.52 | 4.36 | 0.37 | 0.07 | 0.08 | 0 | 0 | 0 | -0.03 | -0.1 | 0 | 0.28 | 0.27 | 0.23 | 24.05 | 845.972 | 0.52
D | 4002 | 2016-05-07 | 6 | OFF | 18.86 | 4.36 | 0.37 | 0.07 | 0.08 | 0 | 0 | 0.01 | -0.02 | -0.1 | 0 | 0.28 | 0.27 | 0.23 | 24.41 | 885.801 | 0.52
D | 4002 | 2016-05-07 | 7 | OFF | 18.21 | 4.36 | 0.37 | 0.07 | 0.24 | 0 | 0 | -0.02 | -0.02 | -0.1 | 0 | 0.28 | 0.27 | 0.23 | 23.89 | 960.407 | 0.68
D | 4002 | 2016-05-07 | 8 | OFF | 23.52 | 4.36 | 0.37 | 0.07 | 0.34 | 0 | 0.09 | -0.02 | 0.01 | -0.1 | 0 | 0.28 | 0.27 | 0.23 | 29.42 | 1064.393 | 0.87
D | 4002 | 2016-05-07 | 9 | OFF | 21.73 | 4.36 | 0.37 | 0.07 | 0.2 | 0 | 0 | -0.01 | -0.02 | -0.1 | 0 | 0.28 | 0.27 | 0.23 | 27.38 | 1162.66 | 0.64
D | 4002 | 2016-05-07 | 10 | OFF | 31.64 | 4.36 | 0.37 | 0.07 | 0.13 | 0 | 0.2 | -0.02 | -0.05 | -0.1 | 0 | 0.28 | 0.27 | 0.23 | 37.38 | 1219.48 | 0.77
D | 4002 | 2016-05-07 | 11 | OFF | 34.06 | 4.36 | 0.37 | 0.07 | 0.23 | 0 | 0.01 | -0.01 | -0.05 | -0.1 | 0 | 0.28 | 0.27 | 0.23 | 39.72 | 1237.604 | 0.68
D | 4002 | 2016-05-07 | 12 | OFF | 27.83 | 4.36 | 0.37 | 0.07 | 0.19 | 0 | 0 | -0.01 | -0.06 | -0.1 | 0 | 0.28 | 0.27 | 0.23 | 33.43 | 1232.137 | 0.63
D | 4002 | 2016-05-07 | 13 | OFF | 22.31 | 4.36 | 0.37 | 0.07 | 0.12 | 0 | 0 | 0 | -0.04 | -0.1 | 0 | 0.28 | 0.27 | 0.23 | 27.87 | 1214.71 | 0.56
D | 4002 | 2016-05-07 | 14 | OFF | 21.37 | 4.36 | 0.37 | 0.07 | 0.12 | 0 | 0 | -0.01 | -0.01 | -0.1 | 0 | 0.28 | 0.27 | 0.23 | 26.95 | 1198.277 | 0.56
D | 4002 | 2016-05-07 | 15 | OFF | 20.96 | 4.36 | 0.37 | 0.07 | 0.12 | 0 | 0 | 0 | -0.02 | -0.1 | 0 | 0.28 | 0.27 | 0.23 | 26.54 | 1180.727 | 0.56
D | 4002 | 2016-05-07 | 16 | OFF | 20.68 | 4.36 | 0.37 | 0.07 | 0.12 | 0 | 0 | -0.01 | -0.02 | -0.1 | 0 | 0.28 | 0.27 | 0.23 | 26.25 | 1171.534 | 0.56
D | 4002 | 2016-05-07 | 17 | OFF | 20.32 | 4.36 | 0.37 | 0.07 | 0.11 | 0 | 0 | 0 | -0.05 | -0.1 | 0 | 0.28 | 0.27 | 0.23 | 25.86 | 1173.369 | 0.55
D | 4002 | 2016-05-07 | 18 | OFF | 20.97 | 4.36 | 0.37 | 0.07 | 0.11 | 0 | 0.01 | -0.02 | -0.04 | -0.1 | 0 | 0.28 | 0.27 | 0.23 | 26.51 | 1192.67 | 0.56
D | 4002 | 2016-05-07 | 19 | OFF | 20.24 | 4.36 | 0.37 | 0.07 | 0.1 | 0 | 0.01 | -0.01 | -0.06 | -0.1 | 0 | 0.28 | 0.27 | 0.23 | 25.76 | 1196.333 | 0.55
D | 4002 | 2016-05-07 | 20 | OFF | 20.52 | 4.36 | 0.37 | 0.07 | 0.11 | 0 | 0 | -0.01 | -0.05 | -0.1 | 0 | 0.28 | 0.27 | 0.23 | 26.05 | 1214.131 | 0.55
D | 4002 | 2016-05-07 | 21 | OFF | 27.28 | 4.36 | 0.37 | 0.07 | 0.1 | 0 | 0.02 | -0.02 | -0.06 | -0.1 | 0 | 0.28 | 0.27 | 0.23 | 32.8 | 1225.019 | 0.56
D | 4002 | 2016-05-07 | 22 | OFF | 24.86 | 4.36 | 0.37 | 0.07 | 0.27 | 0 | 0 | -0.04 | -0.02 | -0.1 | 0 | 0.28 | 0.27 | 0.23 | 30.55 | 1156.179 | 0.71
D | 4002 | 2016-05-07 | 23 | OFF | 19.51 | 4.36 | 0.37 | 0.07 | 0.3 | 0 | 0 | -0.01 | -0.02 | -0.1 | 0 | 0.28 | 0.27 | 0.23 | 25.26 | 1056.008 | 0.74
D | 4002 | 2016-05-07 | 24 | OFF | 19.5 | 4.36 | 0.37 | 0.07 | 0.21 | 0 | 0 | 0 | 0 | -0.1 | 0 | 0.28 | 0.27 | 0.23 | 25.19 | 959.032 | 0.65
D | 4002 | 2016-05-08 | 1 | OFF | 18.34 | 4.36 | 0.71 | 0 | 0.09 | 0 | 0 | 0.05 | -0.02 | -0.1 | 0 | 0.28 | 0.27 | 0.23 | 24.21 | 887.799 | 0.8
D | 4002 | 2016-05-08 | 2 | OFF | 17.51 | 4.36 | 0.71 | 0 | 0.12 | 0 | 0 | 0.01 | -0.01 | -0.1 | 0 | 0.28 | 0.27 | 0.23 | 23.38 | 846.662 | 0.83
D | 4002 | 2016-05-08 | 3 | OFF | 16.2 | 4.36 | 0.71 | 0 | 0.14 | 0 | 0 | 0.01 | 0 | -0.1 | 0 | 0.28 | 0.27 | 0.23 | 22.1 | 824.114 | 0.85
D | 4002 | 2016-05-08 | 4 | OFF | 16.23 | 4.36 | 0.71 | 0 | 0.08 | 0 | 0 | 0 | 0 | -0.1 | 0 | 0.28 | 0.27 | 0.23 | 22.06 | 814.487 | 0.79
D | 4002 | 2016-05-08 | 5 | OFF | 15.97 | 4.36 | 0.71 | 0 | 0.06 | 0 | 0 | 0.01 | -0.01 | -0.1 | 0 | 0.28 | 0.27 | 0.23 | 21.78 | 820.31 | 0.77
D | 4002 | 2016-05-08 | 6 | OFF | 16.57 | 4.36 | 0.71 | 0 | 0.13 | 0 | 0 | 0.01 | -0.01 | -0.1 | 0 | 0.28 | 0.27 | 0.23 | 22.45 | 845.19 | 0.84
D | 4002 | 2016-05-08 | 7 | OFF | 16.58 | 4.36 | 0.71 | 0 | 0.22 | 0 | 0 | 0 | -0.02 | -0.1 | 0 | 0.28 | 0.27 | 0.23 | 22.53 | 894.684 | 0.93
D | 4002 | 2016-05-08 | 8 | OFF | 12.71 | 4.36 | 0.71 | 0 | 0.38 | 0 | 0 | 0 | -0.02 | -0.1 | 0 | 0.28 | 0.27 | 0.23 | 18.82 | 988.382 | 1.09
D | 4002 | 2016-05-08 | 9 | OFF | 18.32 | 4.36 | 0.71 | 0 | 0.17 | 0 | 0 | 0 | -0.01 | -0.1 | 0 | 0.28 | 0.27 | 0.23 | 24.23 | 1082.198 | 0.88
D | 4002 | 2016-05-08 | 10 | OFF | 20.56 | 4.36 | 0.71 | 0 | 0.19 | 0 | 0 | -0.02 | -0.02 | -0.1 | 0 | 0.28 | 0.27 | 0.23 | 26.46 | 1152.615 | 0.9
D | 4002 | 2016-05-08 | 11 | OFF | 20.87 | 4.36 | 0.71 | 0 | 0.08 | 0 | 0 | -0.02 | -0.05 | -0.1 | 0 | 0.28 | 0.27 | 0.23 | 26.63 | 1190.591 | 0.79
D | 4002 | 2016-05-08 | 12 | OFF | 21.67 | 4.36 | 0.71 | 0 | 0.1 | 0 | 0.01 | 0 | -0.05 | -0.1 | 0 | 0.28 | 0.27 | 0.23 | 27.48 | 1206.791 | 0.82
D | 4002 | 2016-05-08 | 13 | OFF | 20.78 | 4.36 | 0.71 | 0 | 0.08 | 0 | 0 | 0 | -0.03 | -0.1 | 0 | 0.28 | 0.27 | 0.23 | 26.58 | 1197.333 | 0.79
D | 4002 | 2016-05-08 | 14 | OFF | 20.22 | 4.36 | 0.71 | 0 | 0.08 | 0 | 0.01 | 0.01 | -0.03 | -0.1 | 0 | 0.28 | 0.27 | 0.23 | 26.04 | 1167.861 | 0.8
D | 4002 | 2016-05-08 | 15 | OFF | 18.39 | 4.36 | 0.71 | 0 | 0.05 | 0 | 0 | 0.04 | -0.03 | -0.1 | 0 | 0.28 | 0.27 | 0.23 | 24.2 | 1137.699 | 0.76
D | 4002 | 2016-05-08 | 16 | OFF | 16.32 | 4.36 | 0.71 | 0 | 0.09 | 0 | 0 | 0.02 | -0.04 | -0.1 | 0 | 0.28 | 0.27 | 0.23 | 22.14 | 1121.094 | 0.8
D | 4002 | 2016-05-08 | 17 | OFF | 15.79 | 4.36 | 0.71 | 0 | 0.13 | 0 | 0 | 0.01 | -0.05 | -0.1 | 0 | 0.28 | 0.27 | 0.23 | 21.63 | 1125.432 | 0.84
D | 4002 | 2016-05-08 | 18 | OFF | 16.67 | 4.36 | 0.71 | 0 | 0.1 | 0 | 0 | -0.01 | -0.05 | -0.1 | 0 | 0.28 | 0.27 | 0.23 | 22.46 | 1157.213 | 0.81
D | 4002 | 2016-05-08 | 19 | OFF | 17.53 | 4.36 | 0.71 | 0 | 0.1 | 0 | 0 | -0.01 | -0.05 | -0.1 | 0 | 0.28 | 0.27 | 0.23 | 23.32 | 1174.356 | 0.81
D | 4002 | 2016-05-08 | 20 | OFF | 19.04 | 4.36 | 0.71 | 0 | 0.1 | 0 | 0 | -0.04 | -0.07 | -0.1 | 0 | 0.28 | 0.27 | 0.23 | 24.78 | 1200.134 | 0.81
D | 4002 | 2016-05-08 | 21 | OFF | 36.69 | 4.36 | 0.71 | 0 | 0.14 | 0 | 0.35 | -0.02 | -0.1 | -0.1 | 0 | 0.28 | 0.27 | 0.23 | 42.81 | 1247.281 | 1.2
D | 4002 | 2016-05-08 | 22 | OFF | 28.52 | 4.36 | 0.71 | 0 | 0.33 | 0 | 0.09 | 0.06 | -0.06 | -0.1 | 0 | 0.28 | 0.27 | 0.23 | 34.69 | 1168.07 | 1.13
D | 4002 | 2016-05-08 | 23 | OFF | 19.27 | 4.36 | 0.71 | 0 | 0.23 | 0 | 0 | 0 | -0.02 | -0.1 | 0 | 0.28 | 0.27 | 0.23 | 25.23 | 1054.184 | 0.94
D | 4002 | 2016-05-08 | 24 | OFF | 13.38 | 4.36 | 0.71 | 0 | 0.1 | 0 | 0 | 0.01 | -0.04 | -0.1 | 0 | 0.28 | 0.27 | 0.23 | 19.2 | 955.249 | 0.81
D | 4002 | 2016-05-09 | 1 | OFF | 7.39 | 4.36 | 0.16 | 0 | 0.18 | 0 | 0 | 0 | -0.04 | -0.1 | 0 | 0.28 | 0.27 | 0.23 | 12.73 | 894.579 | 0.34
D | 4002 | 2016-05-09 | 2 | OFF | 13.83 | 4.36 | 0.16 | 0 | 0.07 | 0 | 0 | 0.02 | -0.04 | -0.1 | 0 | 0.28 | 0.27 | 0.23 | 19.08 | 865.532 | 0.23
D | 4002 | 2016-05-09 | 3 | OFF | 15.47 | 4.36 | 0.16 | 0 | 0.08 | 0 | 0 | 0 | -0.04 | -0.1 | 0 | 0.28 | 0.27 | 0.23 | 20.71 | 854.462 | 0.24
D | 4002 | 2016-05-09 | 4 | OFF | 16.01 | 4.36 | 0.16 | 0 | 0.07 | 0 | 0 | -0.01 | -0.02 | -0.1 | 0 | 0.28 | 0.27 | 0.23 | 21.25 | 862.304 | 0.23
D | 4002 | 2016-05-09 | 5 | OFF | 15.46 | 4.36 | 0.16 | 0 | 0.06 | 0 | 0 | 0 | -0.06 | -0.1 | 0 | 0.28 | 0.27 | 0.23 | 20.66 | 911.041 | 0.22
D | 4002 | 2016-05-09 | 6 | OFF | 12.93 | 4.36 | 0.16 | 0 | 0.19 | 0 | 0 | 0 | -0.05 | -0.1 | 0 | 0.28 | 0.27 | 0.23 | 18.27 | 1022.857 | 0.35
D | 4002 | 2016-05-09 | 7 | OFF | 18.07 | 4.36 | 0.16 | 0 | 0.28 | 0 | 0 | -0.04 | -0.06 | -0.1 | 0 | 0.28 | 0.27 | 0.23 | 23.45 | 1194.794 | 0.44
D | 4002 | 2016-05-09 | 8 | ON | 20.06 | 4.36 | 0.16 | 0 | 0.18 | 0.91 | 0 | 0.01 | -0.09 | -0.1 | 0 | 0.28 | 0.27 | 0.23 | 26.27 | 1301.722 | 1.25
D | 4002 | 2016-05-09 | 9 | ON | 18.58 | 4.36 | 0.16 | 0 | 0.08 | 0.9 | 0 | 0.02 | -0.09 | -0.1 | 0 | 0.28 | 0.27 | 0.23 | 24.69 | 1323.296 | 1.14
D | 4002 | 2016-05-09 | 10 | ON | 17.38 | 4.36 | 0.16 | 0 | 0.07 | 0.9 | 0 | 0 | -0.1 | -0.1 | 0 | 0.28 | 0.27 | 0.23 | 23.45 | 1329.111 | 1.13
D | 4002 | 2016-05-09 | 11 | ON | 18.17 | 4.36 | 0.16 | 0 | 0.05 | 0.9 | 0 | 0 | -0.1 | -0.1 | 0 | 0.28 | 0.27 | 0.23 | 24.22 | 1343.927 | 1.11
D | 4002 | 2016-05-09 | 12 | ON | 18.08 | 4.36 | 0.16 | 0 | 0.06 | 0.9 | 0 | 0 | -0.1 | -0.1 | 0 | 0.28 | 0.27 | 0.23 | 24.14 | 1342.085 | 1.12
D | 4002 | 2016-05-09 | 13 | ON | 18.01 | 4.36 | 0.16 | 0 | 0.06 | 0.91 | 0 | 0 | -0.09 | -0.1 | 0 | 0.28 | 0.27 | 0.23 | 24.09 | 1328.387 | 1.13
D | 4002 | 2016-05-09 | 14 | ON | 18.12 | 4.36 | 0.16 | 0 | 0.06 | 0.91 | 0 | 0 | -0.09 | -0.1 | 0 | 0.28 | 0.27 | 0.23 | 24.2 | 1320.905 | 1.13
D | 4002 | 2016-05-09 | 15 | ON | 17.72 | 4.36 | 0.16 | 0 | 0.06 | 0.92 | 0 | 0.01 | -0.08 | -0.1 | 0 | 0.28 | 0.27 | 0.23 | 23.83 | 1299.15 | 1.14
D | 4002 | 2016-05-09 | 16 | ON | 18.04 | 4.36 | 0.16 | 0 | 0.09 | 0.92 | 0 | 0 | -0.09 | -0.1 | 0 | 0.28 | 0.27 | 0.23 | 24.16 | 1284.53 | 1.17
D | 4002 | 2016-05-09 | 17 | ON | 18.2 | 4.36 | 0.16 | 0 | 0.08 | 0.91 | 0 | -0.02 | -0.09 | -0.1 | 0 | 0.28 | 0.27 | 0.23 | 24.28 | 1281.247 | 1.15
D | 4002 | 2016-05-09 | 18 | ON | 19.22 | 4.36 | 0.16 | 0 | 0.11 | 0.9 | 0 | -0.02 | -0.09 | -0.1 | 0 | 0.28 | 0.27 | 0.23 | 25.32 | 1300.14 | 1.17
D | 4002 | 2016-05-09 | 19 | ON | 21.94 | 4.36 | 0.16 | 0 | 0.06 | 0.89 | 0.03 | 0.01 | -0.09 | -0.1 | 0 | 0.28 | 0.27 | 0.23 | 28.04 | 1315.086 | 1.14
D | 4002 | 2016-05-09 | 20 | ON | 20.2 | 4.36 | 0.16 | 0 | 0.07 | 0.88 | 0.04 | 0.02 | -0.08 | -0.1 | 0 | 0.28 | 0.27 | 0.23 | 26.33 | 1324.2 | 1.15
D | 4002 | 2016-05-09 | 21 | ON | 28.56 | 4.36 | 0.16 | 0 | 0.05 | 0.86 | 0 | 0 | -0.16 | -0.1 | 0 | 0.28 | 0.27 | 0.23 | 34.51 | 1353.938 | 1.07
D | 4002 | 2016-05-09 | 22 | ON | 22.08 | 4.36 | 0.16 | 0 | 0.17 | 0.91 | 0 | 0 | -0.07 | -0.1 | 0 | 0.28 | 0.27 | 0.23 | 28.29 | 1260.381 | 1.24
D | 4002 | 2016-05-09 | 23 | ON | 18.24 | 4.36 | 0.16 | 0 | 0.34 | 1.01 | 0 | -0.01 | -0.06 | -0.1 | 0 | 0.28 | 0.27 | 0.23 | 24.72 | 1122.52 | 1.51
D | 4002 | 2016-05-09 | 24 | OFF | 13.04 | 4.36 | 0.16 | 0 | 0.17 | 0 | 0 | 0 | -0.02 | -0.1 | 0 | 0.28 | 0.27 | 0.23 | 18.39 | 1007.109 | 0.33
D | 4002 | 2016-05-10 | 1 | OFF | 14.89 | 4.36 | 0.28 | 0.03 | 0.05 | 0 | 0 | 0.08 | -0.05 | -0.1 | 0 | 0.28 | 0.27 | 0.23 | 20.32 | 943.279 | 0.36
D | 4002 | 2016-05-10 | 2 | OFF | 13.03 | 4.36 | 0.28 | 0.03 | 0.05 | 0 | 0 | 0.01 | -0.04 | -0.1 | 0 | 0.28 | 0.27 | 0.23 | 18.4 | 910.722 | 0.36
D | 4002 | 2016-05-10 | 3 | OFF | 10.78 | 4.36 | 0.28 | 0.03 | 0.06 | 0 | 0 | 0 | -0.05 | -0.1 | 0 | 0.28 | 0.27 | 0.23 | 16.14 | 894.106 | 0.37
D | 4002 | 2016-05-10 | 4 | OFF | 14.7 | 4.36 | 0.28 | 0.03 | 0.06 | 0 | 0 | 0.01 | -0.05 | -0.1 | 0 | 0.28 | 0.27 | 0.23 | 20.07 | 897.721 | 0.37
D | 4002 | 2016-05-10 | 5 | OFF | 15.78 | 4.36 | 0.28 | 0.03 | 0.07 | 0 | 0 | 0 | -0.05 | -0.1 | 0 | 0.28 | 0.27 | 0.23 | 21.15 | 943.679 | 0.38
D | 4002 | 2016-05-10 | 6 | OFF | 16.82 | 4.36 | 0.28 | 0.03 | 0.1 | 0 | 0 | 0.03 | -0.03 | -0.1 | 0 | 0.28 | 0.27 | 0.23 | 22.27 | 1047.919 | 0.41
D | 4002 | 2016-05-10 | 7 | OFF | 20.88 | 4.36 | 0.28 | 0.03 | 0.24 | 0 | 0 | -0.01 | -0.08 | -0.1 | 0 | 0.28 | 0.27 | 0.23 | 26.38 | 1215.472 | 0.55
D | 4002 | 2016-05-10 | 8 | ON | 21.22 | 4.36 | 0.28 | 0.03 | 0.21 | 0.91 | 0 | 0 | -0.08 | -0.1 | 0.01 | 0.28 | 0.27 | 0.23 | 27.62 | 1300.831 | 1.44
D | 4002 | 2016-05-10 | 9 | ON | 18.73 | 4.36 | 0.28 | 0.03 | 0.08 | 0.91 | 0 | -0.01 | -0.08 | -0.1 | 0.01 | 0.28 | 0.27 | 0.23 | 24.99 | 1313.589 | 1.31
D | 4002 | 2016-05-10 | 10 | ON | 17.89 | 4.36 | 0.28 | 0.03 | 0.07 | 0.91 | 0 | -0.01 | -0.09 | -0.1 | 0.01 | 0.28 | 0.27 | 0.23 | 24.13 | 1316.006 | 1.3
D | 4002 | 2016-05-10 | 11 | ON | 16.33 | 4.36 | 0.28 | 0.03 | 0.08 | 0.91 | 0 | -0.02 | -0.08 | -0.1 | 0.01 | 0.28 | 0.27 | 0.23 | 22.58 | 1327.165 | 1.31
D | 4002 | 2016-05-10 | 12 | ON | 16.73 | 4.36 | 0.28 | 0.03 | 0.08 | 0.91 | 0 | -0.02 | -0.07 | -0.1 | 0.01 | 0.28 | 0.27 | 0.23 | 22.99 | 1326.036 | 1.31
D | 4002 | 2016-05-10 | 13 | ON | 17.62 | 4.36 | 0.28 | 0.03 | 0.07 | 0.91 | 0 | -0.04 | -0.07 | -0.1 | 0.01 | 0.28 | 0.27 | 0.23 | 23.85 | 1319.638 | 1.3
D | 4002 | 2016-05-10 | 14 | ON | 17.83 | 4.36 | 0.28 | 0.03 | 0.07 | 0.91 | 0 | -0.03 | -0.07 | -0.1 | 0.01 | 0.28 | 0.27 | 0.23 | 24.07 | 1323.502 | 1.3
D | 4002 | 2016-05-10 | 15 | ON | 17.83 | 4.36 | 0.28 | 0.03 | 0.07 | 0.91 | 0 | -0.03 | -0.06 | -0.1 | 0.01 | 0.28 | 0.27 | 0.23 | 24.08 | 1313.473 | 1.3
D | 4002 | 2016-05-10 | 16 | ON | 17.44 | 4.36 | 0.28 | 0.03 | 0.07 | 0.91 | 0 | -0.04 | -0.07 | -0.1 | 0.01 | 0.28 | 0.27 | 0.23 | 23.67 | 1308.359 | 1.3
D | 4002 | 2016-05-10 | 17 | ON | 19.89 | 4.36 | 0.28 | 0.03 | 0.07 | 0.9 | 0.06 | -0.02 | -0.05 | -0.1 | 0.01 | 0.28 | 0.27 | 0.23 | 26.21 | 1307.811 | 1.35
D | 4002 | 2016-05-10 | 18 | ON | 22.92 | 4.36 | 0.28 | 0.03 | 0.1 | 0.89 | 0 | -0.03 | -0.06 | -0.1 | 0.01 | 0.28 | 0.27 | 0.23 | 29.18 | 1317.313 | 1.31
D | 4002 | 2016-05-10 | 19 | ON | 22.23 | 4.36 | 0.28 | 0.03 | 0.09 | 0.89 | 0.01 | -0.02 | -0.04 | -0.1 | 0 | 0.28 | 0.27 | 0.23 | 28.51 | 1319.996 | 1.3
D | 4002 | 2016-05-10 | 20 | ON | 33.55 | 4.36 | 0.28 | 0.03 | 0.18 | 0.88 | 0.28 | 0 | -0.08 | -0.1 | 0 | 0.28 | 0.27 | 0.23 | 40.16 | 1324.249 | 1.65
D | 4002 | 2016-05-10 | 21 | ON | 32.43 | 4.36 | 0.28 | 0.03 | 0.15 | 0.86 | 0.11 | 0.01 | -0.09 | -0.1 | 0 | 0.28 | 0.27 | 0.23 | 38.82 | 1351.436 | 1.43
D | 4002 | 2016-05-10 | 22 | ON | 22.74 | 4.36 | 0.28 | 0.03 | 0.11 | 0.91 | 0 | 0 | -0.06 | -0.1 | 0 | 0.28 | 0.27 | 0.23 | 29.05 | 1260.213 | 1.33
D | 4002 | 2016-05-10 | 23 | ON | 17.7 | 4.36 | 0.28 | 0.03 | 0.14 | 1.02 | 0.01 | 0.02 | -0.04 | -0.1 | 0 | 0.28 | 0.27 | 0.23 | 24.2 | 1110.132 | 1.48
D | 4002 | 2016-05-10 | 24 | OFF | 16.04 | 4.36 | 0.28 | 0.03 | 0.1 | 0 | 0 | 0.02 | -0.04 | -0.1 | 0 | 0.28 | 0.27 | 0.23 | 21.47 | 990.697 | 0.41
D | 4002 | 2016-05-11 | 1 | OFF | 15.62 | 4.36 | 0.88 | 0 | 0.04 | 0 | 0 | 0.01 | -0.02 | -0.1 | 0 | 0.28 | 0.27 | 0.23 | 21.57 | 918.44 | 0.92
D | 4002 | 2016-05-11 | 2 | OFF | 11.78 | 4.36 | 0.88 | 0 | 0.09 | 0 | 0 | 0.02 | -0.01 | -0.1 | 0 | 0.28 | 0.27 | 0.23 | 17.8 | 881.04 | 0.97
D | 4002 | 2016-05-11 | 3 | OFF | -71.67 | 4.36 | 0.88 | 0 | 0.84 | 0 | 0 | -0.11 | 0.05 | -0.1 | 0 | 0.28 | 0.27 | 0.23 | -64.97 | 861.434 | 1.72
D | 4002 | 2016-05-11 | 4 | OFF | -112.35 | 4.36 | 0.88 | 0 | 0.5 | 0 | 0 | -0.02 | -0.09 | -0.1 | 0 | 0.28 | 0.27 | 0.23 | -106.04 | 864.688 | 1.38
D | 4002 | 2016-05-11 | 5 | OFF | -27.86 | 4.36 | 0.88 | 0 | 0.58 | 0 | 0 | 0.1 | -0.42 | -0.1 | 0 | 0.28 | 0.27 | 0.23 | -21.68 | 908.356 | 1.46
D | 4002 | 2016-05-11 | 6 | OFF | 17.05 | 4.36 | 0.88 | 0 | 0.06 | 0 | 0 | -0.01 | -0.02 | -0.1 | 0 | 0.28 | 0.27 | 0.23 | 23 | 1008.146 | 0.94
D | 4002 | 2016-05-11 | 7 | OFF | 20.85 | 4.36 | 0.88 | 0 | 0.24 | 0 | 0 | -0.05 | -0.05 | -0.1 | 0 | 0.28 | 0.27 | 0.23 | 26.91 | 1178.745 | 1.12
D | 4002 | 2016-05-11 | 8 | ON | 24.22 | 4.36 | 0.88 | 0 | 0.28 | 0.92 | 0.07 | -0.02 | -0.07 | -0.1 | 0.01 | 0.28 | 0.27 | 0.23 | 31.33 | 1274.178 | 2.16
D | 4002 | 2016-05-11 | 9 | ON | 20.38 | 4.36 | 0.88 | 0 | 0.1 | 0.9 | 0 | -0.01 | -0.07 | -0.1 | 0.01 | 0.28 | 0.27 | 0.23 | 27.23 | 1299.914 | 1.89
D | 4002 | 2016-05-11 | 10 | ON | 17.94 | 4.36 | 0.88 | 0 | 0.07 | 0.9 | 0 | 0.01 | -0.07 | -0.1 | 0.01 | 0.28 | 0.27 | 0.23 | 24.78 | 1314.726 | 1.86
D | 4002 | 2016-05-11 | 11 | ON | 18.18 | 4.36 | 0.88 | 0 | 0.06 | 0.89 | 0 | -0.03 | -0.09 | -0.1 | 0.01 | 0.28 | 0.27 | 0.23 | 24.94 | 1333.218 | 1.84
D | 4002 | 2016-05-11 | 12 | ON | 19.02 | 4.36 | 0.88 | 0 | 0.08 | 0.88 | 0 | -0.02 | -0.08 | -0.1 | 0.01 | 0.28 | 0.27 | 0.23 | 25.81 | 1335.828 | 1.85
D | 4002 | 2016-05-11 | 13 | ON | 18.83 | 4.36 | 0.88 | 0 | 0.06 | 0.89 | 0 | -0.01 | -0.08 | -0.1 | 0.01 | 0.28 | 0.27 | 0.23 | 25.62 | 1333.207 | 1.84
D | 4002 | 2016-05-11 | 14 | ON | 25.22 | 4.36 | 0.88 | 0 | 0.1 | 0.88 | 0 | -0.04 | -0.09 | -0.1 | 0.01 | 0.28 | 0.27 | 0.23 | 32 | 1338.163 | 1.87
D | 4002 | 2016-05-11 | 15 | ON | 32.38 | 4.36 | 0.88 | 0 | 0.17 | 0.88 | 0 | 0 | -0.1 | -0.1 | 0.02 | 0.28 | 0.27 | 0.23 | 39.27 | 1329.945 | 1.95
D | 4002 | 2016-05-11 | 16 | ON | 27.28 | 4.36 | 0.88 | 0 | 0.14 | 0.88 | 0 | -0.02 | -0.08 | -0.1 | 0.01 | 0.28 | 0.27 | 0.23 | 34.13 | 1329.497 | 1.91
D | 4002 | 2016-05-11 | 17 | ON | 29.89 | 4.36 | 0.88 | 0 | 0.18 | 0.87 | 0 | -0.05 | -0.08 | -0.1 | 0.02 | 0.28 | 0.27 | 0.23 | 36.75 | 1330.82 | 1.95
D | 4002 | 2016-05-11 | 18 | ON | 26.04 | 4.36 | 0.88 | 0 | 0.1 | 0.87 | 0 | 0 | -0.08 | -0.1 | 0.01 | 0.28 | 0.27 | 0.23 | 32.86 | 1335.133 | 1.86
D | 4002 | 2016-05-11 | 19 | ON | 21.04 | 4.36 | 0.88 | 0 | 0.08 | 0.87 | 0 | 0 | -0.08 | -0.1 | 0 | 0.28 | 0.27 | 0.23 | 27.83 | 1330.294 | 1.83
D | 4002 | 2016-05-11 | 20 | ON | 24.97 | 4.36 | 0.88 | 0 | 0.09 | 0.86 | 0 | -0.02 | -0.09 | -0.1 | 0 | 0.28 | 0.27 | 0.23 | 31.73 | 1332.198 | 1.83
D | 4002 | 2016-05-11 | 21 | ON | 32.23 | 4.36 | 0.88 | 0 | 0.18 | 0.83 | 0.02 | 0 | -0.09 | -0.1 | 0 | 0.28 | 0.27 | 0.23 | 39.09 | 1359.095 | 1.91
D | 4002 | 2016-05-11 | 22 | ON | 22.81 | 4.36 | 0.88 | 0 | 0.16 | 0.88 | 0 | -0.02 | -0.04 | -0.1 | 0 | 0.28 | 0.27 | 0.23 | 29.71 | 1267.102 | 1.92
D | 4002 | 2016-05-11 | 23 | ON | 19.32 | 4.36 | 0.88 | 0 | 0.1 | 0.98 | 0 | -0.05 | -0.03 | -0.1 | 0 | 0.28 | 0.27 | 0.23 | 26.24 | 1115.515 | 1.96
D | 4002 | 2016-05-11 | 24 | OFF | 20.54 | 4.36 | 0.88 | 0 | 0.22 | 0 | 0 | -0.03 | -0.03 | -0.1 | 0 | 0.28 | 0.27 | 0.23 | 26.62 | 988.958 | 1.1
D | 4002 | 2016-05-12 | 1 | OFF | 16.19 | 4.36 | 0.87 | 0 | 0.09 | 0 | 0 | 0 | -0.04 | -0.1 | 0 | 0.28 | 0.27 | 0.23 | 22.15 | 914.289 | 0.96
D | 4002 | 2016-05-12 | 2 | OFF | 20.68 | 4.36 | 0.87 | 0 | 0.07 | 0 | 0 | 0.05 | -0.02 | -0.1 | 0 | 0.28 | 0.27 | 0.23 | 26.69 | 874.284 | 0.94
D | 4002 | 2016-05-12 | 3 | OFF | 18.73 | 4.36 | 0.87 | 0 | 0.06 | 0 | 0 | 0 | -0.03 | -0.1 | 0 | 0.28 | 0.27 | 0.23 | 24.67 | 852.351 | 0.93
D | 4002 | 2016-05-12 | 4 | OFF | 16.55 | 4.36 | 0.87 | 0 | 0.08 | 0 | 0 | 0.02 | -0.01 | -0.1 | 0 | 0.28 | 0.27 | 0.23 | 22.55 | 857.666 | 0.95
D | 4002 | 2016-05-12 | 5 | OFF | 18.16 | 4.36 | 0.87 | 0 | 0.08 | 0 | 0 | -0.01 | -0.02 | -0.1 | 0 | 0.28 | 0.27 | 0.23 | 24.12 | 896.339 | 0.95
D | 4002 | 2016-05-12 | 6 | OFF | 22.65 | 4.36 | 0.87 | 0 | 0.09 | 0 | 0 | 0.01 | -0.03 | -0.1 | 0 | 0.28 | 0.27 | 0.23 | 28.63 | 994.469 | 0.96
D | 4002 | 2016-05-12 | 7 | OFF | 19.55 | 4.36 | 0.87 | 0 | 0.21 | 0 | 0 | 0.02 | -0.07 | -0.1 | 0 | 0.28 | 0.27 | 0.23 | 25.62 | 1161.417 | 1.08
D | 4002 | 2016-05-12 | 8 | ON | 21.9 | 4.36 | 0.87 | 0 | 0.13 | 0.93 | 0.05 | 0 | -0.07 | -0.1 | 0.01 | 0.28 | 0.27 | 0.23 | 28.86 | 1259.794 | 1.99
D | 4002 | 2016-05-12 | 9 | ON | 19.12 | 4.36 | 0.87 | 0 | 0.04 | 0.91 | 0 | 0.01 | -0.07 | -0.1 | 0.01 | 0.28 | 0.27 | 0.23 | 25.93 | 1292.007 | 1.83
D | 4002 | 2016-05-12 | 10 | ON | 19.3 | 4.36 | 0.87 | 0 | 0.04 | 0.9 | 0 | 0 | -0.06 | -0.1 | 0.01 | 0.28 | 0.27 | 0.23 | 26.1 | 1320.134 | 1.82
D | 4002 | 2016-05-12 | 11 | ON | 22.57 | 4.36 | 0.87 | 0 | 0.07 | 0.89 | 0 | -0.01 | -0.07 | -0.1 | 0.01 | 0.28 | 0.27 | 0.23 | 29.37 | 1344.827 | 1.84
D | 4002 | 2016-05-12 | 12 | ON | 22.53 | 4.36 | 0.87 | 0 | 0.08 | 0.88 | 0 | 0.02 | -0.07 | -0.1 | 0.01 | 0.28 | 0.27 | 0.23 | 29.36 | 1359.444 | 1.84
D | 4002 | 2016-05-12 | 13 | ON | 24.33 | 4.36 | 0.87 | 0 | 0.1 | 0.88 | 0 | 0.01 | -0.07 | -0.1 | 0.01 | 0.28 | 0.27 | 0.23 | 31.17 | 1362.541 | 1.86
D | 4002 | 2016-05-12 | 14 | ON | 27.54 | 4.36 | 0.87 | 0 | 0.11 | 0.87 | 0 | -0.01 | -0.09 | -0.1 | 0.01 | 0.28 | 0.27 | 0.23 | 34.34 | 1378.349 | 1.86
D | 4002 | 2016-05-12 | 15 | ON | 30.36 | 4.36 | 0.87 | 0 | 0.14 | 0.87 | 0.02 | -0.01 | -0.08 | -0.1 | 0.01 | 0.28 | 0.27 | 0.23 | 37.22 | 1373.525 | 1.91
D | 4002 | 2016-05-12 | 16 | ON | 37.54 | 4.36 | 0.87 | 0 | 0.18 | 0.87 | 0 | -0.03 | -0.09 | -0.1 | 0.02 | 0.28 | 0.27 | 0.23 | 44.4 | 1372.628 | 1.94
D | 4002 | 2016-05-12 | 17 | ON | 40.62 | 4.36 | 0.87 | 0 | 0.17 | 0.85 | 0 | -0.02 | -0.11 | -0.1 | 0.03 | 0.28 | 0.27 | 0.23 | 47.45 | 1373.112 | 1.92
D | 4002 | 2016-05-12 | 18 | ON | 33.98 | 4.36 | 0.87 | 0 | 0.15 | 0.84 | 0 | -0.03 | -0.08 | -0.1 | 0.03 | 0.28 | 0.27 | 0.23 | 40.8 | 1371.467 | 1.89
D | 4002 | 2016-05-12 | 19 | ON | 28.27 | 4.36 | 0.87 | 0 | 0.2 | 0.86 | 0 | 0.01 | -0.12 | -0.1 | 0 | 0.28 | 0.27 | 0.23 | 35.13 | 1358.75 | 1.93
D | 4002 | 2016-05-12 | 20 | ON | 39.31 | 4.36 | 0.87 | 0 | 0.12 | 0.86 | 0 | -0.02 | -0.08 | -0.1 | 0 | 0.28 | 0.27 | 0.23 | 46.1 | 1352.741 | 1.85
D | 4002 | 2016-05-12 | 21 | ON | 50.96 | 4.36 | 0.87 | 0 | 0.44 | 0.75 | 0.07 | -0.01 | -0.11 | -0.1 | 0 | 0.28 | 0.27 | 0.23 | 58.01 | 1378.303 | 2.13
D | 4002 | 2016-05-12 | 22 | ON | 39.31 | 4.36 | 0.87 | 0 | 0.41 | 0.85 | 0 | 0.03 | -0.1 | -0.1 | 0 | 0.28 | 0.27 | 0.23 | 46.41 | 1280.336 | 2.13
D | 4002 | 2016-05-12 | 23 | ON | 28.19 | 4.36 | 0.87 | 0 | 0.3 | 0.99 | 0 | -0.03 | -0.03 | -0.1 | 0 | 0.28 | 0.27 | 0.23 | 35.33 | 1128.809 | 2.16
D | 4002 | 2016-05-12 | 24 | OFF | 21.27 | 4.36 | 0.87 | 0 | 0.18 | 0 | 0 | -0.01 | -0.03 | -0.1 | 0 | 0.28 | 0.27 | 0.23 | 27.32 | 1003.896 | 1.05
D | 4002 | 2016-05-13 | 1 | OFF | 21.08 | 4.36 | 6.95 | 0 | 0.12 | 0 | 0 | 0 | -0.08 | -0.1 | 0 | 0.28 | 0.27 | 0.23 | 33.11 | 929.792 | 7.07
D | 4002 | 2016-05-13 | 2 | OFF | 21.47 | 4.36 | 6.95 | 0 | 0.12 | 0 | 0 | 0.01 | -0.03 | -0.1 | 0 | 0.28 | 0.27 | 0.23 | 33.56 | 887.834 | 7.07
D | 4002 | 2016-05-13 | 3 | OFF | 22.67 | 4.36 | 6.95 | 0 | 0.14 | 0 | 0 | 0.04 | -0.03 | -0.1 | 0 | 0.28 | 0.27 | 0.23 | 34.81 | 863.547 | 7.09
D | 4002 | 2016-05-13 | 4 | OFF | 108.72 | 4.36 | 6.95 | 0 | 0.94 | 0 | 0 | -0.07 | 0.23 | -0.1 | 0 | 0.28 | 0.27 | 0.23 | 121.81 | 865.772 | 7.89
D | 4002 | 2016-05-13 | 5 | OFF | 22.38 | 4.36 | 6.95 | 0 | 0.36 | 0 | 0 | 0.02 | -0.03 | -0.1 | 0 | 0.28 | 0.27 | 0.23 | 34.72 | 901.101 | 7.31
D | 4002 | 2016-05-13 | 6 | OFF | 73.88 | 4.36 | 6.95 | 0 | 0.35 | 0 | 0 | -0.19 | 0.04 | -0.1 | 0 | 0.28 | 0.27 | 0.23 | 86.07 | 978.733 | 7.3
D | 4002 | 2016-05-13 | 7 | OFF | 27.25 | 4.36 | 6.95 | 0 | 0.43 | 0 | 0 | 0.04 | -0.12 | -0.1 | 0 | 0.28 | 0.27 | 0.23 | 39.59 | 1134.685 | 7.38
D | 4002 | 2016-05-13 | 8 | ON | 22.2 | 4.36 | 6.95 | 0 | 0.16 | 0.91 | 0.03 | 0 | -0.06 | -0.1 | 0.01 | 0.28 | 0.27 | 0.23 | 35.24 | 1240.897 | 8.06
D | 4002 | 2016-05-13 | 9 | ON | 34.53 | 4.36 | 6.95 | 0 | 0.21 | 0.88 | 0 | -0.04 | -0.07 | -0.1 | 0.03 | 0.28 | 0.27 | 0.23 | 47.53 | 1286.747 | 8.07
D | 4002 | 2016-05-13 | 10 | ON | 59.11 | 4.36 | 6.95 | 0 | 0.26 | 0.88 | 0 | -0.12 | -0.08 | -0.1 | 0.05 | 0.28 | 0.27 | 0.23 | 72.09 | 1326.186 | 8.14
D | 4002 | 2016-05-13 | 11 | ON | 99.74 | 4.36 | 6.95 | 0 | 0.66 | 0.85 | 0 | 0.18 | -0.03 | -0.1 | 0.07 | 0.28 | 0.27 | 0.23 | 113.46 | 1356.389 | 8.53
D | 4002 | 2016-05-13 | 12 | ON | 69.1 | 4.36 | 6.95 | 0 | 0.29 | 0.84 | 0 | -0.12 | -0.13 | -0.1 | 0.04 | 0.28 | 0.27 | 0.23 | 82.01 | 1371.558 | 8.12
D | 4002 | 2016-05-13 | 13 | ON | 37.26 | 4.36 | 6.95 | 0 | 0.23 | 0.85 | 0 | 0.04 | -0.18 | -0.1 | 0.02 | 0.28 | 0.27 | 0.23 | 50.21 | 1369.888 | 8.05
D | 4002 | 2016-05-13 | 14 | ON | 33.22 | 4.36 | 6.95 | 0 | 0.37 | 0.84 | 0.3 | 0 | -0.18 | -0.1 | 0.02 | 0.28 | 0.27 | 0.23 | 46.56 | 1370.971 | 8.48
D | 4002 | 2016-05-13 | 15 | ON | 82.5 | 4.36 | 6.95 | 0 | 0.5 | 0.84 | 0.39 | -0.01 | -0.21 | -0.1 | 0.02 | 0.28 | 0.27 | 0.23 | 96.02 | 1359.046 | 8.7
D | 4002 | 2016-05-13 | 16 | ON | 40.26 | 4.36 | 6.95 | 0 | 0.22 | 0.83 | 0.38 | 0 | -0.13 | -0.1 | 0.02 | 0.28 | 0.27 | 0.23 | 53.57 | 1350.184 | 8.4
D | 4002 | 2016-05-13 | 17 | ON | 23.63 | 4.36 | 6.95 | 0 | 0.11 | 0.75 | 0 | 0.02 | -0.07 | -0.1 | 0.02 | 0.28 | 0.27 | 0.23 | 36.45 | 1350.737 | 7.83
D | 4002 | 2016-05-13 | 18 | ON | 29.23 | 4.36 | 6.95 | 0 | 0.07 | 0.84 | 0.2 | -0.01 | -0.08 | -0.1 | 0.01 | 0.28 | 0.27 | 0.23 | 42.25 | 1360.336 | 8.07
D | 4002 | 2016-05-13 | 19 | ON | 66.7 | 4.36 | 6.95 | 0 | 0.87 | 0.85 | 0.43 | 0.09 | -0.4 | -0.1 | 0 | 0.28 | 0.27 | 0.23 | 80.53 | 1357.507 | 9.1
D | 4002 | 2016-05-13 | 20 | ON | 86.58 | 4.36 | 6.95 | 0 | 0.44 | 0.87 | 0.65 | -0.01 | -0.05 | -0.1 | 0 | 0.28 | 0.27 | 0.23 | 100.47 | 1346.399 | 8.91
D | 4002 | 2016-05-13 | 21 | ON | 24.81 | 4.36 | 6.95 | 0 | 0.11 | 0.87 | 0 | 0.02 | -0.06 | -0.1 | 0 | 0.28 | 0.27 | 0.23 | 37.74 | 1329.693 | 7.93
D | 4002 | 2016-05-13 | 22 | ON | 24.39 | 4.36 | 6.95 | 0 | 0.18 | 0.81 | 0 | -0.02 | -0.09 | -0.1 | 0 | 0.28 | 0.27 | 0.23 | 37.26 | 1251.208 | 7.94
D | 4002 | 2016-05-13 | 23 | ON | 37.22 | 4.36 | 6.95 | 0 | 0.24 | 0.97 | 0.52 | -0.08 | -0.13 | -0.1 | 0 | 0.28 | 0.27 | 0.23 | 50.73 | 1131.034 | 8.68
D | 4002 | 2016-05-13 | 24 | OFF | 23.06 | 4.36 | 6.95 | 0 | 0.42 | 0 | 0.22 | 0.11 | -0.05 | -0.1 | 0 | 0.28 | 0.27 | 0.23 | 35.75 | 1014.968 | 7.59
D | 4002 | 2016-05-14 | 1 | OFF | 18.46 | 4.36 | 0.45 | 0 | 0.12 | 0 | 0 | -0.04 | -0.11 | -0.1 | 0 | 0.28 | 0.27 | 0.23 | 23.92 | 933.849 | 0.57
D | 4002 | 2016-05-14 | 2 | OFF | 23.4 | 4.36 | 0.45 | 0 | 0.19 | 0 | 0 | 0.03 | -0.09 | -0.1 | 0 | 0.28 | 0.27 | 0.23 | 29.02 | 881.604 | 0.64
D | 4002 | 2016-05-14 | 3 | OFF | 19.91 | 4.36 | 0.45 | 0 | 0.18 | 0 | 0 | 0.03 | -0.1 | -0.1 | 0 | 0.28 | 0.27 | 0.23 | 25.51 | 854.995 | 0.63
D | 4002 | 2016-05-14 | 4 | OFF | 18.46 | 4.36 | 0.45 | 0 | 0.15 | 0 | 0 | -0.01 | -0.12 | -0.1 | 0 | 0.28 | 0.27 | 0.23 | 23.97 | 842.207 | 0.6
D | 4002 | 2016-05-14 | 5 | OFF | 18.45 | 4.36 | 0.45 | 0 | 0.15 | 0 | 0 | 0.02 | -0.11 | -0.1 | 0 | 0.28 | 0.27 | 0.23 | 24 | 848.651 | 0.6
D | 4002 | 2016-05-14 | 6 | OFF | 18.31 | 4.36 | 0.45 | 0 | 0.15 | 0 | 0 | 0 | -0.1 | -0.1 | 0 | 0.28 | 0.27 | 0.23 | 23.85 | 875.752 | 0.6
D | 4002 | 2016-05-14 | 7 | OFF | 17.86 | 4.36 | 0.45 | 0 | 1.19 | 0 | 0 | -0.02 | -0.06 | -0.1 | 0 | 0.28 | 0.27 | 0.23 | 24.46 | 951.143 | 1.64
D | 4002 | 2016-05-14 | 8 | OFF | 16.23 | 4.36 | 0.45 | 0 | 0.35 | 0 | 0 | -0.01 | -0.06 | -0.1 | 0 | 0.28 | 0.27 | 0.23 | 22 | 1060.324 | 0.8
D | 4002 | 2016-05-14 | 9 | OFF | 16.08 | 4.36 | 0.45 | 0 | 0.21 | 0 | 0 | 0.01 | -0.1 | -0.1 | 0 | 0.28 | 0.27 | 0.23 | 21.69 | 1150.625 | 0.66
D | 4002 | 2016-05-14 | 10 | OFF | 10.68 | 4.36 | 0.45 | 0 | 0.15 | 0 | 0 | 0 | -0.1 | -0.1 | 0 | 0.28 | 0.27 | 0.23 | 16.22 | 1202.743 | 0.6
D | 4002 | 2016-05-14 | 11 | OFF | 13.63 | 4.36 | 0.45 | 0 | 0.16 | 0 | 0 | 0 | -0.11 | -0.1 | 0 | 0.28 | 0.27 | 0.23 | 19.17 | 1219.298 | 0.61
D | 4002 | 2016-05-14 | 12 | OFF | 16.2 | 4.36 | 0.45 | 0 | 0.1 | 0 | 0 | 0 | -0.1 | -0.1 | 0 | 0.28 | 0.27 | 0.23 | 21.69 | 1217.5 | 0.55
D | 4002 | 2016-05-14 | 13 | OFF | 16.99 | 4.36 | 0.45 | 0 | 0.07 | 0 | 0 | -0.02 | -0.09 | -0.1 | 0 | 0.28 | 0.27 | 0.23 | 22.44 | 1209.117 | 0.52
D | 4002 | 2016-05-14 | 14 | OFF | 16.23 | 4.36 | 0.45 | 0 | 0.07 | 0 | 0 | -0.03 | -0.09 | -0.1 | 0 | 0.28 | 0.27 | 0.23 | 21.67 | 1202.588 | 0.52
D | 4002 | 2016-05-14 | 15 | OFF | 16.1 | 4.36 | 0.45 | 0 | 0.07 | 0 | 0 | -0.02 | -0.07 | -0.1 | 0 | 0.28 | 0.27 | 0.23 | 21.57 | 1196.63 | 0.52
D | 4002 | 2016-05-14 | 16 | OFF | 18.15 | 4.36 | 0.45 | 0 | 0.08 | 0 | 0 | -0.02 | -0.08 | -0.1 | 0 | 0.28 | 0.27 | 0.23 | 23.62 | 1197.532 | 0.53
D | 4002 | 2016-05-14 | 17 | OFF | 17.6 | 4.36 | 0.45 | 0 | 0.05 | 0 | 0 | 0.05 | -0.07 | -0.1 | 0 | 0.28 | 0.27 | 0.23 | 23.12 | 1206.057 | 0.5
D | 4002 | 2016-05-14 | 18 | OFF | 16.62 | 4.36 | 0.45 | 0 | 0.06 | 0 | 0 | 0.02 | -0.08 | -0.1 | 0 | 0.28 | 0.27 | 0.23 | 22.11 | 1216.739 | 0.51
D | 4002 | 2016-05-14 | 19 | OFF | 17.9 | 4.36 | 0.45 | 0 | 0.14 | 0 | 0.03 | 0 | -0.08 | -0.1 | 0 | 0.28 | 0.27 | 0.23 | 23.48 | 1209.181 | 0.62
D | 4002 | 2016-05-14 | 20 | OFF | 17.11 | 4.36 | 0.45 | 0 | 0.16 | 0 | 0 | 0 | -0.06 | -0.1 | 0 | 0.28 | 0.27 | 0.23 | 22.7 | 1207.669 | 0.61
D | 4002 | 2016-05-14 | 21 | OFF | 22.48 | 4.36 | 0.45 | 0 | 0.19 | 0 | 0.07 | 0.03 | -0.08 | -0.1 | 0 | 0.28 | 0.27 | 0.23 | 28.18 | 1237.831 | 0.71
D | 4002 | 2016-05-14 | 22 | OFF | 22.21 | 4.36 | 0.45 | 0 | 0.51 | 0 | 0 | 0.01 | -0.04 | -0.1 | 0 | 0.28 | 0.27 | 0.23 | 28.18 | 1175.735 | 0.96
D | 4002 | 2016-05-14 | 23 | OFF | 16.45 | 4.36 | 0.45 | 0 | 0.62 | 0 | 0 | 0 | -0.04 | -0.1 | 0 | 0.28 | 0.27 | 0.23 | 22.52 | 1073.045 | 1.07
D | 4002 | 2016-05-14 | 24 | OFF | 14.23 | 4.36 | 0.45 | 0 | 0.24 | 0 | 0 | 0.05 | -0.09 | -0.1 | 0 | 0.28 | 0.27 | 0.23 | 19.92 | 969.796 | 0.69
D | 4002 | 2016-05-15 | 1 | OFF | 16.18 | 4.36 | 2.13 | 0 | 0.25 | 0 | 0 | 0 | -0.1 | -0.1 | 0 | 0.28 | 0.27 | 0.23 | 23.5 | 901.849 | 2.38
D | 4002 | 2016-05-15 | 2 | OFF | 15.35 | 4.36 | 2.13 | 0 | 0.19 | 0 | 0 | 0.01 | -0.03 | -0.1 | 0 | 0.28 | 0.27 | 0.23 | 22.69 | 856.68 | 2.32
D | 4002 | 2016-05-15 | 3 | OFF | -82.69 | 4.36 | 2.13 | 0 | 1.44 | 0 | 0 | 0.02 | -0.18 | -0.1 | 0 | 0.28 | 0.27 | 0.23 | -74.24 | 830.323 | 3.57
D | 4002 | 2016-05-15 | 4 | OFF | -9.87 | 4.36 | 2.13 | 0 | 0.45 | 0 | 0 | 0.01 | -0.09 | -0.1 | 0 | 0.28 | 0.27 | 0.23 | -2.33 | 814.878 | 2.58
D | 4002 | 2016-05-15 | 5 | OFF | 13.09 | 4.36 | 2.13 | 0 | 0.12 | 0 | 0 | -0.03 | -0.03 | -0.1 | 0 | 0.28 | 0.27 | 0.23 | 20.32 | 817.615 | 2.25
D | 4002 | 2016-05-15 | 6 | OFF | -53.78 | 4.36 | 2.13 | 0 | 0.37 | 0 | 0 | -0.18 | -0.37 | -0.1 | 0 | 0.28 | 0.27 | 0.23 | -46.79 | 830.507 | 2.5
D | 4002 | 2016-05-15 | 7 | OFF | -58.17 | 4.36 | 2.13 | 0 | 0.95 | 0 | 0 | 0.33 | 0.04 | -0.1 | 0 | 0.28 | 0.27 | 0.23 | -49.68 | 872.474 | 3.08
D | 4002 | 2016-05-15 | 8 | OFF | 17.54 | 4.36 | 2.13 | 0 | 1.31 | 0 | 0 | -0.03 | -0.06 | -0.1 | 0 | 0.28 | 0.27 | 0.23 | 25.93 | 961.368 | 3.44
D | 4002 | 2016-05-15 | 9 | OFF | 17.74 | 4.36 | 2.13 | 0 | 0.3 | 0 | 0 | 0.04 | -0.07 | -0.1 | 0 | 0.28 | 0.27 | 0.23 | 25.18 | 1062.628 | 2.43
D | 4002 | 2016-05-15 | 10 | OFF | 18.15 | 4.36 | 2.13 | 0 | 0.11 | 0 | 0 | -0.01 | -0.1 | -0.1 | 0 | 0.28 | 0.27 | 0.23 | 25.32 | 1137.281 | 2.24
D | 4002 | 2016-05-15 | 11 | OFF | 17.25 | 4.36 | 2.13 | 0 | 0.07 | 0 | 0 | -0.02 | -0.09 | -0.1 | 0 | 0.28 | 0.27 | 0.23 | 24.38 | 1168.135 | 2.2
D | 4002 | 2016-05-15 | 12 | OFF | 17.75 | 4.36 | 2.13 | 0 | 0.08 | 0 | 0 | 0 | -0.1 | -0.1 | 0 | 0.28 | 0.27 | 0.23 | 24.9 | 1179.931 | 2.21
D | 4002 | 2016-05-15 | 13 | OFF | 18.51 | 4.36 | 2.13 | 0 | 0.09 | 0 | 0 | -0.01 | -0.12 | -0.1 | 0 | 0.28 | 0.27 | 0.23 | 25.64 | 1166.594 | 2.22
D | 4002 | 2016-05-15 | 14 | OFF | 20.62 | 4.36 | 2.13 | 0 | 0.11 | 0 | 0 | -0.03 | -0.11 | -0.1 | 0 | 0.28 | 0.27 | 0.23 | 27.76 | 1150.15 | 2.24
D | 4002 | 2016-05-15 | 15 | OFF | 21.52 | 4.36 | 2.13 | 0 | 0.14 | 0 | 0.05 | -0.01 | -0.12 | -0.1 | 0 | 0.28 | 0.27 | 0.23 | 28.75 | 1137.741 | 2.32
D | 4002 | 2016-05-15 | 16 | OFF | 23.08 | 4.36 | 2.13 | 0 | 0.14 | 0 | 0 | 0.01 | -0.14 | -0.1 | 0 | 0.28 | 0.27 | 0.23 | 30.26 | 1140.309 | 2.27
D | 4002 | 2016-05-15 | 17 | OFF | 30.66 | 4.36 | 2.13 | 0 | 0.19 | 0 | 0 | 0.01 | -0.12 | -0.1 | 0 | 0.28 | 0.27 | 0.23 | 37.91 | 1169.655 | 2.32
D | 4002 | 2016-05-15 | 18 | OFF | 32.92 | 4.36 | 2.13 | 0 | 0.2 | 0 | 0 | 0 | -0.14 | -0.1 | 0 | 0.28 | 0.27 | 0.23 | 40.15 | 1214.646 | 2.33
D | 4002 | 2016-05-15 | 19 | OFF | 30.31 | 4.36 | 2.13 | 0 | 0.2 | 0 | 0 | 0.08 | -0.16 | -0.1 | 0 | 0.28 | 0.27 | 0.23 | 37.6 | 1228.811 | 2.33
D | 4002 | 2016-05-15 | 20 | OFF | 25.68 | 4.36 | 2.13 | 0 | 0.12 | 0 | 0.11 | -0.02 | -0.17 | -0.1 | 0 | 0.28 | 0.27 | 0.23 | 32.89 | 1243.147 | 2.36
D | 4002 | 2016-05-15 | 21 | OFF | 26.65 | 4.36 | 2.13 | 0 | 0.18 | 0 | 0 | 0.08 | -0.2 | -0.1 | 0 | 0.28 | 0.27 | 0.23 | 33.88 | 1245.909 | 2.31
D | 4002 | 2016-05-15 | 22 | OFF | 25.69 | 4.36 | 2.13 | 0 | 0.52 | 0 | 0 | -0.02 | -0.08 | -0.1 | 0 | 0.28 | 0.27 | 0.23 | 33.28 | 1156.91 | 2.65
D | 4002 | 2016-05-15 | 23 | OFF | 25.11 | 4.36 | 2.13 | 0 | 0.46 | 0 | 0 | -0.03 | -0.14 | -0.1 | 0 | 0.28 | 0.27 | 0.23 | 32.57 | 1037.137 | 2.59
D | 4002 | 2016-05-15 | 24 | OFF | 20.14 | 4.36 | 2.13 | 0 | 0.25 | 0 | 0 | -0.01 | -0.09 | -0.1 | 0 | 0.28 | 0.27 | 0.23 | 27.46 | 939.222 | 2.38
D | 4002 | 2016-05-16 | 1 | OFF | 17.43 | 4.36 | 0.45 | 0 | 0.21 | 0 | 0 | -0.05 | -0.09 | -0.1 | 0 | 0.28 | 0.27 | 0.23 | 22.99 | 883.629 | 0.66
D | 4002 | 2016-05-16 | 2 | OFF | 19.04 | 4.36 | 0.45 | 0 | 0.16 | 0 | 0 | 0 | -0.09 | -0.1 | 0 | 0.28 | 0.27 | 0.23 | 24.6 | 855.479 | 0.61
D | 4002 | 2016-05-16 | 3 | OFF | 17.16 | 4.36 | 0.45 | 0 | 0.17 | 0 | 0 | -0.01 | -0.09 | -0.1 | 0 | 0.28 | 0.27 | 0.23 | 22.72 | 845.042 | 0.62
D | 4002 | 2016-05-16 | 4 | OFF | 15.65 | 4.36 | 0.45 | 0 | 0.18 | 0 | 0 | 0.02 | -0.08 | -0.1 | 0 | 0.28 | 0.27 | 0.23 | 21.26 | 857.398 | 0.63
D | 4002 | 2016-05-16 | 5 | OFF | 16.47 | 4.36 | 0.45 | 0 | 0.17 | 0 | 0 | 0.05 | -0.07 | -0.1 | 0 | 0.28 | 0.27 | 0.23 | 22.11 | 902.448 | 0.62
D | 4002 | 2016-05-16 | 6 | OFF | 15.48 | 4.36 | 0.45 | 0 | 0.2 | 0 | 0 | 0.02 | -0.08 | -0.1 | 0 | 0.28 | 0.27 | 0.23 | 21.11 | 1006.499 | 0.65
D | 4002 | 2016-05-16 | 7 | OFF | 20.16 | 4.36 | 0.45 | 0 | 0.21 | 0 | 0 | -0.01 | -0.13 | -0.1 | 0 | 0.28 | 0.27 | 0.23 | 25.72 | 1188.436 | 0.66
D | 4002 | 2016-05-16 | 8 | ON | 19.84 | 4.36 | 0.45 | 0 | 0.18 | 0.91 | 0 | -0.01 | -0.12 | -0.1 | 0.02 | 0.28 | 0.27 | 0.23 | 26.31 | 1303.278 | 1.56
D | 4002 | 2016-05-16 | 9 | ON | 20.53 | 4.36 | 0.45 | 0 | 0.1 | 0.89 | 0 | 0 | -0.13 | -0.1 | 0.02 | 0.28 | 0.27 | 0.23 | 26.9 | 1334.283 | 1.46
D | 4002 | 2016-05-16 | 10 | ON | 22.43 | 4.36 | 0.45 | 0 | 0.14 | 0.88 | 0 | 0 | -0.12 | -0.1 | 0.02 | 0.28 | 0.27 | 0.23 | 28.84 | 1354.091 | 1.49
D | 4002 | 2016-05-16 | 11 | ON | 26.43 | 4.36 | 0.45 | 0 | 0.19 | 0.88 | 0 | 0 | -0.14 | -0.1 | 0.02 | 0.28 | 0.27 | 0.23 | 32.87 | 1370.226 | 1.54
D | 4002 | 2016-05-16 | 12 | ON | 21.96 | 4.36 | 0.45 | 0 | 0.17 | 0.88 | 0 | 0.04 | -0.13 | -0.1 | 0.02 | 0.28 | 0.27 | 0.23 | 28.43 | 1367.939 | 1.52
D | 4002 | 2016-05-16 | 13 | ON | 17.73 | 4.36 | 0.45 | 0 | 0.1 | 0.89 | 0 | 0.01 | -0.12 | -0.1 | 0.02 | 0.28 | 0.27 | 0.23 | 24.12 | 1354.389 | 1.46
D | 4002 | 2016-05-16 | 14 | ON | 17.51 | 4.36 | 0.45 | 0 | 0.07 | 0.9 | 0 | 0.03 | -0.12 | -0.1 | 0.02 | 0.28 | 0.27 | 0.23 | 23.9 | 1349.615 | 1.44
D | 4002 | 2016-05-16 | 15 | ON | 16.78 | 4.36 | 0.45 | 0 | 0.1 | 0.91 | 0 | 0.03 | -0.14 | -0.1 | 0.02 | 0.28 | 0.27 | 0.23 | 23.19 | 1327.31 | 1.48
D | 4002 | 2016-05-16 | 16 | ON | 15.58 | 4.36 | 0.45 | 0 | 0.08 | 0.92 | 0 | 0 | -0.12 | -0.1 | 0.01 | 0.28 | 0.27 | 0.23 | 21.96 | 1313.538 | 1.46
D | 4002 | 2016-05-16 | 17 | ON | 15.74 | 4.36 | 0.45 | 0 | 0.07 | 0.91 | 0 | -0.02 | -0.12 | -0.1 | 0.02 | 0.28 | 0.27 | 0.23 | 22.09 | 1317.029 | 1.45
D | 4002 | 2016-05-16 | 18 | ON | 19.65 | 4.36 | 0.45 | 0 | 0.07 | 0.89 | 0 | 0.01 | -0.13 | -0.1 | 0.02 | 0.28 | 0.27 | 0.23 | 26 | 1339.087 | 1.43
D | 4002 | 2016-05-16 | 19 | ON | 20.64 | 4.36 | 0.45 | 0 | 0.07 | 0.88 | 0 | 0.01 | -0.12 | -0.1 | 0 | 0.28 | 0.27 | 0.23 | 26.97 | 1340.876 | 1.4
D | 4002 | 2016-05-16 | 20 | ON | 17.12 | 4.36 | 0.45 | 0 | 0.07 | 0.88 | 0 | 0 | -0.11 | -0.1 | 0 | 0.28 | 0.27 | 0.23 | 23.45 | 1335.854 | 1.4
D | 4002 | 2016-05-16 | 21 | ON | 17.59 | 4.36 | 0.45 | 0 | 0.07 | 0.86 | 0 | 0.01 | -0.13 | -0.1 | 0 | 0.28 | 0.27 | 0.23 | 23.89 | 1359.283 | 1.38
D | 4002 | 2016-05-16 | 22 | ON | 22.28 | 4.36 | 0.45 | 0 | 0.24 | 0.91 | 0 | 0.02 | -0.09 | -0.1 | 0 | 0.28 | 0.27 | 0.23 | 28.85 | 1268.808 | 1.6
D | 4002 | 2016-05-16 | 23 | ON | 16.1 | 4.36 | 0.45 | 0 | 0.15 | 1.01 | 0 | 0.05 | -0.1 | -0.1 | 0 | 0.28 | 0.27 | 0.23 | 22.7 | 1126.804 | 1.61
D | 4002 | 2016-05-16 | 24 | OFF | 12.47 | 4.36 | 0.45 | 0 | 0.12 | 0 | 0 | 0.01 | -0.1 | -0.1 | 0 | 0.28 | 0.27 | 0.23 | 17.99 | 1011.413 | 0.57
D | 4002 | 2016-05-17 | 1 | OFF | 11.68 | 4.36 | 0.29 | 0 | 0.08 | 0 | 0 | 0.05 | -0.06 | -0.1 | 0 | 0.28 | 0.27 | 0.23 | 17.08 | 943.554 | 0.37
D | 4002 | 2016-05-17 | 2 | OFF | 14.37 | 4.36 | 0.29 | 0 | 0.09 | 0 | 0 | 0.04 | -0.1 | -0.1 | 0 | 0.28 | 0.27 | 0.23 | 19.73 | 909.406 | 0.38
D | 4002 | 2016-05-17 | 3 | OFF | 15.22 | 4.36 | 0.29 | 0 | 0.08 | 0 | 0 | 0.01 | -0.09 | -0.1 | 0 | 0.28 | 0.27 | 0.23 | 20.55 | 894.847 | 0.37
D | 4002 | 2016-05-17 | 4 | OFF | 16.33 | 4.36 | 0.29 | 0 | 0.07 | 0 | 0 | 0.02 | -0.1 | -0.1 | 0 | 0.28 | 0.27 | 0.23 | 21.65 | 899.394 | 0.36
D | 4002 | 2016-05-17 | 5 | OFF | 15.86 | 4.36 | 0.29 | 0 | 0.06 | 0 | 0 | 0.01 | -0.07 | -0.1 | 0 | 0.28 | 0.27 | 0.23 | 21.19 | 940.162 | 0.35
D | 4002 | 2016-05-17 | 6 | OFF | 16.65 | 4.36 | 0.29 | 0 | 0.18 | 0 | 0 | -0.01 | -0.08 | -0.1 | 0 | 0.28 | 0.27 | 0.23 | 22.07 | 1040.484 | 0.47
D | 4002 | 2016-05-17 | 7 | OFF | 18.24 | 4.36 | 0.29 | 0 | 0.25 | 0 | 0 | 0.01 | -0.08 | -0.1 | 0 | 0.28 | 0.27 | 0.23 | 23.75 | 1204.801 | 0.54
D | 4002 | 2016-05-17 | 8 | ON | 23.03 | 4.36 | 0.29 | 0 | 0.23 | 0.91 | 0 | 0.03 | -0.09 | -0.1 | 0 | 0.28 | 0.27 | 0.23 | 29.44 | 1295.758 | 1.43
D | 4002 | 2016-05-17 | 9 | ON | 19.42 | 4.36 | 0.29 | 0 | 0.07 | 0.9 | 0 | 0.03 | -0.1 | -0.1 | 0 | 0.28 | 0.27 | 0.23 | 25.65 | 1314.036 | 1.26
D | 4002 | 2016-05-17 | 10 | ON | 20 | 4.36 | 0.29 | 0 | 0.12 | 0.89 | 0 | 0 | -0.09 | -0.1 | 0 | 0.28 | 0.27 | 0.23 | 26.25 | 1327.83 | 1.3
D | 4002 | 2016-05-17 | 11 | ON | 18.72 | 4.36 | 0.29 | 0 | 0.07 | 0.88 | 0 | 0.01 | -0.1 | -0.1 | 0 | 0.28 | 0.27 | 0.23 | 24.91 | 1340.966 | 1.24
D | 4002 | 2016-05-17 | 12 | ON | 17.54 | 4.36 | 0.29 | 0 | 0.07 | 0.89 | 0 | 0 | -0.09 | -0.1 | 0 | 0.28 | 0.27 | 0.23 | 23.74 | 1346.769 | 1.25
D | 4002 | 2016-05-17 | 13 | ON | 17.82 | 4.36 | 0.29 | 0 | 0.07 | 0.89 | 0.01 | 0 | -0.1 | -0.1 | 0 | 0.28 | 0.27 | 0.23 | 24.02 | 1337.097 | 1.26
D | 4002 | 2016-05-17 | 14 | ON | 22.41 | 4.36 | 0.29 | 0 | 0.09 | 0.89 | 0.18 | 0 | -0.11 | -0.1 | 0 | 0.28 | 0.27 | 0.23 | 28.79 | 1337.448 | 1.45
D | 4002 | 2016-05-17 | 15 | ON | 19.57 | 4.36 | 0.29 | 0 | 0.08 | 0.88 | 0.09 | 0 | -0.1 | -0.1 | 0 | 0.28 | 0.27 | 0.23 | 25.85 | 1327.292 | 1.34
D | 4002 | 2016-05-17 | 16 | ON | 16.73 | 4.36 | 0.29 | 0 | 0.07 | 0.89 | 0 | 0.01 | -0.08 | -0.1 | 0 | 0.28 | 0.27 | 0.23 | 22.95 | 1316.529 | 1.25
D | 4002 | 2016-05-17 | 17 | ON | 16.68 | 4.36 | 0.29 | 0 | 0.07 | 0.89 | 0 | 0 | -0.08 | -0.1 | 0 | 0.28 | 0.27 | 0.23 | 22.89 | 1314.824 | 1.25
D | 4002 | 2016-05-17 | 18 | ON | 16.71 | 4.36 | 0.29 | 0 | 0.07 | 0.88 | 0 | 0 | -0.07 | -0.1 | 0 | 0.28 | 0.27 | 0.23 | 22.92 | 1324.822 | 1.24
D | 4002 | 2016-05-17 | 19 | ON | 16.72 | 4.36 | 0.29 | 0 | 0.07 | 0.88 | 0 | 0.01 | -0.07 | -0.1 | 0 | 0.28 | 0.27 | 0.23 | 22.94 | 1324.885 | 1.24
D | 4002 | 2016-05-17 | 20 | ON | 16.11 | 4.36 | 0.29 | 0 | 0.07 | 0.88 | 0 | -0.01 | -0.07 | -0.1 | 0 | 0.28 | 0.27 | 0.23 | 22.31 | 1329.689 | 1.24
D | 4002 | 2016-05-17 | 21 | ON | 19.09 | 4.36 | 0.29 | 0 | 0.07 | 0.86 | 0 | -0.03 | -0.09 | -0.1 | 0 | 0.28 | 0.27 | 0.23 | 25.23 | 1352.307 | 1.22
D | 4002 | 2016-05-17 | 22 | ON | 16.86 | 4.36 | 0.29 | 0 | 0.2 | 0.9 | 0 | 0.02 | -0.04 | -0.1 | 0 | 0.28 | 0.27 | 0.23 | 23.27 | 1260.794 | 1.39
D | 4002 | 2016-05-17 | 23 | ON | 15.08 | 4.36 | 0.29 | 0 | 0.13 | 1.01 | 0 | 0 | -0.04 | -0.1 | 0 | 0.28 | 0.27 | 0.23 | 21.51 | 1113.685 | 1.43
D | 4002 | 2016-05-17 | 24 | OFF | 16.87 | 4.36 | 0.29 | 0 | 0.11 | 0 | 0 | 0.12 | -0.08 | -0.1 | 0 | 0.28 | 0.27 | 0.23 | 22.35 | 996.824 | 0.4
D | 4002 | 2016-05-18 | 1 | OFF | 14.83 | 4.36 | 0.32 | 0 | 0.08 | 0 | 0 | -0.03 | -0.04 | -0.1 | 0 | 0.28 | 0.27 | 0.23 | 20.2 | 921.544 | 0.4
D | 4002 | 2016-05-18 | 2 | OFF | 16.79 | 4.36 | 0.32 | 0 | 0.07 | 0 | 0 | 0.05 | -0.04 | -0.1 | 0 | 0.28 | 0.27 | 0.23 | 22.23 | 883.91 | 0.39
D | 4002 | 2016-05-18 | 3 | OFF | 16.77 | 4.36 | 0.32 | 0 | 0.07 | 0 | 0 | -0.04 | -0.03 | -0.1 | 0 | 0.28 | 0.27 | 0.23 | 22.13 | 863.894 | 0.39
D | 4002 | 2016-05-18 | 4 | OFF | 17.62 | 4.36 | 0.32 | 0 | 0.07 | 0 | 0 | -0.01 | -0.03 | -0.1 | 0 | 0.28 | 0.27 | 0.23 | 23.01 | 868.152 | 0.39
D | 4002 | 2016-05-18 | 5 | OFF | 17.97 | 4.36 | 0.32 | 0 | 0.08 | 0 | 0 | -0.03 | -0.04 | -0.1 | 0 | 0.28 | 0.27 | 0.23 | 23.34 | 904.768 | 0.4
D | 4002 | 2016-05-18 | 6 | OFF | 17.96 | 4.36 | 0.32 | 0 | 0.2 | 0 | 0 | 0.14 | -0.05 | -0.1 | 0 | 0.28 | 0.27 | 0.23 | 23.61 | 998.638 | 0.52
D | 4002 | 2016-05-18 | 7 | OFF | 19.88 | 4.36 | 0.32 | 0 | 0.22 | 0 | 0.01 | 0 | -0.07 | -0.1 | 0 | 0.28 | 0.27 | 0.23 | 25.4 | 1170.888 | 0.55
D | 4002 | 2016-05-18 | 8 | ON | 23.27 | 4.36 | 0.32 | 0 | 0.3 | 0.93 | 0.07 | 0.02 | -0.06 | -0.1 | 0.01 | 0.28 | 0.27 | 0.23 | 29.9 | 1268.668 | 1.63
D | 4002 | 2016-05-18 | 9 | ON | 19.25 | 4.36 | 0.32 | 0 | 0.11 | 0.91 | 0 | -0.01 | -0.06 | -0.1 | 0 | 0.28 | 0.27 | 0.23 | 25.56 | 1294.474 | 1.34
D | 4002 | 2016-05-18 | 10 | ON | 22.46 | 4.36 | 0.32 | 0 | 0.1 | 0.9 | 0 | 0 | -0.06 | -0.1 | 0 | 0.28 | 0.27 | 0.23 | 28.76 | 1308.879 | 1.32
D | 4002 | 2016-05-18 | 11 | ON | 31.29 | 4.36 | 0.32 | 0 | 0.16 | 0.9 | 0 | 0.18 | -0.03 | -0.1 | 0 | 0.28 | 0.27 | 0.23 | 37.86 | 1325.192 | 1.38
D | 4002 | 2016-05-18 | 12 | ON | 20.13 | 4.36 | 0.32 | 0 | 0.09 | 0.9 | 0 | 0.1 | -0.07 | -0.1 | 0 | 0.28 | 0.27 | 0.23 | 26.51 | 1330.166 | 1.31
D | 4002 | 2016-05-18 | 13 | ON | 18.36 | 4.36 | 0.32 | 0 | 0.09 | 0.91 | 0 | 0.03 | -0.05 | -0.1 | 0 | 0.28 | 0.27 | 0.23 | 24.7 | 1324.7 | 1.32
D | 4002 | 2016-05-18 | 14 | ON | 18.36 | 4.36 | 0.32 | 0 | 0.11 | 0.9 | 0 | 0.08 | -0.05 | -0.1 | 0 | 0.28 | 0.27 | 0.23 | 24.76 | 1333.958 | 1.33
D | 4002 | 2016-05-18 | 15 | ON | 18.4 | 4.36 | 0.32 | 0 | 0.12 | 0.91 | 0 | 0.07 | -0.07 | -0.1 | 0 | 0.28 | 0.27 | 0.23 | 24.79 | 1321.129 | 1.35
D | 4002 | 2016-05-18 | 16 | ON | 18.19 | 4.36 | 0.32 | 0 | 0.1 | 0.91 | 0 | -0.05 | -0.06 | -0.1 | 0 | 0.28 | 0.27 | 0.23 | 24.45 | 1314.171 | 1.33
D | 4002 | 2016-05-18 | 17 | ON | 18.78 | 4.36 | 0.32 | 0 | 0.1 | 0.9 | 0.01 | 0.03 | -0.05 | -0.1 | 0 | 0.28 | 0.27 | 0.23 | 25.13 | 1316.491 | 1.33
D | 4002 | 2016-05-18 | 18 | ON | 18.69 | 4.36 | 0.32 | 0 | 0.1 | 0.89 | 0 | 0.05 | -0.04 | -0.1 | 0 | 0.28 | 0.27 | 0.23 | 25.05 | 1320.371 | 1.31
D | 4002 | 2016-05-18 | 19 | ON | 19.18 | 4.36 | 0.32 | 0 | 0.1 | 0.89 | 0 | 0.06 | -0.04 | -0.1 | 0 | 0.28 | 0.27 | 0.23 | 25.55 | 1316.738 | 1.31
D | 4002 | 2016-05-18 | 20 | ON | 18.84 | 4.36 | 0.32 | 0 | 0.09 | 0.89 | 0 | 0.05 | -0.05 | -0.1 | 0 | 0.28 | 0.27 | 0.23 | 25.18 | 1315.245 | 1.3
D | 4002 | 2016-05-18 | 21 | ON | 20.82 | 4.36 | 0.32 | 0 | 0.09 | 0.87 | 0 | 0.04 | -0.06 | -0.1 | 0 | 0.28 | 0.27 | 0.23 | 27.12 | 1337.79 | 1.28
D | 4002 | 2016-05-18 | 22 | ON | 18.07 | 4.36 | 0.32 | 0 | 0.15 | 0.9 | 0 | 0.05 | -0.03 | -0.1 | 0 | 0.28 | 0.27 | 0.23 | 24.5 | 1252.3 | 1.37
D | 4002 | 2016-05-18 | 23 | ON | 16.79 | 4.36 | 0.32 | 0 | 0.2 | 0.99 | 0 | 0.07 | -0.02 | -0.1 | 0 | 0.28 | 0.27 | 0.23 | 23.39 | 1105.865 | 1.51
D | 4002 | 2016-05-18 | 24 | OFF | 14.75 | 4.36 | 0.32 | 0 | 0.16 | 0 | 0 | 0 | -0.05 | -0.1 | 0 | 0.28 | 0.27 | 0.23 | 20.22 | 988.209 | 0.48
D | 4002 | 2016-05-19 | 1 | OFF | 15.83 | 4.36 | 0.2 | 0 | 0.13 | 0 | 0 | 0.04 | 0.01 | -0.1 | 0 | 0.28 | 0.27 | 0.23 | 21.25 | 911.701 | 0.33
D | 4002 | 2016-05-19 | 2 | OFF | 15.44 | 4.36 | 0.2 | 0 | 0.12 | 0 | 0 | 0.01 | 0 | -0.1 | 0 | 0.28 | 0.27 | 0.23 | 20.81 | 874.879 | 0.32
D | 4002 | 2016-05-19 | 3 | OFF | 12.76 | 4.36 | 0.2 | 0 | 0.11 | 0 | 0 | 0.04 | 0.02 | -0.1 | 0 | 0.28 | 0.27 | 0.23 | 18.17 | 854.678 | 0.31
D | 4002 | 2016-05-19 | 4 | OFF | 13.88 | 4.36 | 0.2 | 0 | 0.11 | 0 | 0 | -0.01 | 0.02 | -0.1 | 0 | 0.28 | 0.27 | 0.23 | 19.24 | 855.936 | 0.31
D | 4002 | 2016-05-19 | 5 | OFF | 15.08 | 4.36 | 0.2 | 0 | 0.11 | 0 | 0 | 0 | 0.01 | -0.1 | 0 | 0.28 | 0.27 | 0.23 | 20.44 | 895.391 | 0.31
D | 4002 | 2016-05-19 | 6 | OFF | 13.65 | 4.36 | 0.2 | 0 | 0.17 | 0 | 0 | 0.01 | -0.07 | -0.1 | 0 | 0.28 | 0.27 | 0.23 | 19 | 990.865 | 0.37
D | 4002 | 2016-05-19 | 7 | OFF | 20.55 | 4.36 | 0.2 | 0 | 0.2 | 0 | 0 | 0 | -0.07 | -0.1 | 0 | 0.28 | 0.27 | 0.23 | 25.92 | 1160.073 | 0.4
D | 4002 | 2016-05-19 | 8 | ON | 29.8 | 4.36 | 0.2 | 0 | 0.23 | 0.92 | 0.06 | -0.05 | -0.08 | -0.1 | 0.02 | 0.28 | 0.27 | 0.23 | 36.14 | 1269.774 | 1.43
D | 4002 | 2016-05-19 | 9 | ON | 24.71 | 4.36 | 0.2 | 0 | 0.12 | 0.9 | 0 | -0.02 | -0.06 | -0.1 | 0.01 | 0.28 | 0.27 | 0.23 | 30.9 | 1299.722 | 1.23
D | 4002 | 2016-05-19 | 10 | ON | 24.26 | 4.36 | 0.2 | 0 | 0.11 | 0.89 | 0 | 0.08 | -0.04 | -0.1 | 0.01 | 0.28 | 0.27 | 0.23 | 30.55 | 1318.213 | 1.21
D | 4002 | 2016-05-19 | 11 | ON | 14.81 | 4.36 | 0.2 | 0 | 0.08 | 0.88 | 0 | -0.03 | 0.03 | -0.1 | 0.02 | 0.28 | 0.27 | 0.23 | 21.03 | 1345.599 | 1.18
D | 4002 | 2016-05-19 | 12 | ON | 14.27 | 4.36 | 0.2 | 0 | 0.08 | 0.88 | 0 | 0.16 | -0.1 | -0.1 | 0.01 | 0.28 | 0.27 | 0.23 | 20.54 | 1357.995 | 1.17
D | 4002 | 2016-05-19 | 13 | ON | 22.59 | 4.36 | 0.2 | 0 | 0.13 | 0.88 | 0 | -0.12 | -0.07 | -0.1 | 0 | 0.28 | 0.27 | 0.23 | 28.65 | 1361.848 | 1.21
D | 4002 | 2016-05-19 | 14 | ON | 15.23 | 4.36 | 0.2 | 0 | 0.1 | 0.87 | 0 | 0 | -0.07 | -0.1 | 0 | 0.28 | 0.27 | 0.23 | 21.37 | 1366.492 | 1.17
D | 4002 | 2016-05-19 | 15 | ON | 14.92 | 4.36 | 0.2 | 0 | 0.09 | 0.88 | 0 | -0.02 | -0.08 | -0.1 | 0 | 0.28 | 0.27 | 0.23 | 21.03 | 1352.68 | 1.17
D | 4002 | 2016-05-19 | 16 | ON | 17.66 | 4.36 | 0.2 | 0 | 0.08 | 0.88 | 0 | -0.02 | -0.08 | -0.1 | 0.02 | 0.28 | 0.27 | 0.23 | 23.78 | 1340.55 | 1.18
D | 4002 | 2016-05-19 | 17 | ON | 15.69 | 4.36 | 0.2 | 0 | 0.08 | 0.87 | 0 | 0.01 | -0.05 | -0.1 | 0 | 0.28 | 0.27 | 0.23 | 21.84 | 1337.8 | 1.15
D | 4002 | 2016-05-19 | 18 | ON | 15.06 | 4.36 | 0.2 | 0 | 0.08 | 0.87 | 0 | 0 | -0.04 | -0.1 | 0 | 0.28 | 0.27 | 0.23 | 21.21 | 1344.402 | 1.15
D | 4002 | 2016-05-19 | 19 | ON | 16.91 | 4.36 | 0.2 | 0 | 0.1 | 0.88 | 0 | -0.02 | -0.03 | -0.1 | 0 | 0.28 | 0.27 | 0.23 | 23.08 | 1334.335 | 1.18
D | 4002 | 2016-05-19 | 20 | ON | 19.64 | 4.36 | 0.2 | 0 | 0.1 | 0.87 | 0 | 0 | -0.03 | -0.1 | 0 | 0.28 | 0.27 | 0.23 | 25.82 | 1339.33 | 1.17
D | 4002 | 2016-05-19 | 21 | ON | 26.3 | 4.36 | 0.2 | 0 | 0.13 | 0.86 | 0 | -0.04 | -0.06 | -0.1 | 0 | 0.28 | 0.27 | 0.23 | 32.43 | 1340.654 | 1.19
D | 4002 | 2016-05-19 | 22 | ON | 19.04 | 4.36 | 0.2 | 0 | 0.19 | 0.91 | 0 | 0 | -0.01 | -0.1 | 0 | 0.28 | 0.27 | 0.23 | 25.37 | 1248.722 | 1.3
D | 4002 | 2016-05-19 | 23 | ON | 18.11 | 4.36 | 0.2 | 0 | 0.34 | 1.01 | 0 | -0.02 | -0.04 | -0.1 | 0 | 0.28 | 0.27 | 0.23 | 24.64 | 1105.333 | 1.55
D | 4002 | 2016-05-19 | 24 | OFF | 15.52 | 4.36 | 0.2 | 0 | 0.19 | 0 | 0 | -0.01 | -0.03 | -0.1 | 0 | 0.28 | 0.27 | 0.23 | 20.91 | 1000.017 | 0.39
D | 4002 | 2016-05-20 | 1 | OFF | 19.81 | 4.36 | 0.15 | 0 | 0.06 | 0 | 0 | 0.01 | -0.05 | -0.1 | 0 | 0.28 | 0.27 | 0.23 | 25.02 | 925.467 | 0.21
D | 4002 | 2016-05-20 | 2 | OFF | 18.61 | 4.36 | 0.15 | 0 | 0.06 | 0 | 0 | 0.01 | -0.04 | -0.1 | 0 | 0.28 | 0.27 | 0.23 | 23.83 | 883.098 | 0.21
D | 4002 | 2016-05-20 | 3 | OFF | 15.39 | 4.36 | 0.15 | 0 | 0.09 | 0 | 0 | 0.01 | -0.04 | -0.1 | 0 | 0.28 | 0.27 | 0.23 | 20.64 | 867.699 | 0.24
D | 4002 | 2016-05-20 | 4 | OFF | 11.19 | 4.36 | 0.15 | 0 | 0.22 | 0 | 0 | 0.04 | -0.04 | -0.1 | 0 | 0.28 | 0.27 | 0.23 | 16.6 | 859.944 | 0.37
D | 4002 | 2016-05-20 | 5 | OFF | 8.65 | 4.36 | 0.15 | 0 | 0.16 | 0 | 0 | 0 | -0.06 | -0.1 | 0 | 0.28 | 0.27 | 0.23 | 13.94 | 898.505 | 0.31
D | 4002 | 2016-05-20 | 6 | OFF | 11.97 | 4.36 | 0.15 | 0 | 0.18 | 0 | 0 | 0 | -0.03 | -0.1 | 0 | 0.28 | 0.27 | 0.23 | 17.31 | 986.244 | 0.33
D | 4002 | 2016-05-20 | 7 | OFF | 11.97 | 4.36 | 0.15 | 0 | 0.19 | 0 | 0 | 0.02 | -0.04 | -0.1 | 0 | 0.28 | 0.27 | 0.23 | 17.33 | 1152.47 | 0.34
D | 4002 | 2016-05-20 | 8 | ON | 10.41 | 4.36 | 0.15 | 0 | 0.33 | 0.95 | 0 | 0 | -0.08 | -0.1 | 0 | 0.28 | 0.27 | 0.23 | 16.8 | 1252.498 | 1.43
D | 4002 | 2016-05-20 | 9 | ON | 14.56 | 4.36 | 0.15 | 0 | 0.1 | 0.92 | 0 | -0.02 | -0.07 | -0.1 | 0 | 0.28 | 0.27 | 0.23 | 20.68 | 1286.754 | 1.17
D | 4002 | 2016-05-20 | 10 | ON | 14.47 | 4.36 | 0.15 | 0 | 0.09 | 0.91 | 0 | 0.05 | -0.08 | -0.1 | 0 | 0.28 | 0.27 | 0.23 | 20.63 | 1315.084 | 1.15
D | 4002 | 2016-05-20 | 11 | ON | 14.32 | 4.36 | 0.15 | 0 | 0.09 | 0.9 | 0 | 0.09 | -0.09 | -0.1 | 0 | 0.28 | 0.27 | 0.23 | 20.5 | 1338.5 | 1.14
D | 4002 | 2016-05-20 | 12 | ON | 13.9 | 4.36 | 0.15 | 0 | 0.07 | 0.89 | 0 | 0.1 | -0.11 | -0.1 | 0 | 0.28 | 0.27 | 0.23 | 20.04 | 1348.273 | 1.11
D | 4002 | 2016-05-20 | 13 | ON | 14.39 | 4.36 | 0.15 | 0 | 0.06 | 0.9 | 0 | 0.07 | -0.11 | -0.1 | 0.01 | 0.28 | 0.27 | 0.23 | 20.51 | 1343.77 | 1.12
D | 4002 | 2016-05-20 | 14 | ON | 14.06 | 4.36 | 0.15 | 0 | 0.04 | 0.89 | 0 | -0.01 | -0.12 | -0.1 | 0.01 | 0.28 | 0.27 | 0.23 | 20.06 | 1347.814 | 1.09
D | 4002 | 2016-05-20 | 15 | ON | 13.35 | 4.36 | 0.15 | 0 | 0.07 | 0.9 | 0 | -0.07 | -0.11 | -0.1 | 0.01 | 0.28 | 0.27 | 0.23 | 19.34 | 1336.816 | 1.13
D | 4002 | 2016-05-20 | 16 | ON | 13.28 | 4.36 | 0.15 | 0 | 0.07 | 0.9 | 0 | 0.02 | -0.1 | -0.1 | 0.01 | 0.28 | 0.27 | 0.23 | 19.37 | 1324.199 | 1.13
D | 4002 | 2016-05-20 | 17 | ON | 13.41 | 4.36 | 0.15 | 0 | 0.07 | 0.9 | 0 | -0.03 | -0.1 | -0.1 | 0.02 | 0.28 | 0.27 | 0.23 | 19.46 | 1317.367 | 1.14
D | 4002 | 2016-05-20 | 18 | ON | 13.85 | 4.36 | 0.15 | 0 | 0.06 | 0.9 | 0 | -0.01 | -0.1 | -0.1 | 0.01 | 0.28 | 0.27 | 0.23 | 19.9 | 1313.498 | 1.12
D | 4002 | 2016-05-20 | 19 | ON | 14.3 | 4.36 | 0.15 | 0 | 0.06 | 0.91 | 0 | -0.02 | -0.08 | -0.1 | 0 | 0.28 | 0.27 | 0.23 | 20.36 | 1296.345 | 1.12
D | 4002 | 2016-05-20 | 20 | ON | 14.23 | 4.36 | 0.15 | 0 | 0.06 | 0.92 | 0 | -0.01 | -0.07 | -0.1 | 0 | 0.28 | 0.27 | 0.23 | 20.32 | 1278.9 | 1.13
D | 4002 | 2016-05-20 | 21 | ON | 14.51 | 4.36 | 0.15 | 0 | 0.06 | 0.9 | 0 | -0.02 | -0.08 | -0.1 | 0 | 0.28 | 0.27 | 0.23 | 20.56 | 1297.763 | 1.11
D | 4002 | 2016-05-20 | 22 | ON | 15.15 | 4.36 | 0.15 | 0 | 0.11 | 0.94 | 0.04 | -0.03 | -0.05 | -0.1 | 0 | 0.28 | 0.27 | 0.23 | 21.35 | 1240.964 | 1.24
D | 4002 | 2016-05-20 | 23 | ON | 13.49 | 4.36 | 0.15 | 0 | 0.15 | 1.02 | 0 | -0.01 | -0.04 | -0.1 | 0 | 0.28 | 0.27 | 0.23 | 19.8 | 1117.229 | 1.32
D | 4002 | 2016-05-20 | 24 | OFF | 12.94 | 4.36 | 0.15 | 0 | 0.11 | 0 | 0 | -0.02 | -0.06 | -0.1 | 0 | 0.28 | 0.27 | 0.23 | 18.16 | 996.413 | 0.26
D | 4002 | 2016-05-21 | 1 | OFF | 14.64 | 4.36 | 0.2 | 0 | 0.1 | 0 | 0 | -0.01 | -0.04 | -0.1 | 0 | 0.28 | 0.27 | 0.23 | 19.93 | 921.234 | 0.3
D | 4002 | 2016-05-21 | 2 | OFF | 12.73 | 4.36 | 0.2 | 0 | 0.06 | 0 | 0 | 0 | -0.01 | -0.1 | 0 | 0.28 | 0.27 | 0.23 | 18.02 | 872.333 | 0.26
D | 4002 | 2016-05-21 | 3 | OFF | 13.01 | 4.36 | 0.2 | 0 | 0.04 | 0 | 0 | -0.04 | -0.04 | -0.1 | 0 | 0.28 | 0.27 | 0.23 | 18.21 | 846.474 | 0.24
D | 4002 | 2016-05-21 | 4 | OFF | 12.39 | 4.36 | 0.2 | 0 | 0.03 | 0 | 0 | -0.02 | -0.01 | -0.1 | 0 | 0.28 | 0.27 | 0.23 | 17.63 | 838.605 | 0.23
D | 4002 | 2016-05-21 | 5 | OFF | 12.2 | 4.36 | 0.2 | 0 | 0.04 | 0 | 0 | -0.02 | -0.02 | -0.1 | 0 | 0.28 | 0.27 | 0.23 | 17.44 | 850.657 | 0.24
D | 4002 | 2016-05-21 | 6 | OFF | 10.45 | 4.36 | 0.2 | 0 | 0.07 | 0 | 0 | -0.03 | -0.02 | -0.1 | 0 | 0.28 | 0.27 | 0.23 | 15.71 | 873.436 | 0.27
D | 4002 | 2016-05-21 | 7 | OFF | 16.43 | 4.36 | 0.2 | 0 | 0.35 | 0 | 0 | -0.04 | -0.01 | -0.1 | 0 | 0.28 | 0.27 | 0.23 | 21.97 | 948.429 | 0.55
D | 4002 | 2016-05-21 | 8 | OFF | 8.16 | 4.36 | 0.2 | 0 | 0.36 | 0 | 0 | -0.02 | -0.05 | -0.1 | 0 | 0.28 | 0.27 | 0.23 | 13.69 | 1054.057 | 0.56
D | 4002 | 2016-05-21 | 9 | OFF | 14.8 | 4.36 | 0.2 | 0 | 0.29 | 0 | 0 | -0.01 | -0.05 | -0.1 | 0 | 0.28 | 0.27 | 0.23 | 20.27 | 1142.623 | 0.49
D | 4002 | 2016-05-21 | 10 | OFF | 17.78 | 4.36 | 0.2 | 0 | 0.1 | 0 | 0 | 0.28 | -0.06 | -0.1 | 0 | 0.28 | 0.27 | 0.23 | 23.34 | 1199.6 | 0.3
D | 4002 | 2016-05-21 | 11 | OFF | 16.17 | 4.36 | 0.2 | 0 | 0.05 | 0 | 0 | -0.03 | -0.06 | -0.1 | 0 | 0.28 | 0.27 | 0.23 | 21.37 | 1224.062 | 0.25
D | 4002 | 2016-05-21 | 12 | OFF | 21.91 | 4.36 | 0.2 | 0 | 0.12 | 0 | 0 | -0.04 | -0.04 | -0.1 | 0 | 0.28 | 0.27 | 0.23 | 27.19 | 1229.273 | 0.32
D | 4002 | 2016-05-21 | 13 | OFF | 20.81 | 4.36 | 0.2 | 0 | 0.18 | 0 | 0 | -0.03 | -0.05 | -0.1 | 0 | 0.28 | 0.27 | 0.23 | 26.15 | 1227.114 | 0.38
D | 4002 | 2016-05-21 | 14 | OFF | 20.73 | 4.36 | 0.2 | 0 | 0.16 | 0 | 0 | -0.49 | -0.04 | -0.1 | 0 | 0.28 | 0.27 | 0.23 | 25.6 | 1211.87 | 0.36
D | 4002 | 2016-05-21 | 15 | OFF | 20.46 | 4.36 | 0.2 | 0 | 0.12 | 0 | 0 | -0.11 | -0.01 | -0.1 | 0 | 0.28 | 0.27 | 0.23 | 25.7 | 1196.668 | 0.32
D | 4002 | 2016-05-21 | 16 | OFF | 20.49 | 4.36 | 0.2 | 0 | 0.17 | 0 | 0 | -0.04 | -0.02 | -0.1 | 0 | 0.28 | 0.27 | 0.23 | 25.84 | 1189.256 | 0.37
D | 4002 | 2016-05-21 | 17 | OFF | 13.4 | 4.36 | 0.2 | 0 | 0.1 | 0 | 0 | -0.03 | -0.03 | -0.1 | 0 | 0.28 | 0.27 | 0.23 | 18.68 | 1196.936 | 0.3
D | 4002 | 2016-05-21 | 18 | OFF | 12.75 | 4.36 | 0.2 | 0 | 0.07 | 0 | 0 | -0.02 | -0.04 | -0.1 | 0 | 0.28 | 0.27 | 0.23 | 18 | 1213.537 | 0.27
D | 4002 | 2016-05-21 | 19 | OFF | 12.28 | 4.36 | 0.2 | 0 | 0.1 | 0 | 0 | -0.01 | -0.04 | -0.1 | 0 | 0.28 | 0.27 | 0.23 | 17.57 | 1213.799 | 0.3
D | 4002 | 2016-05-21 | 20 | OFF | 12.36 | 4.36 | 0.2 | 0 | 0.1 | 0 | 0 | -0.01 | -0.06 | -0.1 | 0 | 0.28 | 0.27 | 0.23 | 17.63 | 1214.465 | 0.3
D | 4002 | 2016-05-21 | 21 | OFF | 12.83 | 4.36 | 0.2 | 0 | 0.09 | 0 | 0 | -0.01 | -0.07 | -0.1 | 0 | 0.28 | 0.27 | 0.23 | 18.08 | 1225.718 | 0.29
D | 4002 | 2016-05-21 | 22 | OFF | 12.51 | 4.36 | 0.2 | 0 | 0.26 | 0 | 0 | -0.01 | -0.04 | -0.1 | 0 | 0.28 | 0.27 | 0.23 | 17.96 | 1165.81 | 0.46
D | 4002 | 2016-05-21 | 23 | OFF | 14.22 | 4.36 | 0.2 | 0 | 0.37 | 0 | 0.07 | -0.04 | -0.02 | -0.1 | 0 | 0.28 | 0.27 | 0.23 | 19.84 | 1061.158 | 0.64
D | 4002 | 2016-05-21 | 24 | OFF | 12.2 | 4.36 | 0.2 | 0 | 0.27 | 0 | 0 | -0.01 | -0.01 | -0.1 | 0 | 0.28 | 0.27 | 0.23 | 17.69 | 964.885 | 0.47
D | 4002 | 2016-05-22 | 1 | OFF | 8.73 | 4.36 | 0.49 | 0 | 0.14 | 0 | 0 | -0.01 | -0.01 | -0.1 | 0 | 0.28 | 0.27 | 0.23 | 14.38 | 892.238 | 0.63
D | 4002 | 2016-05-22 | 2 | OFF | 7.26 | 4.36 | 0.49 | 0 | 0.13 | 0 | 0 | 0 | -0.03 | -0.1 | 0 | 0.28 | 0.27 | 0.23 | 12.89 | 848.884 | 0.62
D | 4002 | 2016-05-22 | 3 | OFF | 12.93 | 4.36 | 0.49 | 0 | 0.13 | 0 | 0 | -0.04 | -0.04 | -0.1 | 0 | 0.28 | 0.27 | 0.23 | 18.51 | 822.788 | 0.62
D | 4002 | 2016-05-22 | 4 | OFF | 12.92 | 4.36 | 0.49 | 0 | 0.1 | 0 | 0 | -0.02 | -0.01 | -0.1 | 0 | 0.28 | 0.27 | 0.23 | 18.52 | 814.76 | 0.59
D | 4002 | 2016-05-22 | 5 | OFF | 12.92 | 4.36 | 0.49 | 0 | 0.1 | 0 | 0 | -0.03 | -0.02 | -0.1 | 0 | 0.28 | 0.27 | 0.23 | 18.5 | 820.022 | 0.59
D | 4002 | 2016-05-22 | 6 | OFF | 13.08 | 4.36 | 0.49 | 0 | 0.1 | 0 | 0 | 0 | -0.02 | -0.1 | 0 | 0.28 | 0.27 | 0.23 | 18.69 | 836.133 | 0.59
D | 4002 | 2016-05-22 | 7 | OFF | -32.98 | 4.36 | 0.49 | 0 | 0.23 | 0 | 0 | -0.01 | -0.23 | -0.1 | 0 | 0.28 | 0.27 | 0.23 | -27.46 | 873.983 | 0.72
D | 4002 | 2016-05-22 | 8 | OFF | 0.04 | 4.36 | 0.49 | 0 | 0.33 | 0 | 0 | 0.02 | -0.08 | -0.1 | 0 | 0.28 | 0.27 | 0.23 | 5.84 | 966.027 | 0.82
D | 4002 | 2016-05-22 | 9 | OFF | 12.09 | 4.36 | 0.49 | 0 | 0.1 | 0 | 0 | -0.02 | -0.03 | -0.1 | 0 | 0.28 | 0.27 | 0.23 | 17.67 | 1070.852 | 0.59
D | 4002 | 2016-05-22 | 10 | OFF | 13.94 | 4.36 | 0.49 | 0 | 0.07 | 0 | 0 | -0.02 | -0.04 | -0.1 | 0 | 0.28 | 0.27 | 0.23 | 19.48 | 1144.119 | 0.56
D | 4002 | 2016-05-22 | 11 | OFF | 12.46 | 4.36 | 0.49 | 0 | 0.09 | 0 | 0 | 0.14 | -0.03 | -0.1 | 0 | 0.28 | 0.27 | 0.23 | 18.19 | 1181.622 | 0.58
D | 4002 | 2016-05-22 | 12 | OFF | 16.41 | 4.36 | 0.49 | 0 | 0.12 | 0 | 0.03 | 0.11 | -0.04 | -0.1 | 0 | 0.28 | 0.27 | 0.23 | 22.16 | 1199.17 | 0.64
D | 4002 | 2016-05-22 | 13 | OFF | 12.91 | 4.36 | 0.49 | 0 | 0.11 | 0 | 0 | -0.01 | -0.04 | -0.1 | 0 | 0.28 | 0.27 | 0.23 | 18.5 | 1202.603 | 0.6
D | 4002 | 2016-05-22 | 14 | OFF | 12.87 | 4.36 | 0.49 | 0 | 0.11 | 0 | 0 | -0.01 | -0.04 | -0.1 | 0 | 0.28 | 0.27 | 0.23 | 18.46 | 1193.644 | 0.6
D | 4002 | 2016-05-22 | 15 | OFF | 12.82 | 4.36 | 0.49 | 0 | 0.11 | 0 | 0 | -0.01 | -0.03 | -0.1 | 0 | 0.28 | 0.27 | 0.23 | 18.42 | 1185.133 | 0.6
D | 4002 | 2016-05-22 | 16 | OFF | 12.82 | 4.36 | 0.49 | 0 | 0.11 | 0 | 0 | -0.01 | -0.04 | -0.1 | 0 | 0.28 | 0.27 | 0.23 | 18.41 | 1182.004 | 0.6
D | 4002 | 2016-05-22 | 17 | OFF | 12.83 | 4.36 | 0.49 | 0 | 0.1 | 0 | 0 | -0.03 | -0.05 | -0.1 | 0 | 0.28 | 0.27 | 0.23 | 18.38 | 1204.722 | 0.59
D | 4002 | 2016-05-22 | 18 | OFF | 21.2 | 4.36 | 0.49 | 0 | 0.12 | 0 | 0.02 | -0.03 | -0.04 | -0.1 | 0 | 0.28 | 0.27 | 0.23 | 26.8 | 1239.759 | 0.63
D | 4002 | 2016-05-22 | 19 | OFF | 18.47 | 4.36 | 0.49 | 0 | 0.11 | 0 | 0 | -0.02 | -0.05 | -0.1 | 0 | 0.28 | 0.27 | 0.23 | 24.04 | 1248.653 | 0.6
D | 4002 | 2016-05-22 | 20 | OFF | 20.94 | 4.36 | 0.49 | 0 | 0.16 | 0 | 0 | -0.03 | -0.05 | -0.1 | 0 | 0.28 | 0.27 | 0.23 | 26.55 | 1246.101 | 0.65
D | 4002 | 2016-05-22 | 21 | OFF | 25.86 | 4.36 | 0.49 | 0 | 0.19 | 0 | 0 | -0.02 | -0.04 | -0.1 | 0 | 0.28 | 0.27 | 0.23 | 31.52 | 1255.406 | 0.68
D | 4002 | 2016-05-22 | 22 | OFF | 22.52 | 4.36 | 0.49 | 0 | 0.32 | 0 | 0 | 0.01 | -0.04 | -0.1 | 0 | 0.28 | 0.27 | 0.23 | 28.34 | 1175.554 | 0.81
D | 4002 | 2016-05-22 | 23 | OFF | 14.59 | 4.36 | 0.49 | 0 | 0.23 | 0 | 0 | -0.01 | -0.05 | -0.1 | 0 | 0.28 | 0.27 | 0.23 | 20.29 | 1052.788 | 0.72
D | 4002 | 2016-05-22 | 24 | OFF | 12.74 | 4.36 | 0.49 | 0 | 0.21 | 0 | 0 | -0.01 | -0.02 | -0.1 | 0 | 0.28 | 0.27 | 0.23 | 18.45 | 949.658 | 0.7
D | 4002 | 2016-05-23 | 1 | OFF | 13.18 | 4.36 | 0.7 | 0 | 0.15 | 0 | 0 | -0.01 | -0.03 | -0.1 | 0 | 0.28 | 0.27 | 0.23 | 19.03 | 886.8 | 0.85
D | 4002 | 2016-05-23 | 2 | OFF | 10.02 | 4.36 | 0.7 | 0 | 0.12 | 0 | 0 | 0 | -0.02 | -0.1 | 0 | 0.28 | 0.27 | 0.23 | 15.86 | 853.344 | 0.82
D | 4002 | 2016-05-23 | 3 | OFF | 5.89 | 4.36 | 0.7 | 0 | 0.15 | 0 | 0 | -0.01 | -0.03 | -0.1 | 0 | 0.28 | 0.27 | 0.23 | 11.74 | 839.156 | 0.85
D | 4002 | 2016-05-23 | 4 | OFF | 12.58 | 4.36 | 0.7 | 0 | 0.14 | 0 | 0 | -0.02 | -0.01 | -0.1 | 0 | 0.28 | 0.27 | 0.23 | 18.43 | 847.179 | 0.84
D | 4002 | 2016-05-23 | 5 | OFF | 11.82 | 4.36 | 0.7 | 0 | 0.15 | 0 | 0 | -0.03 | -0.01 | -0.1 | 0 | 0.28 | 0.27 | 0.23 | 17.67 | 880.544 | 0.85
D | 4002 | 2016-05-23 | 6 | OFF | 12.11 | 4.36 | 0.7 | 0 | 0.12 | 0 | 0 | -0.01 | -0.04 | -0.1 | 0 | 0.28 | 0.27 | 0.23 | 17.92 | 976.755 | 0.82
D | 4002 | 2016-05-23 | 7 | OFF | 16.97 | 4.36 | 0.7 | 0 | 0.14 | 0 | 0 | -0.01 | -0.05 | -0.1 | 0 | 0.28 | 0.27 | 0.23 | 22.79 | 1147.107 | 0.84
D | 4002 | 2016-05-23 | 8 | ON | 22.27 | 4.36 | 0.7 | 0 | 0.17 | 0.94 | 0 | -0.05 | -0.08 | -0.1 | 0 | 0.28 | 0.27 | 0.23 | 28.99 | 1262.453 | 1.81
D | 4002 | 2016-05-23 | 9 | ON | 45.62 | 4.36 | 0.7 | 0 | 0.42 | 0.9 | 0.66 | -0.09 | -0.09 | -0.1 | 0 | 0.28 | 0.27 | 0.23 | 53.16 | 1317.373 | 2.68
D | 4002 | 2016-05-23 | 10 | ON | 23.5 | 4.36 | 0.7 | 0 | 0.17 | 0.88 | 0 | 0.09 | -0.09 | -0.1 | 0 | 0.28 | 0.27 | 0.23 | 30.29 | 1357.129 | 1.75
D | 4002 | 2016-05-23 | 11 | ON | 21.33 | 4.36 | 0.7 | 0 | 0.19 | 0.85 | 0 | 0.07 | -0.08 | -0.1 | 0 | 0.28 | 0.27 | 0.23 | 28.1 | 1398.662 | 1.74
D | 4002 | 2016-05-23 | 12 | ON | 14 | 4.36 | 0.7 | 0 | 0.12 | 0.84 | 0 | 0.02 | -0.07 | -0.1 | 0 | 0.28 | 0.27 | 0.23 | 20.65 | 1423.193 | 1.66
D | 4002 | 2016-05-23 | 13 | ON | 14.97 | 4.36 | 0.7 | 0 | 0.09 | 0.83 | 0 | -0.02 | -0.07 | -0.1 | 0 | 0.28 | 0.27 | 0.23 | 21.54 | 1427.988 | 1.62
D | 4002 | 2016-05-23 | 14 | ON | 24.53 | 4.36 | 0.7 | 0 | 0.18 | 0.82 | 0.01 | -0.08 | -0.07 | -0.1 | 0 | 0.28 | 0.27 | 0.23 | 31.13 | 1440.195 | 1.71
D | 4002 | 2016-05-23 | 15 | ON | 47.23 | 4.36 | 0.7 | 0 | 0.29 | 0.82 | 0.88 | 0.5 | -0.15 | -0.1 | 0 | 0.28 | 0.27 | 0.23 | 55.31 | 1434.109 | 2.69
D | 4002 | 2016-05-23 | 16 | ON | 25.87 | 4.36 | 0.7 | 0 | 0.16 | 0.82 | 0 | -0.05 | -0.07 | -0.1 | 0 | 0.28 | 0.27 | 0.23 | 32.47 | 1429.342 | 1.68
D | 4002 | 2016-05-23 | 17 | ON | 23.91 | 4.36 | 0.7 | 0 | 0.18 | 0.82 | 0 | -0.02 | -0.04 | -0.1 | 0 | 0.28 | 0.27 | 0.23 | 30.59 | 1424.764 | 1.7
D | 4002 | 2016-05-23 | 18 | ON | 15.15 | 4.36 | 0.7 | 0 | 0.1 | 0.82 | 0 | 0 | -0.07 | -0.1 | 0 | 0.28 | 0.27 | 0.23 | 21.74 | 1419.406 | 1.62
D | 4002 | 2016-05-23 | 19 | ON | 13.55 | 4.36 | 0.7 | 0 | 0.09 | 0.82 | 0 | 0 | -0.07 | -0.1 | 0 | 0.28 | 0.27 | 0.23 | 20.13 | 1411.489 | 1.61
D | 4002 | 2016-05-23 | 20 | ON | 97.02 | 4.36 | 0.7 | 0 | 0.6 | 0.83 | 0 | -0.01 | -0.28 | -0.1 | 0 | 0.28 | 0.27 | 0.23 | 103.9 | 1394.729 | 2.13
D | 4002 | 2016-05-23 | 21 | ON | 52.75 | 4.36 | 0.7 | 0 | 0.39 | 0.82 | 0 | 0.01 | -0.14 | -0.1 | 0 | 0.28 | 0.27 | 0.23 | 59.57 | 1397.261 | 1.91
D | 4002 | 2016-05-23 | 22 | ON | 20.83 | 4.36 | 0.7 | 0 | 0.24 | 0.87 | 0 | -0.02 | -0.08 | -0.1 | 0 | 0.28 | 0.27 | 0.23 | 27.58 | 1305.048 | 1.81
D | 4002 | 2016-05-23 | 23 | ON | 14.06 | 4.36 | 0.7 | 0 | 0.12 | 0.97 | 0 | -0.01 | -0.03 | -0.1 | 0 | 0.28 | 0.27 | 0.23 | 20.85 | 1149.715 | 1.79
D | 4002 | 2016-05-23 | 24 | OFF | 15.48 | 4.36 | 0.7 | 0 | 0.1 | 0 | 0 | 0 | -0.03 | -0.1 | 0 | 0.28 | 0.27 | 0.23 | 21.29 | 1025.755 | 0.8
D | 4002 | 2016-05-24 | 1 | OFF | 19.3 | 4.36 | 0.38 | 0 | 0.08 | 0 | 0 | -0.01 | -0.05 | -0.1 | 0 | 0.28 | 0.27 | 0.23 | 24.74 | 957.217 | 0.46
D | 4002 | 2016-05-24 | 2 | OFF | 19.07 | 4.36 | 0.38 | 0 | 0.07 | 0 | 0 | 0.03 | -0.02 | -0.1 | 0 | 0.28 | 0.27 | 0.23 | 24.57 | 913.793 | 0.45
D | 4002 | 2016-05-24 | 3 | OFF | 18.98 | 4.36 | 0.38 | 0 | 0.06 | 0 | 0 | -0.01 | -0.04 | -0.1 | 0 | 0.28 | 0.27 | 0.23 | 24.41 | 894.264 | 0.44
D | 4002 | 2016-05-24 | 4 | OFF | 18.32 | 4.36 | 0.38 | 0 | 0.08 | 0 | 0 | -0.01 | -0.02 | -0.1 | 0 | 0.28 | 0.27 | 0.23 | 23.79 | 895.064 | 0.46
D | 4002 | 2016-05-24 | 5 | OFF | 18.19 | 4.36 | 0.38 | 0 | 0.08 | 0 | 0 | 0.03 | -0.02 | -0.1 | 0 | 0.28 | 0.27 | 0.23 | 23.7 | 927.248 | 0.46
D | 4002 | 2016-05-24 | 6 | OFF | 16.34 | 4.36 | 0.38 | 0 | 0.15 | 0 | 0 | 0.05 | -0.06 | -0.1 | 0 | 0.28 | 0.27 | 0.23 | 21.9 | 1021.393 | 0.53
D | 4002 | 2016-05-24 | 7 | OFF | 16.12 | 4.36 | 0.38 | 0 | 0.14 | 0 | 0 | -0.02 | -0.03 | -0.1 | 0 | 0.28 | 0.27 | 0.23 | 21.63 | 1186.157 | 0.52
D | 4002 | 2016-05-24 | 8 | ON | 21.24 | 4.36 | 0.38 | 0 | 0.13 | 0.9 | 0 | -0.01 | -0.07 | -0.1 | 0.01 | 0.28 | 0.27 | 0.23 | 27.62 | 1293.997 | 1.42
D | 4002 | 2016-05-24 | 9 | ON | 37.95 | 4.36 | 0.38 | 0 | 0.17 | 0.86 | 0.11 | -0.01 | -0.07 | -0.1 | 0.01 | 0.28 | 0.27 | 0.23 | 44.44 | 1336.058 | 1.53
D | 4002 | 2016-05-24 | 10 | ON | 30.66 | 4.36 | 0.38 | 0 | 0.13 | 0.81 | 0 | 0.01 | -0.08 | -0.1 | 0.02 | 0.28 | 0.27 | 0.23 | 36.97 | 1368.107 | 1.34
D | 4002 | 2016-05-24 | 11 | ON | 20.22 | 4.36 | 0.38 | 0 | 0.08 | 0.78 | 0 | 0.42 | -0.09 | -0.1 | 0.02 | 0.28 | 0.27 | 0.23 | 26.85 | 1396.674 | 1.26
D | 4002 | 2016-05-24 | 12 | ON | 16.2 | 4.36 | 0.38 | 0 | 0.06 | 0.79 | 0 | 0.1 | -0.1 | -0.1 | 0.01 | 0.28 | 0.27 | 0.23 | 22.48 | 1403.895 | 1.24
D | 4002 | 2016-05-24 | 13 | ON | 15.81 | 4.36 | 0.38 | 0 | 0.06 | 0.8 | 0 | 0.1 | -0.09 | -0.1 | 0.01 | 0.28 | 0.27 | 0.23 | 22.11 | 1395.314 | 1.25
D | 4002 | 2016-05-24 | 14 | ON | 15.12 | 4.36 | 0.38 | 0 | 0.05 | 0.84 | 0 | 0.01 | -0.1 | -0.1 | 0.01 | 0.28 | 0.27 | 0.23 | 21.35 | 1391.355 | 1.28
D | 4002 | 2016-05-24 | 15 | ON | 21.09 | 4.36 | 0.38 | 0 | 0.08 | 0.84 | 0.03 | 0.47 | -0.09 | -0.1 | 0.01 | 0.28 | 0.27 | 0.23 | 27.85 | 1371.761 | 1.34
D | 4002 | 2016-05-24 | 16 | ON | 20.6 | 4.36 | 0.38 | 0 | 0.08 | 0.85 | 0 | 0.02 | -0.09 | -0.1 | 0.01 | 0.28 | 0.27 | 0.23 | 26.89 | 1358.544 | 1.32
D | 4002 | 2016-05-24 | 17 | ON | 20.6 | 4.36 | 0.38 | 0 | 0.08 | 0.84 | 0 | 0 | -0.09 | -0.1 | 0 | 0.28 | 0.27 | 0.23 | 26.85 | 1360.806 | 1.3
D | 4002 | 2016-05-24 | 18 | ON | 20.6 | 4.36 | 0.38 | 0 | 0.08 | 0.83 | 0 | 0.02 | -0.08 | -0.1 | 0 | 0.28 | 0.27 | 0.23 | 26.87 | 1375.43 | 1.29
D | 4002 | 2016-05-24 | 19 | ON | 20.6 | 4.36 | 0.38 | 0 | 0.08 | 0.84 | 0 | 0.05 | -0.07 | -0.1 | 0 | 0.28 | 0.27 | 0.23 | 26.92 | 1373.415 | 1.3
D | 4002 | 2016-05-24 | 20 | ON | 21.16 | 4.36 | 0.38 | 0 | 0.07 | 0.84 | 0 | 0.05 | -0.08 | -0.1 | 0 | 0.28 | 0.27 | 0.23 | 27.46 | 1373.639 | 1.29
D | 4002 | 2016-05-24 | 21 | ON | 21.72 | 4.36 | 0.38 | 0 | 0.09 | 0.83 | 0 | 0.02 | -0.08 | -0.1 | 0 | 0.28 | 0.27 | 0.23 | 28 | 1374.082 | 1.3
D | 4002 | 2016-05-24 | 22 | ON | 19.4 | 4.36 | 0.38 | 0 | 0.09 | 0.88 | 0 | 0.02 | -0.06 | -0.1 | 0 | 0.28 | 0.27 | 0.23 | 25.75 | 1285.006 | 1.35
D | 4002 | 2016-05-24 | 23 | ON | 13.85 | 4.36 | 0.38 | 0 | 0.08 | 0.98 | 0 | 0 | -0.06 | -0.1 | 0 | 0.28 | 0.27 | 0.23 | 20.27 | 1140.719 | 1.44
D | 4002 | 2016-05-24 | 24 | OFF | 12.56 | 4.36 | 0.38 | 0 | 0.03 | 0 | 0 | 0.02 | -0.06 | -0.1 | 0 | 0.28 | 0.27 | 0.23 | 17.97 | 1022.805 | 0.41
D | 4002 | 2016-05-25 | 1 | OFF | 14.05 | 4.36 | 0.79 | 0 | 0.03 | 0 | 0 | -0.01 | -0.04 | -0.1 | 0 | 0.28 | 0.27 | 0.23 | 19.86 | 944.71 | 0.82
D | 4002 | 2016-05-25 | 2 | OFF | 15.27 | 4.36 | 0.79 | 0 | 0.04 | 0 | 0 | 0 | -0.07 | -0.1 | 0 | 0.28 | 0.27 | 0.23 | 21.07 | 905.684 | 0.83
D | 4002 | 2016-05-25 | 3 | OFF | 14.99 | 4.36 | 0.79 | 0 | 0.03 | 0 | 0 | -0.01 | -0.03 | -0.1 | 0 | 0.28 | 0.27 | 0.23 | 20.81 | 884.263 | 0.82
D | 4002 | 2016-05-25 | 4 | OFF | 15.58 | 4.36 | 0.79 | 0 | 0.05 | 0 | 0 | 0.01 | -0.02 | -0.1 | 0 | 0.28 | 0.27 | 0.23 | 21.45 | 882.674 | 0.84
D | 4002 | 2016-05-25 | 5 | OFF | -83.96 | 4.36 | 0.79 | 0 | 0.94 | 0 | 0 | 0.14 | -0.1 | -0.1 | 0 | 0.28 | 0.27 | 0.23 | -77.15 | 922.488 | 1.73
D | 4002 | 2016-05-25 | 6 | OFF | 14.84 | 4.36 | 0.79 | 0 | 0.04 | 0 | 0 | 0.08 | -0.26 | -0.1 | 0 | 0.28 | 0.27 | 0.23 | 20.53 | 1017.506 | 0.83
D | 4002 | 2016-05-25 | 7 | OFF | 15.77 | 4.36 | 0.79 | 0 | 0.03 | 0 | 0 | 0.02 | -0.05 | -0.1 | 0 | 0.28 | 0.27 | 0.23 | 21.6 | 1192.953 | 0.82
D | 4002 | 2016-05-25 | 8 | ON | 15.46 | 4.36 | 0.79 | 0 | 0.05 | 0.9 | 0 | 0 | -0.07 | -0.1 | 0.01 | 0.28 | 0.27 | 0.23 | 22.18 | 1299.984 | 1.75
D | 4002 | 2016-05-25 | 9 | ON | 14.89 | 4.36 | 0.79 | 0 | 0.02 | 0.87 | 0 | 0.03 | -0.1 | -0.1 | 0.01 | 0.28 | 0.27 | 0.23 | 21.55 | 1341.224 | 1.69
D | 4002 | 2016-05-25 | 10 | ON | 15.54 | 4.36 | 0.79 | 0 | 0.02 | 0.85 | 0 | 0.06 | -0.09 | -0.1 | 0.01 | 0.28 | 0.27 | 0.23 | 22.22 | 1374.881 | 1.67
D | 4002 | 2016-05-25 | 11 | ON | 15.23 | 4.36 | 0.79 | 0 | 0.02 | 0.83 | 0 | 0.01 | -0.11 | -0.1 | 0.01 | 0.28 | 0.27 | 0.23 | 21.82 | 1416.069 | 1.65
D | 4002 | 2016-05-25 | 12 | ON | 9.5 | 4.36 | 0.79 | 0 | 0.05 | 0.81 | 0 | 0.02 | -0.1 | -0.1 | 0.01 | 0.28 | 0.27 | 0.23 | 16.12 | 1451.446 | 1.66
D | 4002 | 2016-05-25 | 13 | ON | 14.65 | 4.36 | 0.79 | 0 | 0.02 | 0.8 | 0 | 0.04 | -0.12 | -0.1 | 0.01 | 0.28 | 0.27 | 0.23 | 21.23 | 1482.215 | 1.62
D | 4002 | 2016-05-25 | 14 | ON | 16.27 | 4.36 | 0.79 | 0 | 0.02 | 0.78 | 0 | 0.13 | -0.15 | -0.1 | 0.01 | 0.28 | 0.27 | 0.23 | 22.89 | 1525.744 | 1.6
D | 4002 | 2016-05-25 | 15 | ON | 11.42 | 4.36 | 0.79 | 0 | 0.07 | 0.77 | 0 | -0.06 | -0.15 | -0.1 | 0.01 | 0.28 | 0.27 | 0.23 | 17.89 | 1535.625 | 1.64
D | 4002 | 2016-05-25 | 16 | ON | 9.38 | 4.36 | 0.79 | 0 | 0.13 | 0.76 | 0 | -0.08 | -0.17 | -0.1 | 0.01 | 0.28 | 0.27 | 0.23 | 15.86 | 1549.595 | 1.69
D | 4002 | 2016-05-25 | 17 | ON | 16.67 | 4.36 | 0.79 | 0 | 0.1 | 0.74 | 0 | 0.04 | -0.17 | -0.1 | 0.01 | 0.28 | 0.27 | 0.23 | 23.22 | 1546.927 | 1.64
D | 4002 | 2016-05-25 | 18 | ON | 18.84 | 4.36 | 0.79 | 0 | 0.08 | 0.74 | 0 | 0 | -0.16 | -0.1 | 0.01 | 0.28 | 0.27 | 0.23 | 25.34 | 1545.867 | 1.62
D | 4002 | 2016-05-25 | 19 | ON | 18.9 | 4.36 | 0.79 | 0 | 0.06 | 0.75 | 0 | -0.02 | -0.14 | -0.1 | 0 | 0.28 | 0.27 | 0.23 | 25.38 | 1526.473 | 1.6
D | 4002 | 2016-05-25 | 20 | ON | 21.67 | 4.36 | 0.79 | 0 | 0.09 | 0.75 | 0 | 0 | -0.11 | -0.1 | 0 | 0.28 | 0.27 | 0.23 | 28.23 | 1510.144 | 1.63
D | 4002 | 2016-05-25 | 21 | ON | 22.32 | 4.36 | 0.79 | 0 | 0.1 | 0.75 | 0 | -0.02 | -0.13 | -0.1 | 0 | 0.28 | 0.27 | 0.23 | 28.85 | 1512.576 | 1.64
D | 4002 | 2016-05-25 | 22 | ON | 22.96 | 4.36 | 0.79 | 0 | 0.29 | 0.78 | 0 | -0.03 | -0.09 | -0.1 | 0 | 0.28 | 0.27 | 0.23 | 29.74 | 1429.733 | 1.86
D | 4002 | 2016-05-25 | 23 | ON | 22.82 | 4.36 | 0.79 | 0 | 0.41 | 0.87 | 0 | -0.05 | -0.09 | -0.1 | 0 | 0.28 | 0.27 | 0.23 | 29.79 | 1263.388 | 2.07
D | 4002 | 2016-05-25 | 24 | OFF | 17.95 | 4.36 | 0.79 | 0 | 0.34 | 0 | 0 | 0 | -0.09 | -0.1 | 0 | 0.28 | 0.27 | 0.23 | 24.03 | 1123.131 | 1.13
D | 4002 | 2016-05-26 | 1 | OFF | 11.59 | 4.36 | 1.18 | 0 | 0.07 | 0 | 0 | -0.03 | -0.07 | -0.1 | 0 | 0.28 | 0.27 | 0.23 | 17.78 | 1023.377 | 1.25
D | 4002 | 2016-05-26 | 2 | OFF | 2.92 | 4.36 | 1.18 | 0 | 0.19 | 0 | 0 | 0 | -0.07 | -0.1 | 0 | 0.28 | 0.27 | 0.23 | 9.26 | 968.967 | 1.37
D | 4002 | 2016-05-26 | 3 | OFF | 4.03 | 4.36 | 1.18 | 0 | 0.13 | 0 | 0 | 0.01 | -0.01 | -0.1 | 0 | 0.28 | 0.27 | 0.23 | 10.38 | 940.124 | 1.31
D | 4002 | 2016-05-26 | 4 | OFF | 5.34 | 4.36 | 1.18 | 0 | 0.14 | 0 | 0 | 0 | -0.02 | -0.1 | 0 | 0.28 | 0.27 | 0.23 | 11.68 | 931.997 | 1.32
D | 4002 | 2016-05-26 | 5 | OFF | 5.25 | 4.36 | 1.18 | 0 | 0.15 | 0 | 0 | 0 | -0.02 | -0.1 | 0 | 0.28 | 0.27 | 0.23 | 11.6 | 962.067 | 1.33
D | 4002 | 2016-05-26 | 6 | OFF | 7.12 | 4.36 | 1.18 | 0 | 0.15 | 0 | 0 | -0.01 | -0.05 | -0.1 | 0 | 0.28 | 0.27 | 0.23 | 13.43 | 1046.376 | 1.33
D | 4002 | 2016-05-26 | 7 | OFF | 8.09 | 4.36 | 1.18 | 0 | 0.31 | 0 | 0 | -0.02 | -0.1 | -0.1 | 0 | 0.28 | 0.27 | 0.23 | 14.5 | 1220.388 | 1.49
D | 4002 | 2016-05-26 | 8 | ON | 14.61 | 4.36 | 1.18 | 0 | 0.17 | 0.79 | 0 | -0.02 | -0.1 | -0.1 | 0.01 | 0.28 | 0.27 | 0.23 | 21.68 | 1353.601 | 2.15
D | 4002 | 2016-05-26 | 9 | ON | 14.8 | 4.36 | 1.18 | 0 | 0.08 | 0.75 | 0 | -0.03 | -0.1 | -0.1 | 0.01 | 0.28 | 0.27 | 0.23 | 21.73 | 1425.431 | 2.02
D | 4002 | 2016-05-26 | 10 | ON | 20.51 | 4.36 | 1.18 | 0 | 0.09 | 0.72 | 0 | -0.04 | -0.14 | -0.1 | 0.01 | 0.28 | 0.27 | 0.23 | 27.37 | 1476.001 | 2
D | 4002 | 2016-05-26 | 11 | ON | 17.55 | 4.36 | 1.18 | 0 | 0.06 | 0.7 | 0 | 0.01 | -0.15 | -0.1 | 0.01 | 0.28 | 0.27 | 0.23 | 24.4 | 1537.221 | 1.95
D | 4002 | 2016-05-26 | 12 | ON | 21.41 | 4.36 | 1.18 | 0 | 0.06 | 0.68 | 0 | -0.02 | -0.16 | -0.1 | 0.01 | 0.28 | 0.27 | 0.23 | 28.2 | 1578.674 | 1.93
D | 4002 | 2016-05-26 | 13 | ON | 29.23 | 4.36 | 1.18 | 0 | 0.09 | 0.66 | 0 | 0.04 | -0.14 | -0.1 | 0.01 | 0.28 | 0.27 | 0.23 | 36.11 | 1603.017 | 1.94
D | 4002 | 2016-05-26 | 14 | ON | 40.88 | 4.36 | 1.18 | 0 | 0.22 | 0.65 | 0 | 0.36 | -0.13 | -0.1 | 0.02 | 0.28 | 0.27 | 0.23 | 48.22 | 1638.015 | 2.07
D | 4002 | 2016-05-26 | 15 | ON | 19.63 | 4.36 | 1.18 | 0 | 0.11 | 0.65 | 0 | 0.15 | -0.13 | -0.1 | 0.01 | 0.28 | 0.27 | 0.23 | 26.64 | 1649.917 | 1.95
D | 4002 | 2016-05-26 | 16 | ON | 31.83 | 4.36 | 1.18 | 0 | 0.15 | 0.68 | 0 | 0.64 | -0.17 | -0.1 | 0.02 | 0.28 | 0.27 | 0.23 | 39.37 | 1657.635 | 2.03
D | 4002 | 2016-05-26 | 17 | ON | 35.55 | 4.36 | 1.18 | 0 | 0.19 | 0.68 | 0 | -0.06 | -0.16 | -0.1 | 0.02 | 0.28 | 0.27 | 0.23 | 42.44 | 1641.45 | 2.07
D | 4002 | 2016-05-26 | 18 | ON | 33.98 | 4.36 | 1.18 | 0 | 0.14 | 0.69 | 0 | -0.03 | -0.14 | -0.1 | 0.02 | 0.28 | 0.27 | 0.23 | 40.88 | 1611.054 | 2.03
D | 4002 | 2016-05-26 | 19 | ON | 34.04 | 4.36 | 1.18 | 0 | 0.16 | 0.7 | 0 | -0.03 | -0.17 | -0.1 | 0 | 0.28 | 0.27 | 0.23 | 40.92 | 1578.473 | 2.04
D | 4002 | 2016-05-26 | 20 | ON | 28.64 | 4.36 | 1.18 | 0 | 0.13 | 0.71 | 0 | -0.05 | -0.14 | -0.1 | 0 | 0.28 | 0.27 | 0.23 | 35.51 | 1545.552 | 2.02
D | 4002 | 2016-05-26 | 21 | ON | 28.54 | 4.36 | 1.18 | 0 | 0.17 | 0.71 | 0.04 | -0.02 | -0.14 | -0.1 | 0 | 0.28 | 0.27 | 0.23 | 35.52 | 1536.36 | 2.1
D | 4002 | 2016-05-26 | 22 | ON | 32.12 | 4.36 | 1.18 | 0 | 0.34 | 0.75 | 0 | -0.04 | -0.06 | -0.1 | 0 | 0.28 | 0.27 | 0.23 | 39.33 | 1452.513 | 2.27
D | 4002 | 2016-05-26 | 23 | ON | 16.24 | 4.36 | 1.18 | 0 | 0.13 | 0.84 | 0 | 0.03 | -0.09 | -0.1 | 0 | 0.28 | 0.27 | 0.23 | 23.37 | 1284.427 | 2.15
D | 4002 | 2016-05-26 | 24 | OFF | 15.49 | 4.36 | 1.18 | 0 | 0.16 | 0 | 0 | -0.01 | -0.07 | -0.1 | 0 | 0.28 | 0.27 | 0.23 | 21.79 | 1136.476 | 1.34
D | 4002 | 2016-05-27 | 1 | OFF | 14.81 | 4.36 | 0.37 | 0 | 0.09 | 0 | 0 | 0 | -0.07 | -0.1 | 0 | 0.28 | 0.27 | 0.23 | 20.24 | 1043.164 | 0.46
D | 4002 | 2016-05-27 | 2 | OFF | 13.43 | 4.36 | 0.37 | 0 | 0.05 | 0 | 0 | 0.02 | -0.06 | -0.1 | 0 | 0.28 | 0.27 | 0.23 | 18.85 | 987.176 | 0.42
D | 4002 | 2016-05-27 | 3 | OFF | 11.48 | 4.36 | 0.37 | 0 | 0.04 | 0 | 0 | 0 | -0.01 | -0.1 | 0 | 0.28 | 0.27 | 0.23 | 16.92 | 957.569 | 0.41
D | 4002 | 2016-05-27 | 4 | OFF | 5.43 | 4.36 | 0.37 | 0 | 0.1 | 0 | 0 | 0.01 | -0.03 | -0.1 | 0 | 0.28 | 0.27 | 0.23 | 10.92 | 949.648 | 0.47
D | 4002 | 2016-05-27 | 5 | OFF | 12.83 | 4.36 | 0.37 | 0 | 0.04 | 0 | 0 | -0.01 | -0.02 | -0.1 | 0 | 0.28 | 0.27 | 0.23 | 18.25 | 977.343 | 0.41
D | 4002 | 2016-05-27 | 6 | OFF | 11.83 | 4.36 | 0.37 | 0 | 0.05 | 0 | 0 | 0.01 | -0.05 | -0.1 | 0 | 0.28 | 0.27 | 0.23 | 17.25 | 1059.409 | 0.42
D | 4002 | 2016-05-27 | 7 | OFF | 14.29 | 4.36 | 0.37 | 0 | 0.21 | 0 | 0 | -0.03 | -0.05 | -0.1 | 0 | 0.28 | 0.27 | 0.23 | 19.83 | 1211.96 | 0.58
D | 4002 | 2016-05-27 | 8 | ON | 15.8 | 4.36 | 0.37 | 0 | 0.16 | 0.81 | 0 | -0.01 | -0.11 | -0.1 | 0.01 | 0.28 | 0.27 | 0.23 | 22.07 | 1322.074 | 1.35
D | 4002 | 2016-05-27 | 9 | ON | 16.27 | 4.36 | 0.37 | 0 | 0.06 | 0.77 | 0 | -0.02 | -0.11 | -0.1 | 0.01 | 0.28 | 0.27 | 0.23 | 22.39 | 1376.612 | 1.21
D | 4002 | 2016-05-27 | 10 | ON | 15.27 | 4.36 | 0.37 | 0 | 0.05 | 0.74 | 0 | -0.06 | -0.14 | -0.1 | 0.01 | 0.28 | 0.27 | 0.23 | 21.28 | 1414.31 | 1.17
D | 4002 | 2016-05-27 | 11 | ON | 15.48 | 4.36 | 0.37 | 0 | 0.08 | 0.71 | 0 | -0.01 | -0.13 | -0.1 | 0.01 | 0.28 | 0.27 | 0.23 | 21.55 | 1453.955 | 1.17
D | 4002 | 2016-05-27 | 12 | ON | 24.74 | 4.36 | 0.37 | 0 | 0.11 | 0.69 | 0 | 0.26 | -0.15 | -0.1 | 0.02 | 0.28 | 0.27 | 0.23 | 31.08 | 1493.375 | 1.19
D | 4002 | 2016-05-27 | 13 | ON | 42.11 | 4.36 | 0.37 | 0 | 0.22 | 0.68 | 0 | -0.02 | -0.14 | -0.1 | 0.03 | 0.28 | 0.27 | 0.23 | 48.29 | 1516.311 | 1.3
D | 4002 | 2016-05-27 | 14 | ON | 37.96 | 4.36 | 0.37 | 0 | 0.18 | 0.66 | 0 | -0.01 | -0.15 | -0.1 | 0.03 | 0.28 | 0.27 | 0.23 | 44.08 | 1545.573 | 1.24
D | 4002 | 2016-05-27 | 15 | ON | 37.68 | 4.36 | 0.37 | 0 | 0.16 | 0.66 | 0 | -0.05 | -0.16 | -0.1 | 0.02 | 0.28 | 0.27 | 0.23 | 43.72 | 1568.367 | 1.21
D | 4002 | 2016-05-27 | 16 | ON | 32.37 | 4.36 | 0.37 | 0 | 0.14 | 0.69 | 0 | -0.01 | -0.19 | -0.1 | 0.02 | 0.28 | 0.27 | 0.23 | 38.43 | 1588.508 | 1.22
D | 4002 | 2016-05-27 | 17 | ON | 32.71 | 4.36 | 0.37 | 0 | 0.13 | 0.68 | 0 | -0.02 | -0.18 | -0.1 | 0.01 | 0.28 | 0.27 | 0.23 | 38.74 | 1596.459 | 1.19
D | 4002 | 2016-05-27 | 18 | ON | 27.44 | 4.36 | 0.37 | 0 | 0.1 | 0.69 | 0 | -0.01 | -0.15 | -0.1 | 0.01 | 0.28 | 0.27 | 0.23 | 33.49 | 1586.136 | 1.17
D | 4002 | 2016-05-27 | 19 | ON | 26.64 | 4.36 | 0.37 | 0 | 0.12 | 0.7 | 0 | -0.05 | -0.14 | -0.1 | 0 | 0.28 | 0.27 | 0.23 | 32.68 | 1556.588 | 1.19
D | 4002 | 2016-05-27 | 20 | ON | 25.52 | 4.36 | 0.37 | 0 | 0.11 | 0.72 | 0 | -0.06 | -0.14 | -0.1 | 0 | 0.28 | 0.27 | 0.23 | 31.56 | 1521.223 | 1.2
D | 4002 | 2016-05-27 | 21 | ON | 28.46 | 4.36 | 0.37 | 0 | 0.1 | 0.72 | 0 | -0.03 | -0.13 | -0.1 | 0 | 0.28 | 0.27 | 0.23 | 34.53 | 1516.625 | 1.19
D | 4002 | 2016-05-27 | 22 | ON | 27.08 | 4.36 | 0.37 | 0 | 0.23 | 0.75 | 0 | -0.06 | -0.14 | -0.1 | 0 | 0.28 | 0.27 | 0.23 | 33.27 | 1452.967 | 1.35
D | 4002 | 2016-05-27 | 23 | ON | 17.39 | 4.36 | 0.37 | 0 | 0.14 | 0.82 | 0 | -0.03 | -0.07 | -0.1 | 0 | 0.28 | 0.27 | 0.23 | 23.66 | 1312.624 | 1.33
D | 4002 | 2016-05-27 | 24 | OFF | 18.93 | 4.36 | 0.37 | 0 | 0.09 | 0 | 0 | -0.01 | -0.08 | -0.1 | 0 | 0.28 | 0.27 | 0.23 | 24.34 | 1164.009 | 0.46
D | 4002 | 2016-05-28 | 1 | OFF | 18.59 | 4.36 | 3.19 | 0 | 0.04 | 0 | 0 | -0.05 | -0.13 | -0.1 | 0 | 0.28 | 0.27 | 0.23 | 26.68 | 1071.723 | 3.23
D | 4002 | 2016-05-28 | 2 | OFF | 22.75 | 4.36 | 3.19 | 0 | 0.07 | 0 | 0 | 0 | -0.11 | -0.1 | 0 | 0.28 | 0.27 | 0.23 | 30.94 | 1008.567 | 3.26
D | 4002 | 2016-05-28 | 3 | OFF | 26.5 | 4.36 | 3.19 | 0 | 0.08 | 0 | 0 | -0.04 | -0.1 | -0.1 | 0 | 0.28 | 0.27 | 0.23 | 34.67 | 971.28 | 3.27
D | 4002 | 2016-05-28 | 4 | OFF | 21.93 | 4.36 | 3.19 | 0 | 0.05 | 0 | 0 | -0.02 | -0.08 | -0.1 | 0 | 0.28 | 0.27 | 0.23 | 30.11 | 955.078 | 3.24
D | 4002 | 2016-05-28 | 5 | OFF | 18.87 | 4.36 | 3.19 | 0 | 0.06 | 0 | 0 | -0.01 | -0.07 | -0.1 | 0 | 0.28 | 0.27 | 0.23 | 27.08 | 952.091 | 3.25
D | 4002 | 2016-05-28 | 6 | OFF | 15.27 | 4.36 | 3.19 | 0 | 0.06 | 0 | 0 | -0.01 | -0.04 | -0.1 | 0 | 0.28 | 0.27 | 0.23 | 23.51 | 965.492 | 3.25
D | 4002 | 2016-05-28 | 7 | OFF | 15.37 | 4.36 | 3.19 | 0 | 0.12 | 0 | 0 | -0.03 | -0.06 | -0.1 | 0 | 0.28 | 0.27 | 0.23 | 23.63 | 1041.495 | 3.31
D | 4002 | 2016-05-28 | 8 | OFF | 15.15 | 4.36 | 3.19 | 0 | 0.1 | 0 | 0 | -0.02 | -0.08 | -0.1 | 0 | 0.28 | 0.27 | 0.23 | 23.38 | 1165.779 | 3.29
D | 4002 | 2016-05-28 | 9 | OFF | 17.78 | 4.36 | 3.19 | 0 | 0.11 | 0 | 0 | 0.13 | -0.1 | -0.1 | 0 | 0.28 | 0.27 | 0.23 | 26.15 | 1311.966 | 3.3
D | 4002 | 2016-05-28 | 10 | OFF | 17.43 | 4.36 | 3.19 | 0 | 0.16 | 0 | 0 | 0.01 | -0.09 | -0.1 | 0 | 0.28 | 0.27 | 0.23 | 25.74 | 1430.456 | 3.35
D | 4002 | 2016-05-28 | 11 | OFF | 19.21 | 4.36 | 3.19 | 0 | 0.06 | 0 | 0 | -0.02 | -0.13 | -0.1 | 0 | 0.28 | 0.27 | 0.23 | 27.35 | 1529.326 | 3.25
D | 4002 | 2016-05-28 | 12 | OFF | 37.86 | 4.36 | 3.19 | 0 | 0.15 | 0 | 0 | -0.08 | -0.16 | -0.1 | 0 | 0.28 | 0.27 | 0.23 | 46 | 1599.049 | 3.34
D | 4002 | 2016-05-28 | 13 | OFF | 44.63 | 4.36 | 3.19 | 0 | 0.2 | 0 | 0 | -0.09 | -0.17 | -0.1 | 0 | 0.28 | 0.27 | 0.23 | 52.8 | 1645.189 | 3.39
D | 4002 | 2016-05-28 | 14 | OFF | 47.93 | 4.36 | 3.19 | 0 | 0.19 | 0 | 0 | -0.04 | -0.13 | -0.1 | 0 | 0.28 | 0.27 | 0.23 | 56.18 | 1671.763 | 3.38
D | 4002 | 2016-05-28 | 15 | OFF | 51.16 | 4.36 | 3.19 | 0 | 0.18 | 0 | 0 | -0.04 | -0.14 | -0.1 | 0 | 0.28 | 0.27 | 0.23 | 59.39 | 1694.996 | 3.37
D | 4002 | 2016-05-28 | 16 | OFF | 51.99 | 4.36 | 3.19 | 0 | 0.7 | 0 | 0 | -0.04 | -0.15 | -0.1 | 0 | 0.28 | 0.27 | 0.23 | 60.73 | 1718.151 | 3.89
D | 4002 | 2016-05-28 | 17 | OFF | 183.17 | 4.36 | 3.19 | 0 | 4.79 | 0 | 0 | 0.04 | -0.18 | -0.1 | 0 | 0.28 | 0.27 | 0.23 | 196.05 | 1737.657 | 7.98
D | 4002 | 2016-05-28 | 18 | OFF | 43.92 | 4.36 | 3.19 | 0 | 1.63 | 0 | 0 | 0 | -0.09 | -0.1 | 0 | 0.28 | 0.27 | 0.23 | 53.69 | 1737.67 | 4.82
D | 4002 | 2016-05-28 | 19 | OFF | 45.74 | 4.36 | 3.19 | 0 | 0.21 | 0 | 0 | -0.03 | -0.14 | -0.1 | 0 | 0.28 | 0.27 | 0.23 | 54.01 | 1714.057 | 3.4
D | 4002 | 2016-05-28 | 20 | OFF | 47.67 | 4.36 | 3.19 | 0 | 0.25 | 0 | 0 | -0.06 | -0.16 | -0.1 | 0 | 0.28 | 0.27 | 0.23 | 55.93 | 1687.6 | 3.44
D | 4002 | 2016-05-28 | 21 | OFF | 40.74 | 4.36 | 3.19 | 0 | 0.2 | 0 | 0 | -0.05 | -0.16 | -0.1 | 0 | 0.28 | 0.27 | 0.23 | 48.96 | 1672.823 | 3.39
D | 4002 | 2016-05-28 | 22 | OFF | 33.84 | 4.36 | 3.19 | 0 | 0.28 | 0 | 0 | 0.02 | -0.14 | -0.1 | 0 | 0.28 | 0.27 | 0.23 | 42.23 | 1599.827 | 3.47
D | 4002 | 2016-05-28 | 23 | OFF | 18.51 | 4.36 | 3.19 | 0 | 0.41 | 0 | 0 | -0.03 | -0.08 | -0.1 | 0 | 0.28 | 0.27 | 0.23 | 27.04 | 1444.561 | 3.6
D | 4002 | 2016-05-28 | 24 | OFF | 19.33 | 4.36 | 3.19 | 0 | 0.15 | 0 | 0 | -0.04 | -0.09 | -0.1 | 0 | 0.28 | 0.27 | 0.23 | 27.58 | 1285.485 | 3.34
D | 4002 | 2016-05-29 | 1 | OFF | 22.57 | 4.36 | 0.24 | 0 | 0.04 | 0 | 0 | -0.03 | -0.01 | -0.1 | 0 | 0.28 | 0.27 | 0.23 | 27.85 | 1177.638 | 0.28
D | 4002 | 2016-05-29 | 2 | OFF | 24.61 | 4.36 | 0.24 | 0 | 0.03 | 0 | 0 | -0.04 | -0.03 | -0.1 | 0 | 0.28 | 0.27 | 0.23 | 29.85 | 1101.528 | 0.27
D | 4002 | 2016-05-29 | 3 | OFF | 22.96 | 4.36 | 0.24 | 0 | 0.04 | 0 | 0 | 0.02 | -0.04 | -0.1 | 0 | 0.28 | 0.27 | 0.23 | 28.26 | 1049.4 | 0.28
D | 4002 | 2016-05-29 | 4 | OFF | 18.41 | 4.36 | 0.24 | 0 | 0.04 | 0 | 0 | 0.02 | -0.03 | -0.1 | 0 | 0.28 | 0.27 | 0.23 | 23.72 | 1016.992 | 0.28
D | 4002 | 2016-05-29 | 5 | OFF | 17.59 | 4.36 | 0.24 | 0 | 0.06 | 0 | 0 | 0.03 | -0.04 | -0.1 | 0 | 0.28 | 0.27 | 0.23 | 22.92 | 1007.705 | 0.3
D | 4002 | 2016-05-29 | 6 | OFF | 17.76 | 4.36 | 0.24 | 0 | 0.06 | 0 | 0 | -0.01 | -0.05 | -0.1 | 0 | 0.28 | 0.27 | 0.23 | 23.04 | 1005.501 | 0.3
D | 4002 | 2016-05-29 | 7 | OFF | 11.01 | 4.36 | 0.24 | 0 | 0.14 | 0 | 0 | -0.02 | -0.05 | -0.1 | 0 | 0.28 | 0.27 | 0.23 | 16.36 | 1028.243 | 0.38
D | 4002 | 2016-05-29 | 8 | OFF | 14.45 | 4.36 | 0.24 | 0 | 0.19 | 0 | 0 | -0.01 | -0.05 | -0.1 | 0 | 0.28 | 0.27 | 0.23 | 19.86 | 1097.703 | 0.43
D | 4002 | 2016-05-29 | 9 | OFF | 15.47 | 4.36 | 0.24 | 0 | 0.08 | 0 | 0 | 0 | -0.06 | -0.1 | 0 | 0.28 | 0.27 | 0.23 | 20.77 | 1188.415 | 0.32
D | 4002 | 2016-05-29 | 10 | OFF | 17.81 | 4.36 | 0.24 | 0 | 0.08 | 0 | 0 | -0.02 | -0.07 | -0.1 | 0 | 0.28 | 0.27 | 0.23 | 23.08 | 1251.734 | 0.32
D | 4002 | 2016-05-29 | 11 | OFF | 17.84 | 4.36 | 0.24 | 0 | 0.08 | 0 | 0 | 0.02 | -0.1 | -0.1 | 0 | 0.28 | 0.27 | 0.23 | 23.12 | 1276.425 | 0.32
D | 4002 | 2016-05-29 | 12 | OFF | 16.65 | 4.36 | 0.24 | 0 | 0.06 | 0 | 0 | 0 | -0.11 | -0.1 | 0 | 0.28 | 0.27 | 0.23 | 21.88 | 1281.75 | 0.3
D | 4002 | 2016-05-29 | 13 | OFF | 17.47 | 4.36 | 0.24 | 0 | 0.07 | 0 | 0 | 0 | -0.1 | -0.1 | 0 | 0.28 | 0.27 | 0.23 | 22.72 | 1269.168 | 0.31
D | 4002 | 2016-05-29 | 14 | OFF | 22.34 | 4.36 | 0.24 | 0 | 0.13 | 0 | 0 | 0.01 | -0.12 | -0.1 | 0 | 0.28 | 0.27 | 0.23 | 27.64 | 1247.225 | 0.37
D | 4002 | 2016-05-29 | 15 | OFF | 26.22 | 4.36 | 0.24 | 0 | 0.16 | 0 | 0 | -0.03 | -0.12 | -0.1 | 0 | 0.28 | 0.27 | 0.23 | 31.51 | 1223.379 | 0.4
D | 4002 | 2016-05-29 | 16 | OFF | 23.06 | 4.36 | 0.24 | 0 | 0.12 | 0 | 0 | -0.01 | -0.13 | -0.1 | 0 | 0.28 | 0.27 | 0.23 | 28.32 | 1213.96 | 0.36
D | 4002 | 2016-05-29 | 17 | OFF | 24.76 | 4.36 | 0.24 | 0 | 0.12 | 0 | 0 | -0.02 | -0.11 | -0.1 | 0 | 0.28 | 0.27 | 0.23 | 30.03 | 1219.844 | 0.36
D | 4002 | 2016-05-29 | 18 | OFF | 18.26 | 4.36 | 0.24 | 0 | 0.12 | 0 | 0 | 0 | -0.11 | -0.1 | 0 | 0.28 | 0.27 | 0.23 | 23.55 | 1240.914 | 0.36
D | 4002 | 2016-05-29 | 19 | OFF | 15.83 | 4.36 | 0.24 | 0 | 0.08 | 0 | 0 | -0.01 | -0.08 | -0.1 | 0 | 0.28 | 0.27 | 0.23 | 21.1 | 1236.967 | 0.32
D | 4002 | 2016-05-29 | 20 | OFF | 15.95 | 4.36 | 0.24 | 0 | 0.03 | 0 | 0 | -0.04 | -0.09 | -0.1 | 0 | 0.28 | 0.27 | 0.23 | 21.13 | 1224.842 | 0.27
D | 4002 | 2016-05-29 | 21 | OFF | 17.07 | 4.36 | 0.24 | 0 | 0.03 | 0 | 0 | -0.01 | -0.12 | -0.1 | 0 | 0.28 | 0.27 | 0.23 | 22.25 | 1216.304 | 0.27
D | 4002 | 2016-05-29 | 22 | OFF | 17.96 | 4.36 | 0.24 | 0 | 0.12 | 0 | 0 | -0.03 | -0.1 | -0.1 | 0 | 0.28 | 0.27 | 0.23 | 23.23 | 1159.526 | 0.36
D | 4002 | 2016-05-29 | 23 | OFF | 14.91 | 4.36 | 0.24 | 0 | 0.11 | 0 | 0 | -0.02 | -0.06 | -0.1 | 0 | 0.28 | 0.27 | 0.23 | 20.22 | 1063.016 | 0.35
D | 4002 | 2016-05-29 | 24 | OFF | 15.85 | 4.36 | 0.24 | 0 | 0.09 | 0 | 0 | -0.03 | -0.06 | -0.1 | 0 | 0.28 | 0.27 | 0.23 | 21.13 | 965.412 | 0.33
D | 4002 | 2016-05-30 | 1 | OFF | 18.43 | 4.36 | 0.21 | 0 | 0.15 | 0 | 0 | -0.05 | -0.03 | -0.1 | 0 | 0.28 | 0.27 | 0.23 | 23.75 | 901.971 | 0.36
D | 4002 | 2016-05-30 | 2 | OFF | 19.26 | 4.36 | 0.21 | 0 | 0.06 | 0 | 0 | -0.03 | -0.02 | -0.1 | 0 | 0.28 | 0.27 | 0.23 | 24.52 | 861.711 | 0.27
D | 4002 | 2016-05-30 | 3 | OFF | 18.99 | 4.36 | 0.21 | 0 | 0.06 | 0 | 0 | -0.03 | -0.02 | -0.1 | 0 | 0.28 | 0.27 | 0.23 | 24.25 | 840.357 | 0.27
D | 4002 | 2016-05-30 | 4 | OFF | 19.07 | 4.36 | 0.21 | 0 | 0.07 | 0 | 0 | -0.02 | 0 | -0.1 | 0 | 0.28 | 0.27 | 0.23 | 24.37 | 834.714 | 0.28
D | 4002 | 2016-05-30 | 5 | OFF | 20.34 | 4.36 | 0.21 | 0 | 0.06 | 0 | 0 | -0.01 | 0.01 | -0.1 | 0 | 0.28 | 0.27 | 0.23 | 25.65 | 848.119 | 0.27
D | 4002 | 2016-05-30 | 6 | OFF | 16.66 | 4.36 | 0.21 | 0 | 0.06 | 0 | 0 | 0.01 | -0.03 | -0.1 | 0 | 0.28 | 0.27 | 0.23 | 21.95 | 875.588 | 0.27
D | 4002 | 2016-05-30 | 7 | OFF | 5.98 | 4.36 | 0.21 | 0 | 0.17 | 0 | 0 | -0.01 | -0.03 | -0.1 | 0 | 0.28 | 0.27 | 0.23 | 11.36 | 917.188 | 0.38
D | 4002 | 2016-05-30 | 8 | OFF | 9.74 | 4.36 | 0.21 | 0 | 0.32 | 0 | 0 | -0.01 | -0.06 | -0.1 | 0 | 0.28 | 0.27 | 0.23 | 15.24 | 995.628 | 0.53
D | 4002 | 2016-05-30 | 9 | OFF | 15.2 | 4.36 | 0.21 | 0 | 0.06 | 0 | 0 | -0.04 | -0.02 | -0.1 | 0 | 0.28 | 0.27 | 0.23 | 20.45 | 1108.012 | 0.27
D | 4002 | 2016-05-30 | 10 | OFF | 17.71 | 4.36 | 0.21 | 0 | 0.06 | 0 | 0 | 0 | -0.06 | -0.1 | 0 | 0.28 | 0.27 | 0.23 | 22.96 | 1201.994 | 0.27
D | 4002 | 2016-05-30 | 11 | OFF | 21.7 | 4.36 | 0.21 | 0 | 0.08 | 0 | 0.08 | 0 | -0.07 | -0.1 | 0 | 0.28 | 0.27 | 0.23 | 27.04 | 1263.197 | 0.37
D | 4002 | 2016-05-30 | 12 | OFF | 26.21 | 4.36 | 0.21 | 0 | 0.09 | 0 | 0.07 | -0.01 | -0.08 | -0.1 | 0 | 0.28 | 0.27 | 0.23 | 31.53 | 1286.958 | 0.37
D | 4002 | 2016-05-30 | 13 | OFF | 24.32 | 4.36 | 0.21 | 0 | 0.08 | 0 | 0.01 | -0.11 | -0.09 | -0.1 | 0 | 0.28 | 0.27 | 0.23 | 29.46 | 1295.646 | 0.3
D | 4002 | 2016-05-30 | 14 | OFF | 19.24 | 4.36 | 0.21 | 0 | 0.09 | 0 | 0 | 0.02 | -0.07 | -0.1 | 0 | 0.28 | 0.27 | 0.23 | 24.53 | 1302.189 | 0.3
D | 4002 | 2016-05-30 | 15 | OFF | 25.68 | 4.36 | 0.21 | 0 | 0.08 | 0 | 0 | 0.04 | -0.08 | -0.1 | 0 | 0.28 | 0.27 | 0.23 | 30.97 | 1311.755 | 0.29
D | 4002 | 2016-05-30 | 16 | OFF | 21.38 | 4.36 | 0.21 | 0 | 0.08 | 0 | 0 | -0.03 | -0.08 | -0.1 | 0 | 0.28 | 0.27 | 0.23 | 26.6 | 1337.373 | 0.29
D | 4002 | 2016-05-30 | 17 | OFF | 25.13 | 4.36 | 0.21 | 0 | 0.07 | 0 | 0 | -0.05 | -0.09 | -0.1 | 0 | 0.28 | 0.27 | 0.23 | 30.31 | 1376.981 | 0.28
D | 4002 | 2016-05-30 | 18 | OFF | 24.96 | 4.36 | 0.21 | 0 | 0.07 | 0 | 0 | -0.02 | -0.08 | -0.1 | 0 | 0.28 | 0.27 | 0.23 | 30.18 | 1432.551 | 0.28
D | 4002 | 2016-05-30 | 19 | OFF | 29.13 | 4.36 | 0.21 | 0 | 0.12 | 0 | 0 | -0.07 | -0.07 | -0.1 | 0 | 0.28 | 0.27 | 0.23 | 34.36 | 1446.104 | 0.33
D | 4002 | 2016-05-30 | 20 | OFF | 25.7 | 4.36 | 0.21 | 0 | 0.11 | 0 | 0 | -0.02 | -0.09 | -0.1 | 0 | 0.28 | 0.27 | 0.23 | 30.95 | 1446.288 | 0.32
D | 4002 | 2016-05-30 | 21 | OFF | 29.87 | 4.36 | 0.21 | 0 | 0.1 | 0 | 0 | -0.01 | -0.06 | -0.1 | 0 | 0.28 | 0.27 | 0.23 | 35.15 | 1470.592 | 0.31
D | 4002 | 2016-05-30 | 22 | OFF | 29.71 | 4.36 | 0.21 | 0 | 0.18 | 0 | 0 | -0.04 | -0.05 | -0.1 | 0 | 0.28 | 0.27 | 0.23 | 35.05 | 1407.02 | 0.39
D | 4002 | 2016-05-30 | 23 | OFF | 18.24 | 4.36 | 0.21 | 0 | 0.13 | 0 | 0 | -0.02 | -0.03 | -0.1 | 0 | 0.28 | 0.27 | 0.23 | 23.57 | 1257.73 | 0.34
D | 4002 | 2016-05-30 | 24 | OFF | 12.68 | 4.36 | 0.21 | 0 | 0.08 | 0 | 0 | -0.04 | -0.05 | -0.1 | 0 | 0.28 | 0.27 | 0.23 | 17.92 | 1131.227 | 0.29
D | 4002 | 2016-05-31 | 1 | OFF | 17.89 | 4.36 | 0.31 | 0 | 0.08 | 0 | 0 | 0 | -0.07 | -0.1 | 0 | 0.28 | 0.27 | 0.23 | 23.25 | 1050.213 | 0.39
D | 4002 | 2016-05-31 | 2 | OFF | 17.73 | 4.36 | 0.31 | 0 | 0.06 | 0 | 0 | 0.02 | -0.08 | -0.1 | 0 | 0.28 | 0.27 | 0.23 | 23.08 | 1001.089 | 0.37
D | 4002 | 2016-05-31 | 3 | OFF | 11.56 | 4.36 | 0.31 | 0 | 0.08 | 0 | 0 | 0 | -0.06 | -0.1 | 0 | 0.28 | 0.27 | 0.23 | 16.93 | 973.692 | 0.39
D | 4002 | 2016-05-31 | 4 | OFF | -6.3 | 4.36 | 0.31 | 0 | 0.11 | 0 | 0 | -0.01 | -0.06 | -0.1 | 0 | 0.28 | 0.27 | 0.23 | -0.91 | 969.25 | 0.42
D | 4002 | 2016-05-31 | 5 | OFF | -6.57 | 4.36 | 0.31 | 0 | 0.12 | 0 | 0 | -0.01 | -0.11 | -0.1 | 0 | 0.28 | 0.27 | 0.23 | -1.22 | 993.99 | 0.43
D | 4002 | 2016-05-31 | 6 | OFF | 0.23 | 4.36 | 0.31 | 0 | 0.15 | 0 | 0 | 0.2 | -0.66 | -0.1 | 0 | 0.28 | 0.27 | 0.23 | 5.27 | 1083.11 | 0.46
D | 4002 | 2016-05-31 | 7 | OFF | 13.83 | 4.36 | 0.31 | 0 | 0.18 | 0 | 0 | -0.01 | -0.06 | -0.1 | 0 | 0.28 | 0.27 | 0.23 | 19.29 | 1261.125 | 0.49
D | 4002 | 2016-05-31 | 8 | ON | 18.89 | 4.36 | 0.31 | 0 | 0.14 | 0.76 | 0 | -0.02 | -0.07 | -0.1 | 0 | 0.28 | 0.27 | 0.23 | 25.05 | 1407.334 | 1.21
D | 4002 | 2016-05-31 | 9 | ON | 25.46 | 4.36 | 0.31 | 0 | 0.11 | 0.73 | 0 | 0.01 | -0.08 | -0.1 | 0.01 | 0.28 | 0.27 | 0.23 | 31.59 | 1484.607 | 1.16
D | 4002 | 2016-05-31 | 10 | ON | 19.84 | 4.36 | 0.31 | 0 | 0.07 | 0.7 | 0 | 0.01 | -0.1 | -0.1 | 0 | 0.28 | 0.27 | 0.23 | 25.87 | 1539.677 | 1.08
D | 4002 | 2016-05-31 | 11 | ON | 19.44 | 4.36 | 0.31 | 0 | 0.07 | 0.68 | 0 | 0.02 | -0.1 | -0.1 | 0.01 | 0.28 | 0.27 | 0.23 | 25.47 | 1588.582 | 1.07
D | 4002 | 2016-05-31 | 12 | ON | 25.6 | 4.36 | 0.31 | 0 | 0.09 | 0.67 | 0 | -0.02 | -0.13 | -0.1 | 0.02 | 0.28 | 0.27 | 0.23 | 31.58 | 1618.746 | 1.09
D | 4002 | 2016-05-31 | 13 | ON | 27.35 | 4.36 | 0.31 | 0 | 0.09 | 0.66 | 0 | 0 | -0.15 | -0.1 | 0.02 | 0.28 | 0.27 | 0.23 | 33.32 | 1641.08 | 1.08
D | 4002 | 2016-05-31 | 14 | ON | 32.01 | 4.36 | 0.31 | 0 | 0.09 | 0.64 | 0 | -0.05 | -0.16 | -0.1 | 0.02 | 0.28 | 0.27 | 0.23 | 37.9 | 1675.448 | 1.06
D | 4002 | 2016-05-31 | 15 | ON | 30.97 | 4.36 | 0.31 | 0 | 0.12 | 0.63 | 0 | 0 | -0.17 | -0.1 | 0.03 | 0.28 | 0.27 | 0.23 | 36.93 | 1696.716 | 1.09
D | 4002 | 2016-05-31 | 16 | ON | 32.48 | 4.36 | 0.31 | 0 | 0.12 | 0.62 | 0 | -0.02 | -0.18 | -0.1 | 0.02 | 0.28 | 0.27 | 0.23 | 38.39 | 1725.284 | 1.07
D | 4002 | 2016-05-31 | 17 | ON | 34.64 | 4.36 | 0.31 | 0 | 0.15 | 0.61 | 0 | 0.01 | -0.15 | -0.1 | 0.02 | 0.28 | 0.27 | 0.23 | 40.63 | 1742.357 | 1.09
D | 4002 | 2016-05-31 | 18 | ON | 35.53 | 4.36 | 0.31 | 0 | 0.12 | 0.61 | 0 | -0.02 | -0.11 | -0.1 | 0.01 | 0.28 | 0.27 | 0.23 | 41.49 | 1745.672 | 1.05
D | 4002 | 2016-05-31 | 19 | ON | 34.72 | 4.36 | 0.31 | 0 | 0.19 | 0.62 | 0 | -0.02 | -0.13 | -0.1 | 0 | 0.28 | 0.27 | 0.23 | 40.73 | 1721.785 | 1.12
D | 4002 | 2016-05-31 | 20 | ON | 27.61 | 4.36 | 0.31 | 0 | 0.15 | 0.64 | 0 | -0.04 | -0.11 | -0.1 | 0 | 0.28 | 0.27 | 0.23 | 33.6 | 1672.645 | 1.1
D | 4002 | 2016-05-31 | 21 | ON | 28.48 | 4.36 | 0.31 | 0 | 0.12 | 0.65 | 0 | -0.02 | -0.11 | -0.1 | 0 | 0.28 | 0.27 | 0.23 | 34.47 | 1630.995 | 1.08
D | 4002 | 2016-05-31 | 22 | ON | 22.45 | 4.36 | 0.31 | 0 | 0.13 | 0.68 | 0 | 0.02 | -0.08 | -0.1 | 0 | 0.28 | 0.27 | 0.23 | 28.55 | 1527.87 | 1.12
D | 4002 | 2016-05-31 | 23 | ON | 23.75 | 4.36 | 0.31 | 0 | 0.16 | 0.77 | 0 | 0.02 | -0.05 | -0.1 | 0 | 0.28 | 0.27 | 0.23 | 30 | 1336.422 | 1.24
D | 4002 | 2016-05-31 | 24 | OFF | 29.27 | 4.36 | 0.31 | 0 | 0.22 | 0 | 0 | 0 | 0.01 | -0.1 | 0 | 0.28 | 0.27 | 0.23 | 34.85 | 1178.137 | 0.53
T | 744 lines

## whlsecost_hourly_4002_201606
C | Hourly Wholesale Load Cost Report
C | Filename: whlsecost_hourly_4002_201606.csv
C | Report for: 06 2016
C | Report generated: 02/28/2017 15:33:24 EST
H | Location ID | Local Date | Local Hour | OnOffPeak | RTLMP | Capacity | First Contingency | Second Contingency | Regulation | Forward Reserves | Real-Time Reserves | Inadvertent | Marginal Loss Rev Fund | Auction Rev Rights | Price Responsive Demand Cost | ISO Sched 2 | ISO Sched 3 | NEPOOL Exp | Total Cost | RTLO | Total Ancillary & NCPC
H | Number | Date | Number | String | Number | Number | Number | Number | Number | Number | Number | Number | Number | Number | Number | Number | Number | Number | Number | Number
D | 4002 | 2016-06-01 | 1 | OFF | 35.26 | 4.3 | 2.52 | 0 | 0.17 | 0 | 0 | -0.11 | 0.02 | -0.08 | 0 | 0.28 | 0.28 | 0.23 | 42.87 | 1081.01 | 2.69
D | 4002 | 2016-06-01 | 2 | OFF | 21.44 | 4.3 | 2.52 | 0 | 0.09 | 0 | 0 | 0.03 | 0.03 | -0.08 | 0 | 0.28 | 0.28 | 0.23 | 29.12 | 1022.918 | 2.61
D | 4002 | 2016-06-01 | 3 | OFF | 17.1 | 4.3 | 2.52 | 0 | 0.07 | 0 | 0 | 0.03 | 0.02 | -0.08 | 0 | 0.28 | 0.28 | 0.23 | 24.75 | 984.897 | 2.59
D | 4002 | 2016-06-01 | 4 | OFF | 16.56 | 4.3 | 2.52 | 0 | 0.06 | 0 | 0 | 0.01 | 0.01 | -0.08 | 0 | 0.28 | 0.28 | 0.23 | 24.17 | 970.658 | 2.58
D | 4002 | 2016-06-01 | 5 | OFF | 17.02 | 4.3 | 2.52 | 0 | 0.06 | 0 | 0 | -0.04 | 0.01 | -0.08 | 0 | 0.28 | 0.28 | 0.23 | 24.58 | 992.47 | 2.58
D | 4002 | 2016-06-01 | 6 | OFF | 17.6 | 4.3 | 2.52 | 0 | 0.12 | 0 | 0 | 0.01 | 0.02 | -0.08 | 0 | 0.28 | 0.28 | 0.23 | 25.28 | 1071.464 | 2.64
D | 4002 | 2016-06-01 | 7 | OFF | 25.4 | 4.3 | 2.52 | 0 | 0.27 | 0 | 0 | 0.01 | -0.05 | -0.08 | 0 | 0.28 | 0.28 | 0.23 | 33.16 | 1236.617 | 2.79
D | 4002 | 2016-06-01 | 8 | ON | 37.72 | 4.3 | 2.52 | 0 | 0.44 | 1.12 | 0.03 | -0.01 | -0.03 | -0.08 | 0.01 | 0.28 | 0.28 | 0.23 | 46.81 | 1370.028 | 4.12
D | 4002 | 2016-06-01 | 9 | ON | 33.04 | 4.3 | 2.52 | 0 | 0.21 | 1.07 | 0 | -0.02 | -0.01 | -0.08 | 0.01 | 0.28 | 0.28 | 0.23 | 41.83 | 1442.371 | 3.81
D | 4002 | 2016-06-01 | 10 | ON | 31.94 | 4.3 | 2.52 | 0 | 0.09 | 1.04 | 0 | 0 | -0.03 | -0.08 | 0.01 | 0.28 | 0.28 | 0.23 | 40.58 | 1482.896 | 3.66
D | 4002 | 2016-06-01 | 11 | ON | 30.54 | 4.3 | 2.52 | 0 | 0.09 | 1.01 | 0 | -0.08 | -0.05 | -0.08 | 0.01 | 0.28 | 0.28 | 0.23 | 39.05 | 1526.477 | 3.63
D | 4002 | 2016-06-01 | 12 | ON | 24.85 | 4.3 | 2.52 | 0 | 0.1 | 0.99 | 0 | -0.11 | -0.08 | -0.08 | 0.01 | 0.28 | 0.28 | 0.23 | 33.29 | 1561.882 | 3.62
D | 4002 | 2016-06-01 | 13 | ON | 21.16 | 4.3 | 2.52 | 0 | 0.07 | 0.97 | 0 | -0.02 | -0.05 | -0.08 | 0 | 0.28 | 0.28 | 0.23 | 29.66 | 1574.697 | 3.56
D | 4002 | 2016-06-01 | 14 | ON | 33.17 | 4.3 | 2.52 | 0 | 0.09 | 0.96 | 0 | -0.05 | -0.07 | -0.08 | 0.01 | 0.28 | 0.28 | 0.23 | 41.64 | 1586.226 | 3.58
D | 4002 | 2016-06-01 | 15 | ON | 35.3 | 4.3 | 2.52 | 0 | 0.13 | 0.95 | 0 | 0.02 | -0.08 | -0.08 | 0.01 | 0.28 | 0.28 | 0.23 | 43.86 | 1585.04 | 3.61
D | 4002 | 2016-06-01 | 16 | ON | 40.7 | 4.3 | 2.52 | 0 | 0.15 | 0.93 | 0.09 | -0.07 | -0.09 | -0.08 | 0.02 | 0.28 | 0.28 | 0.23 | 49.26 | 1584.735 | 3.71
D | 4002 | 2016-06-01 | 17 | ON | 57.1 | 4.3 | 2.52 | 0 | 0.74 | 0.87 | 1.51 | 0.11 | -0.23 | -0.08 | 0.02 | 0.28 | 0.28 | 0.23 | 67.65 | 1574.275 | 5.66
D | 4002 | 2016-06-01 | 18 | ON | 51.58 | 4.3 | 2.52 | 0 | 0.22 | 0.94 | 0.34 | -0.13 | -0.05 | -0.08 | 0.02 | 0.28 | 0.28 | 0.23 | 60.45 | 1560.66 | 4.04
D | 4002 | 2016-06-01 | 19 | ON | 36.63 | 4.3 | 2.52 | 0 | 0.21 | 0.95 | 0 | -0.01 | -0.1 | -0.08 | 0 | 0.28 | 0.28 | 0.23 | 45.21 | 1525.021 | 3.68
D | 4002 | 2016-06-01 | 20 | ON | 42.82 | 4.3 | 2.52 | 0 | 0.18 | 0.92 | 0 | -0.03 | -0.05 | -0.08 | 0 | 0.28 | 0.28 | 0.23 | 51.37 | 1488.596 | 3.62
D | 4002 | 2016-06-01 | 21 | ON | 36.98 | 4.3 | 2.52 | 0 | 0.17 | 0.93 | 0 | 0 | -0.08 | -0.08 | 0 | 0.28 | 0.28 | 0.23 | 45.53 | 1473.068 | 3.62
D | 4002 | 2016-06-01 | 22 | ON | 44.47 | 4.3 | 2.52 | 0 | 0.14 | 0.97 | 0.2 | -0.08 | -0.07 | -0.08 | 0 | 0.28 | 0.28 | 0.23 | 53.16 | 1392.423 | 3.83
D | 4002 | 2016-06-01 | 23 | ON | 24.34 | 4.3 | 2.52 | 0 | 0.27 | 1.09 | 0.09 | 0 | -0.1 | -0.08 | 0 | 0.28 | 0.28 | 0.23 | 33.22 | 1232.392 | 3.97
D | 4002 | 2016-06-01 | 24 | OFF | 19.32 | 4.3 | 2.52 | 0 | 0.19 | 0 | 0 | -0.05 | -0.02 | -0.08 | 0 | 0.28 | 0.28 | 0.23 | 26.97 | 1099.601 | 2.71
D | 4002 | 2016-06-02 | 1 | OFF | 20.11 | 4.3 | 0.56 | 0 | 0.08 | 0 | 0 | 0.01 | 0 | -0.08 | 0 | 0.28 | 0.28 | 0.23 | 25.77 | 1008.932 | 0.64
D | 4002 | 2016-06-02 | 2 | OFF | 17.52 | 4.3 | 0.56 | 0 | 0.07 | 0 | 0 | 0.01 | 0 | -0.08 | 0 | 0.28 | 0.28 | 0.23 | 23.17 | 959.963 | 0.63
D | 4002 | 2016-06-02 | 3 | OFF | 16.23 | 4.3 | 0.56 | 0 | 0.07 | 0 | 0 | 0.01 | -0.01 | -0.08 | 0 | 0.28 | 0.28 | 0.23 | 21.87 | 931.132 | 0.63
D | 4002 | 2016-06-02 | 4 | OFF | 16.18 | 4.3 | 0.56 | 0 | 0.06 | 0 | 0 | -0.01 | 0.01 | -0.08 | 0 | 0.28 | 0.28 | 0.23 | 21.81 | 926.951 | 0.62
D | 4002 | 2016-06-02 | 5 | OFF | 16.92 | 4.3 | 0.56 | 0 | 0.06 | 0 | 0 | -0.03 | -0.01 | -0.08 | 0 | 0.28 | 0.28 | 0.23 | 22.51 | 959.55 | 0.62
D | 4002 | 2016-06-02 | 6 | OFF | 11.37 | 4.3 | 0.56 | 0 | 0.18 | 0 | 0 | 0 | -0.04 | -0.08 | 0 | 0.28 | 0.28 | 0.23 | 17.08 | 1032.296 | 0.74
D | 4002 | 2016-06-02 | 7 | OFF | 15.71 | 4.3 | 0.56 | 0 | 0.27 | 0 | 0 | -0.03 | -0.06 | -0.08 | 0 | 0.28 | 0.28 | 0.23 | 21.46 | 1196.086 | 0.83
D | 4002 | 2016-06-02 | 8 | ON | 18.2 | 4.3 | 0.56 | 0 | 0.15 | 1.07 | 0 | 0 | -0.06 | -0.08 | 0.01 | 0.28 | 0.28 | 0.23 | 24.94 | 1313.821 | 1.79
D | 4002 | 2016-06-02 | 9 | ON | 32.83 | 4.3 | 0.56 | 0 | 0.22 | 1.03 | 0 | 0.04 | -0.07 | -0.08 | 0.01 | 0.28 | 0.28 | 0.23 | 39.63 | 1356.771 | 1.82
D | 4002 | 2016-06-02 | 10 | ON | 34.94 | 4.3 | 0.56 | 0 | 0.16 | 0.96 | 0 | 0 | -0.08 | -0.08 | 0.01 | 0.28 | 0.28 | 0.23 | 41.56 | 1384.495 | 1.69
D | 4002 | 2016-06-02 | 11 | ON | 27.52 | 4.3 | 0.56 | 0 | 0.17 | 0.98 | 0 | 0.01 | -0.09 | -0.08 | 0.02 | 0.28 | 0.28 | 0.23 | 34.18 | 1415.178 | 1.73
D | 4002 | 2016-06-02 | 12 | ON | 18.52 | 4.3 | 0.56 | 0 | 0.08 | 0.99 | 0 | 0.01 | -0.11 | -0.08 | 0.01 | 0.28 | 0.28 | 0.23 | 25.07 | 1441.195 | 1.64
D | 4002 | 2016-06-02 | 13 | ON | 20.12 | 4.3 | 0.56 | 0 | 0.07 | 1.02 | 0 | -0.02 | -0.11 | -0.08 | 0.01 | 0.28 | 0.28 | 0.23 | 26.66 | 1447.345 | 1.66
D | 4002 | 2016-06-02 | 14 | ON | 25.19 | 4.3 | 0.56 | 0 | 0.09 | 1.03 | 0 | 0.01 | -0.1 | -0.08 | 0.01 | 0.28 | 0.28 | 0.23 | 31.8 | 1476.562 | 1.69
D | 4002 | 2016-06-02 | 15 | ON | 37.15 | 4.3 | 0.56 | 0 | 0.17 | 1.02 | 0 | 0 | -0.08 | -0.08 | 0.01 | 0.28 | 0.28 | 0.23 | 43.84 | 1479.411 | 1.76
D | 4002 | 2016-06-02 | 16 | ON | 29 | 4.3 | 0.56 | 0 | 0.1 | 1.01 | 0 | 0.01 | -0.08 | -0.08 | 0.02 | 0.28 | 0.28 | 0.23 | 35.63 | 1477.728 | 1.69
D | 4002 | 2016-06-02 | 17 | ON | 24.76 | 4.3 | 0.56 | 0 | 0.15 | 1 | 0 | -0.01 | -0.08 | -0.08 | 0.02 | 0.28 | 0.28 | 0.23 | 31.41 | 1474.363 | 1.73
D | 4002 | 2016-06-02 | 18 | ON | 30.81 | 4.3 | 0.56 | 0 | 0.1 | 1.01 | 0 | -0.04 | -0.09 | -0.08 | 0.02 | 0.28 | 0.28 | 0.23 | 37.38 | 1463.256 | 1.69
D | 4002 | 2016-06-02 | 19 | ON | 36.16 | 4.3 | 0.56 | 0 | 0.15 | 1.03 | 0 | 0.01 | -0.07 | -0.08 | 0 | 0.28 | 0.28 | 0.23 | 42.85 | 1436.221 | 1.74
D | 4002 | 2016-06-02 | 20 | ON | 22.63 | 4.3 | 0.56 | 0 | 0.09 | 1.05 | 0 | -0.04 | -0.09 | -0.08 | 0 | 0.28 | 0.28 | 0.23 | 29.21 | 1415.071 | 1.7
D | 4002 | 2016-06-02 | 21 | ON | 23.72 | 4.3 | 0.56 | 0 | 0.08 | 1.05 | 0 | -0.01 | -0.08 | -0.08 | 0 | 0.28 | 0.28 | 0.23 | 30.33 | 1416.413 | 1.69
D | 4002 | 2016-06-02 | 22 | ON | 17.7 | 4.3 | 0.56 | 0 | 0.06 | 1.1 | 0 | -0.03 | -0.07 | -0.08 | 0 | 0.28 | 0.28 | 0.23 | 24.33 | 1330.85 | 1.72
D | 4002 | 2016-06-02 | 23 | ON | 18.55 | 4.3 | 0.56 | 0 | 0.13 | 1.06 | 0 | -0.05 | -0.02 | -0.08 | 0 | 0.28 | 0.28 | 0.23 | 25.24 | 1188.94 | 1.75
D | 4002 | 2016-06-02 | 24 | OFF | 18.48 | 4.3 | 0.56 | 0 | 0.18 | 0 | 0 | -0.03 | -0.01 | -0.08 | 0 | 0.28 | 0.28 | 0.23 | 24.19 | 1060.818 | 0.74
D | 4002 | 2016-06-03 | 1 | OFF | 19.88 | 4.3 | 0.26 | 0 | 0.09 | 0 | 0 | -0.04 | -0.01 | -0.08 | 0 | 0.28 | 0.28 | 0.23 | 25.19 | 991.166 | 0.35
D | 4002 | 2016-06-03 | 2 | OFF | 19.31 | 4.3 | 0.26 | 0 | 0.1 | 0 | 0 | -0.03 | 0 | -0.08 | 0 | 0.28 | 0.28 | 0.23 | 24.65 | 950.155 | 0.36
D | 4002 | 2016-06-03 | 3 | OFF | 16.83 | 4.3 | 0.26 | 0 | 0.07 | 0 | 0 | -0.01 | -0.01 | -0.08 | 0 | 0.28 | 0.28 | 0.23 | 22.15 | 925.444 | 0.33
D | 4002 | 2016-06-03 | 4 | OFF | 17.23 | 4.3 | 0.26 | 0 | 0.08 | 0 | 0 | -0.03 | 0 | -0.08 | 0 | 0.28 | 0.28 | 0.23 | 22.55 | 921.937 | 0.34
D | 4002 | 2016-06-03 | 5 | OFF | 19.89 | 4.3 | 0.26 | 0 | 0.07 | 0 | 0 | -0.05 | 0.01 | -0.08 | 0 | 0.28 | 0.28 | 0.23 | 25.19 | 954.86 | 0.33
D | 4002 | 2016-06-03 | 6 | OFF | 22.26 | 4.3 | 0.26 | 0 | 0.3 | 0 | 0 | 0.01 | 0.02 | -0.08 | 0 | 0.28 | 0.28 | 0.23 | 27.86 | 1038.549 | 0.56
D | 4002 | 2016-06-03 | 7 | OFF | 20.96 | 4.3 | 0.26 | 0 | 0.22 | 0 | 0 | -0.03 | -0.04 | -0.08 | 0 | 0.28 | 0.28 | 0.23 | 26.38 | 1198.615 | 0.48
D | 4002 | 2016-06-03 | 8 | ON | 30.01 | 4.3 | 0.26 | 0 | 0.32 | 1.01 | 0 | -0.05 | -0.06 | -0.08 | 0.02 | 0.28 | 0.28 | 0.23 | 36.52 | 1317.402 | 1.61
D | 4002 | 2016-06-03 | 9 | ON | 29.35 | 4.3 | 0.26 | 0 | 0.22 | 0.97 | 0 | -0.03 | -0.08 | -0.08 | 0.02 | 0.28 | 0.28 | 0.23 | 35.72 | 1359.868 | 1.47
D | 4002 | 2016-06-03 | 10 | ON | 23.97 | 4.3 | 0.26 | 0 | 0.12 | 1.09 | 0 | -0.02 | -0.09 | -0.08 | 0.01 | 0.28 | 0.28 | 0.23 | 30.35 | 1399.806 | 1.48
D | 4002 | 2016-06-03 | 11 | ON | 24.26 | 4.3 | 0.26 | 0 | 0.12 | 1.07 | 0 | -0.03 | -0.12 | -0.08 | 0.02 | 0.28 | 0.28 | 0.23 | 30.59 | 1431.286 | 1.47
D | 4002 | 2016-06-03 | 12 | ON | 29.63 | 4.3 | 0.26 | 0 | 0.14 | 1.07 | 0 | -0.01 | -0.13 | -0.08 | 0.02 | 0.28 | 0.28 | 0.23 | 35.99 | 1450.221 | 1.49
D | 4002 | 2016-06-03 | 13 | ON | 31.77 | 4.3 | 0.26 | 0 | 0.24 | 1.06 | 0 | -0.02 | -0.12 | -0.08 | 0.02 | 0.28 | 0.28 | 0.23 | 38.22 | 1452.23 | 1.58
D | 4002 | 2016-06-03 | 14 | ON | 32.49 | 4.3 | 0.26 | 0 | 0.23 | 1.06 | 0.02 | -0.02 | -0.13 | -0.08 | 0.02 | 0.28 | 0.28 | 0.23 | 38.94 | 1461.185 | 1.59
D | 4002 | 2016-06-03 | 15 | ON | 28.43 | 4.3 | 0.26 | 0 | 0.19 | 1.06 | 0.03 | -0.02 | -0.12 | -0.08 | 0.02 | 0.28 | 0.28 | 0.23 | 34.86 | 1469.538 | 1.56
D | 4002 | 2016-06-03 | 16 | ON | 21.05 | 4.3 | 0.26 | 0 | 0.1 | 1.06 | 0 | 0 | -0.14 | -0.08 | 0.02 | 0.28 | 0.28 | 0.23 | 27.36 | 1464.82 | 1.44
D | 4002 | 2016-06-03 | 17 | ON | 22.19 | 4.3 | 0.26 | 0 | 0.11 | 1.07 | 0 | -0.03 | -0.12 | -0.08 | 0.02 | 0.28 | 0.28 | 0.23 | 28.51 | 1462.88 | 1.46
D | 4002 | 2016-06-03 | 18 | ON | 20.37 | 4.3 | 0.26 | 0 | 0.07 | 1.08 | 0 | -0.02 | -0.1 | -0.08 | 0 | 0.28 | 0.28 | 0.23 | 26.67 | 1459.644 | 1.41
D | 4002 | 2016-06-03 | 19 | ON | 19.93 | 4.3 | 0.26 | 0 | 0.09 | 1.09 | 0 | -0.03 | -0.08 | -0.08 | 0 | 0.28 | 0.28 | 0.23 | 26.27 | 1442.098 | 1.44
D | 4002 | 2016-06-03 | 20 | ON | 16.65 | 4.3 | 0.26 | 0 | 0.06 | 1.07 | 0 | -0.02 | -0.07 | -0.08 | 0 | 0.28 | 0.28 | 0.23 | 22.96 | 1415.617 | 1.39
D | 4002 | 2016-06-03 | 21 | ON | 16.26 | 4.3 | 0.26 | 0 | 0.05 | 1.06 | 0 | -0.01 | -0.07 | -0.08 | 0 | 0.28 | 0.28 | 0.23 | 22.56 | 1417.234 | 1.37
D | 4002 | 2016-06-03 | 22 | ON | 26.93 | 4.3 | 0.26 | 0 | 0.12 | 1.09 | 0.01 | -0.08 | -0.05 | -0.08 | 0 | 0.28 | 0.28 | 0.23 | 33.29 | 1377.491 | 1.48
D | 4002 | 2016-06-03 | 23 | ON | 18.05 | 4.3 | 0.26 | 0 | 0.15 | 1.18 | 0 | -0.06 | -0.03 | -0.08 | 0 | 0.28 | 0.28 | 0.23 | 24.56 | 1253.139 | 1.59
D | 4002 | 2016-06-03 | 24 | OFF | 19.85 | 4.3 | 0.26 | 0 | 0.23 | 0 | 0 | 0.01 | -0.01 | -0.08 | 0 | 0.28 | 0.28 | 0.23 | 25.35 | 1120.648 | 0.49
D | 4002 | 2016-06-04 | 1 | OFF | 15.72 | 4.3 | 0.35 | 0 | 0.08 | 0 | 0 | -0.05 | -0.02 | -0.08 | 0 | 0.28 | 0.28 | 0.23 | 21.09 | 1022.301 | 0.43
D | 4002 | 2016-06-04 | 2 | OFF | 11.61 | 4.3 | 0.35 | 0 | 0.09 | 0 | 0 | -0.02 | -0.06 | -0.08 | 0 | 0.28 | 0.28 | 0.23 | 16.98 | 971.589 | 0.44
D | 4002 | 2016-06-04 | 3 | OFF | 16.21 | 4.3 | 0.35 | 0 | 0.07 | 0 | 0 | -0.07 | -0.06 | -0.08 | 0 | 0.28 | 0.28 | 0.23 | 21.51 | 937.72 | 0.42
D | 4002 | 2016-06-04 | 4 | OFF | 16.28 | 4.3 | 0.35 | 0 | 0.09 | 0 | 0 | -0.04 | -0.03 | -0.08 | 0 | 0.28 | 0.28 | 0.23 | 21.66 | 923.451 | 0.44
D | 4002 | 2016-06-04 | 5 | OFF | 15.89 | 4.3 | 0.35 | 0 | 0.08 | 0 | 0 | -0.04 | 0 | -0.08 | 0 | 0.28 | 0.28 | 0.23 | 21.29 | 929.156 | 0.43
D | 4002 | 2016-06-04 | 6 | OFF | 16.07 | 4.3 | 0.35 | 0 | 0.08 | 0 | 0 | -0.04 | 0 | -0.08 | 0 | 0.28 | 0.28 | 0.23 | 21.47 | 958.767 | 0.43
D | 4002 | 2016-06-04 | 7 | OFF | 10.23 | 4.3 | 0.35 | 0 | 0.2 | 0 | 0 | 0.14 | -0.27 | -0.08 | 0 | 0.28 | 0.28 | 0.23 | 15.66 | 1024.774 | 0.55
D | 4002 | 2016-06-04 | 8 | OFF | 12.48 | 4.3 | 0.35 | 0 | 0.29 | 0 | 0 | -0.03 | -0.03 | -0.08 | 0 | 0.28 | 0.28 | 0.23 | 18.07 | 1123.406 | 0.64
D | 4002 | 2016-06-04 | 9 | OFF | 9.43 | 4.3 | 0.35 | 0 | 0.29 | 0 | 0 | 0 | -0.06 | -0.08 | 0 | 0.28 | 0.28 | 0.23 | 15.02 | 1231.157 | 0.64
D | 4002 | 2016-06-04 | 10 | OFF | 15.61 | 4.3 | 0.35 | 0 | 0.13 | 0 | 0 | -0.02 | -0.06 | -0.08 | 0 | 0.28 | 0.28 | 0.23 | 21.02 | 1315.658 | 0.48
D | 4002 | 2016-06-04 | 11 | OFF | 17.2 | 4.3 | 0.35 | 0 | 0.07 | 0 | 0 | -0.02 | -0.05 | -0.08 | 0 | 0.28 | 0.28 | 0.23 | 22.56 | 1379.679 | 0.42
D | 4002 | 2016-06-04 | 12 | OFF | 18.74 | 4.3 | 0.35 | 0 | 0.06 | 0 | 0.02 | -0.04 | -0.06 | -0.08 | 0 | 0.28 | 0.28 | 0.23 | 24.08 | 1415.655 | 0.43
D | 4002 | 2016-06-04 | 13 | OFF | 31.57 | 4.3 | 0.35 | 0 | 0.11 | 0 | 0.01 | -0.07 | -0.07 | -0.08 | 0 | 0.28 | 0.28 | 0.23 | 36.91 | 1430.159 | 0.47
D | 4002 | 2016-06-04 | 14 | OFF | 29.08 | 4.3 | 0.35 | 0 | 0.12 | 0 | 0.05 | -0.04 | -0.06 | -0.08 | 0 | 0.28 | 0.28 | 0.23 | 34.51 | 1432.854 | 0.52
D | 4002 | 2016-06-04 | 15 | OFF | 33.9 | 4.3 | 0.35 | 0 | 0.2 | 0 | 0.02 | -0.05 | -0.08 | -0.08 | 0 | 0.28 | 0.28 | 0.23 | 39.35 | 1429.425 | 0.57
D | 4002 | 2016-06-04 | 16 | OFF | 33.17 | 4.3 | 0.35 | 0 | 0.23 | 0 | 0.04 | -0.05 | -0.09 | -0.08 | 0 | 0.28 | 0.28 | 0.23 | 38.66 | 1437.279 | 0.62
D | 4002 | 2016-06-04 | 17 | OFF | 29.8 | 4.3 | 0.35 | 0 | 0.13 | 0 | 0 | -0.03 | -0.12 | -0.08 | 0 | 0.28 | 0.28 | 0.23 | 35.14 | 1457.011 | 0.48
D | 4002 | 2016-06-04 | 18 | OFF | 31.62 | 4.3 | 0.35 | 0 | 0.18 | 0 | 0 | -0.05 | -0.12 | -0.08 | 0 | 0.28 | 0.28 | 0.23 | 36.99 | 1473.766 | 0.53
D | 4002 | 2016-06-04 | 19 | OFF | 28.71 | 4.3 | 0.35 | 0 | 0.2 | 0 | 0 | -0.05 | -0.08 | -0.08 | 0 | 0.28 | 0.28 | 0.23 | 34.14 | 1458.035 | 0.55
D | 4002 | 2016-06-04 | 20 | OFF | 21.54 | 4.3 | 0.35 | 0 | 0.09 | 0 | 0.08 | -0.04 | -0.08 | -0.08 | 0 | 0.28 | 0.28 | 0.23 | 26.95 | 1417.267 | 0.52
D | 4002 | 2016-06-04 | 21 | OFF | 24.89 | 4.3 | 0.35 | 0 | 0.08 | 0 | 0.25 | -0.03 | -0.08 | -0.08 | 0 | 0.28 | 0.28 | 0.23 | 30.47 | 1408.366 | 0.68
D | 4002 | 2016-06-04 | 22 | OFF | 22.05 | 4.3 | 0.35 | 0 | 0.18 | 0 | 0.08 | -0.04 | -0.03 | -0.08 | 0 | 0.28 | 0.28 | 0.23 | 27.6 | 1355.772 | 0.61
D | 4002 | 2016-06-04 | 23 | OFF | 18.15 | 4.3 | 0.35 | 0 | 0.27 | 0 | 0 | -0.03 | -0.04 | -0.08 | 0 | 0.28 | 0.28 | 0.23 | 23.71 | 1224.513 | 0.62
D | 4002 | 2016-06-04 | 24 | OFF | 21.64 | 4.3 | 0.35 | 0 | 0.41 | 0 | 0 | -0.03 | -0.01 | -0.08 | 0 | 0.28 | 0.28 | 0.23 | 27.37 | 1109.219 | 0.76
D | 4002 | 2016-06-05 | 1 | OFF | 19.86 | 4.3 | 0.8 | 0 | 0.14 | 0 | 0 | -0.05 | -0.01 | -0.08 | 0 | 0.28 | 0.28 | 0.23 | 25.75 | 1016.255 | 0.94
D | 4002 | 2016-06-05 | 2 | OFF | 19.64 | 4.3 | 0.8 | 0 | 0.06 | 0 | 0 | -0.07 | 0.01 | -0.08 | 0 | 0.28 | 0.28 | 0.23 | 25.45 | 956.599 | 0.86
D | 4002 | 2016-06-05 | 3 | OFF | 19 | 4.3 | 0.8 | 0 | 0.05 | 0 | 0 | -0.04 | -0.01 | -0.08 | 0 | 0.28 | 0.28 | 0.23 | 24.81 | 917.955 | 0.85
D | 4002 | 2016-06-05 | 4 | OFF | 17.01 | 4.3 | 0.8 | 0 | 0.08 | 0 | 0 | -0.02 | 0.03 | -0.08 | 0 | 0.28 | 0.28 | 0.23 | 22.91 | 900.145 | 0.88
D | 4002 | 2016-06-05 | 5 | OFF | 11.96 | 4.3 | 0.8 | 0 | 0.05 | 0 | 0 | 0 | 0.04 | -0.08 | 0 | 0.28 | 0.28 | 0.23 | 17.86 | 895.413 | 0.85
D | 4002 | 2016-06-05 | 6 | OFF | -12.06 | 4.3 | 0.8 | 0 | 0.13 | 0 | 0 | -0.02 | -0.14 | -0.08 | 0 | 0.28 | 0.28 | 0.23 | -6.28 | 900.625 | 0.93
D | 4002 | 2016-06-05 | 7 | OFF | -27.64 | 4.3 | 0.8 | 0 | 0.54 | 0 | 0 | 0.06 | -0.33 | -0.08 | 0 | 0.28 | 0.28 | 0.23 | -21.56 | 941.264 | 1.34
D | 4002 | 2016-06-05 | 8 | OFF | 3.37 | 4.3 | 0.8 | 0 | 0.36 | 0 | 0 | -0.02 | 0.01 | -0.08 | 0 | 0.28 | 0.28 | 0.23 | 9.53 | 1028.009 | 1.16
D | 4002 | 2016-06-05 | 9 | OFF | 12.48 | 4.3 | 0.8 | 0 | 0.25 | 0 | 0 | -0.01 | 0.01 | -0.08 | 0 | 0.28 | 0.28 | 0.23 | 18.54 | 1132.062 | 1.05
D | 4002 | 2016-06-05 | 10 | OFF | 16.23 | 4.3 | 0.8 | 0 | 0.07 | 0 | 0 | -0.02 | -0.01 | -0.08 | 0 | 0.28 | 0.28 | 0.23 | 22.08 | 1222.97 | 0.87
D | 4002 | 2016-06-05 | 11 | OFF | 18.25 | 4.3 | 0.8 | 0 | 0.08 | 0 | 0 | 0 | -0.03 | -0.08 | 0 | 0.28 | 0.28 | 0.23 | 24.11 | 1277.517 | 0.88
D | 4002 | 2016-06-05 | 12 | OFF | 20.45 | 4.3 | 0.8 | 0 | 0.07 | 0 | 0 | 0 | -0.04 | -0.08 | 0 | 0.28 | 0.28 | 0.23 | 26.29 | 1316.762 | 0.87
D | 4002 | 2016-06-05 | 13 | OFF | 19.68 | 4.3 | 0.8 | 0 | 0.06 | 0 | 0 | 0.01 | -0.05 | -0.08 | 0 | 0.28 | 0.28 | 0.23 | 25.51 | 1333.342 | 0.86
D | 4002 | 2016-06-05 | 14 | OFF | 20.01 | 4.3 | 0.8 | 0 | 0.08 | 0 | 0 | 0 | -0.06 | -0.08 | 0 | 0.28 | 0.28 | 0.23 | 25.84 | 1326.268 | 0.88
D | 4002 | 2016-06-05 | 15 | OFF | 17.27 | 4.3 | 0.8 | 0 | 0.11 | 0 | 0 | 0.01 | -0.05 | -0.08 | 0 | 0.28 | 0.28 | 0.23 | 23.15 | 1304.243 | 0.91
D | 4002 | 2016-06-05 | 16 | OFF | 16.95 | 4.3 | 0.8 | 0 | 0.09 | 0 | 0 | 0 | -0.05 | -0.08 | 0 | 0.28 | 0.28 | 0.23 | 22.8 | 1309.254 | 0.89
D | 4002 | 2016-06-05 | 17 | OFF | 17.32 | 4.3 | 0.8 | 0 | 0.06 | 0 | 0 | 0 | -0.04 | -0.08 | 0 | 0.28 | 0.28 | 0.23 | 23.15 | 1337.825 | 0.86
D | 4002 | 2016-06-05 | 18 | OFF | 18.4 | 4.3 | 0.8 | 0 | 0.06 | 0 | 0 | -0.02 | -0.04 | -0.08 | 0 | 0.28 | 0.28 | 0.23 | 24.21 | 1374.305 | 0.86
D | 4002 | 2016-06-05 | 19 | OFF | 20.12 | 4.3 | 0.8 | 0 | 0.12 | 0 | 0 | -0.02 | -0.02 | -0.08 | 0 | 0.28 | 0.28 | 0.23 | 26.01 | 1367.45 | 0.92
D | 4002 | 2016-06-05 | 20 | OFF | 17.47 | 4.3 | 0.8 | 0 | 0.1 | 0 | 0 | 0 | -0.04 | -0.08 | 0 | 0.28 | 0.28 | 0.23 | 23.34 | 1340.454 | 0.9
D | 4002 | 2016-06-05 | 21 | OFF | 17.63 | 4.3 | 0.8 | 0 | 0.09 | 0 | 0 | -0.01 | -0.05 | -0.08 | 0 | 0.28 | 0.28 | 0.23 | 23.47 | 1307.104 | 0.89
D | 4002 | 2016-06-05 | 22 | OFF | 16.27 | 4.3 | 0.8 | 0 | 0.05 | 0 | 0 | 0.01 | -0.06 | -0.08 | 0 | 0.28 | 0.28 | 0.23 | 22.08 | 1216.722 | 0.85
D | 4002 | 2016-06-05 | 23 | OFF | 14.75 | 4.3 | 0.8 | 0 | 0.11 | 0 | 0 | -0.01 | -0.05 | -0.08 | 0 | 0.28 | 0.28 | 0.23 | 20.61 | 1096.966 | 0.91
D | 4002 | 2016-06-05 | 24 | OFF | -66.77 | 4.3 | 0.8 | 0 | 0.32 | 0 | 0 | -0.09 | -0.11 | -0.08 | 0 | 0.28 | 0.28 | 0.23 | -60.84 | 1001.399 | 1.12
D | 4002 | 2016-06-06 | 1 | OFF | -32.78 | 4.3 | 0.95 | 0 | 0.15 | 0 | 0 | -0.04 | -0.1 | -0.08 | 0 | 0.28 | 0.28 | 0.23 | -26.81 | 939.781 | 1.1
D | 4002 | 2016-06-06 | 2 | OFF | 10.73 | 4.3 | 0.95 | 0 | 0.08 | 0 | 0 | -0.02 | -0.1 | -0.08 | 0 | 0.28 | 0.28 | 0.23 | 16.65 | 909.965 | 1.03
D | 4002 | 2016-06-06 | 3 | OFF | -50.35 | 4.3 | 0.95 | 0 | 0.19 | 0 | 0 | -0.05 | -0.59 | -0.08 | 0 | 0.28 | 0.28 | 0.23 | -44.84 | 893.28 | 1.14
D | 4002 | 2016-06-06 | 4 | OFF | 13.39 | 4.3 | 0.95 | 0 | 0.05 | 0 | 0 | -0.01 | -0.04 | -0.08 | 0 | 0.28 | 0.28 | 0.23 | 19.35 | 898.961 | 1
D | 4002 | 2016-06-06 | 5 | OFF | -20.47 | 4.3 | 0.95 | 0 | 0.22 | 0 | 0 | -0.02 | -0.01 | -0.08 | 0 | 0.28 | 0.28 | 0.23 | -14.32 | 934.209 | 1.17
D | 4002 | 2016-06-06 | 6 | OFF | -107.42 | 4.3 | 0.95 | 0 | 1.54 | 0 | 0 | -0.25 | -0.76 | -0.08 | 0 | 0.28 | 0.28 | 0.23 | -100.93 | 1028.867 | 2.49
D | 4002 | 2016-06-06 | 7 | OFF | -86.84 | 4.3 | 0.95 | 0 | 0.99 | 0 | 0 | -0.07 | -0.81 | -0.08 | 0 | 0.28 | 0.28 | 0.23 | -80.77 | 1200.861 | 1.94
D | 4002 | 2016-06-06 | 8 | ON | -3.7 | 4.3 | 0.95 | 0 | 0.48 | 0.61 | 0 | -0.01 | -0.05 | -0.08 | 0 | 0.28 | 0.28 | 0.23 | 3.29 | 1328.487 | 2.04
D | 4002 | 2016-06-06 | 9 | ON | 13.26 | 4.3 | 0.95 | 0 | 0.11 | 0.58 | 0 | 0 | -0.09 | -0.08 | 0.01 | 0.28 | 0.28 | 0.23 | 19.83 | 1404.764 | 1.65
D | 4002 | 2016-06-06 | 10 | ON | 15.61 | 4.3 | 0.95 | 0 | 0.12 | 0.56 | 0 | -0.02 | -0.09 | -0.08 | 0.01 | 0.28 | 0.28 | 0.23 | 22.15 | 1471.023 | 1.64
D | 4002 | 2016-06-06 | 11 | ON | 15.72 | 4.3 | 0.95 | 0 | 0.05 | 0.54 | 0 | -0.02 | -0.11 | -0.08 | 0.01 | 0.28 | 0.28 | 0.23 | 22.15 | 1521.051 | 1.55
D | 4002 | 2016-06-06 | 12 | ON | 16.15 | 4.3 | 0.95 | 0 | 0.04 | 0.53 | 0 | -0.02 | -0.12 | -0.08 | 0.03 | 0.28 | 0.28 | 0.23 | 22.57 | 1550.033 | 1.55
D | 4002 | 2016-06-06 | 13 | ON | 15.26 | 4.3 | 0.95 | 0 | 0.05 | 0.52 | 0 | -0.02 | -0.13 | -0.08 | 0.03 | 0.28 | 0.28 | 0.23 | 21.67 | 1562.46 | 1.55
D | 4002 | 2016-06-06 | 14 | ON | 16.87 | 4.3 | 0.95 | 0 | 0.05 | 0.51 | 0 | -0.03 | -0.12 | -0.08 | 0.03 | 0.28 | 0.28 | 0.23 | 23.27 | 1591.397 | 1.54
D | 4002 | 2016-06-06 | 15 | ON | 15.44 | 4.3 | 0.95 | 0 | 0.07 | 0.5 | 0 | -0.01 | -0.14 | -0.08 | 0.03 | 0.28 | 0.28 | 0.23 | 21.85 | 1601.494 | 1.55
D | 4002 | 2016-06-06 | 16 | ON | 15.51 | 4.3 | 0.95 | 0 | 0.07 | 0.5 | 0 | -0.01 | -0.16 | -0.08 | 0.03 | 0.28 | 0.28 | 0.23 | 21.9 | 1603.135 | 1.55
D | 4002 | 2016-06-06 | 17 | ON | 16.97 | 4.3 | 0.95 | 0 | 0.04 | 0.49 | 0 | -0.02 | -0.15 | -0.08 | 0.03 | 0.28 | 0.28 | 0.23 | 23.32 | 1621.406 | 1.51
D | 4002 | 2016-06-06 | 18 | ON | 24.98 | 4.3 | 0.95 | 0 | 0.08 | 0.48 | 0 | -0.07 | -0.14 | -0.08 | 0.03 | 0.28 | 0.28 | 0.23 | 31.32 | 1629.282 | 1.54
D | 4002 | 2016-06-06 | 19 | ON | 23.93 | 4.3 | 0.95 | 0 | 0.06 | 0.55 | 0 | -0.02 | -0.12 | -0.08 | 0 | 0.28 | 0.28 | 0.23 | 30.36 | 1611.914 | 1.56
D | 4002 | 2016-06-06 | 20 | ON | 21 | 4.3 | 0.95 | 0 | 0.06 | 0.56 | 0 | -0.01 | -0.12 | -0.08 | 0 | 0.28 | 0.28 | 0.23 | 27.45 | 1573.054 | 1.57
D | 4002 | 2016-06-06 | 21 | ON | 20.32 | 4.3 | 0.95 | 0 | 0.06 | 0.57 | 0 | -0.01 | -0.11 | -0.08 | 0 | 0.28 | 0.28 | 0.23 | 26.79 | 1548.635 | 1.58
D | 4002 | 2016-06-06 | 22 | ON | 20.28 | 4.3 | 0.95 | 0 | 0.09 | 0.6 | 0 | -0.01 | -0.11 | -0.08 | 0 | 0.28 | 0.28 | 0.23 | 26.81 | 1471.653 | 1.64
D | 4002 | 2016-06-06 | 23 | ON | 21.01 | 4.3 | 0.95 | 0 | 0.17 | 0.66 | 0 | -0.04 | -0.07 | -0.08 | 0 | 0.28 | 0.28 | 0.23 | 27.69 | 1298.782 | 1.78
D | 4002 | 2016-06-06 | 24 | OFF | 12.02 | 4.3 | 0.95 | 0 | 0.15 | 0 | 0 | -0.02 | -0.05 | -0.08 | 0 | 0.28 | 0.28 | 0.23 | 18.06 | 1151.924 | 1.1
D | 4002 | 2016-06-07 | 1 | OFF | 13.77 | 4.3 | 0.45 | 0 | 0.08 | 0 | 0 | -0.01 | -0.07 | -0.08 | 0 | 0.28 | 0.28 | 0.23 | 19.23 | 1051.779 | 0.53
D | 4002 | 2016-06-07 | 2 | OFF | 15.89 | 4.3 | 0.45 | 0 | 0.06 | 0 | 0 | -0.02 | 0.01 | -0.08 | 0 | 0.28 | 0.28 | 0.23 | 21.4 | 993.608 | 0.51
D | 4002 | 2016-06-07 | 3 | OFF | 17.1 | 4.3 | 0.45 | 0 | 0.08 | 0 | 0 | -0.05 | 0.03 | -0.08 | 0 | 0.28 | 0.28 | 0.23 | 22.62 | 958.271 | 0.53
D | 4002 | 2016-06-07 | 4 | OFF | 9.22 | 4.3 | 0.45 | 0 | 0.07 | 0 | 0 | 0.01 | 0 | -0.08 | 0 | 0.28 | 0.28 | 0.23 | 14.76 | 950.079 | 0.52
D | 4002 | 2016-06-07 | 5 | OFF | 13.57 | 4.3 | 0.45 | 0 | 0.06 | 0 | 0 | -0.03 | 0.02 | -0.08 | 0 | 0.28 | 0.28 | 0.23 | 19.08 | 975.165 | 0.51
D | 4002 | 2016-06-07 | 6 | OFF | -25.59 | 4.3 | 0.45 | 0 | 0.8 | 0 | 0 | 0.01 | -0.19 | -0.08 | 0 | 0.28 | 0.28 | 0.23 | -19.51 | 1059.564 | 1.25
D | 4002 | 2016-06-07 | 7 | OFF | 19.39 | 4.3 | 0.45 | 0 | 0.25 | 0 | 0 | -0.03 | -0.04 | -0.08 | 0 | 0.28 | 0.28 | 0.23 | 25.03 | 1233.293 | 0.7
D | 4002 | 2016-06-07 | 8 | ON | 22.03 | 4.3 | 0.45 | 0 | 0.24 | 1.14 | 0 | -0.03 | -0.06 | -0.08 | 0.01 | 0.28 | 0.28 | 0.23 | 28.79 | 1354.395 | 1.84
D | 4002 | 2016-06-07 | 9 | ON | 21.74 | 4.3 | 0.45 | 0 | 0.1 | 1.08 | 0 | -0.05 | -0.07 | -0.08 | 0.01 | 0.28 | 0.28 | 0.23 | 28.27 | 1408.753 | 1.64
D | 4002 | 2016-06-07 | 10 | ON | 21.78 | 4.3 | 0.45 | 0 | 0.06 | 1.03 | 0 | -0.03 | -0.09 | -0.08 | 0.02 | 0.28 | 0.28 | 0.23 | 28.23 | 1451.477 | 1.56
D | 4002 | 2016-06-07 | 11 | ON | 21.13 | 4.3 | 0.45 | 0 | 0.06 | 0.99 | 0 | -0.04 | -0.11 | -0.08 | 0.02 | 0.28 | 0.28 | 0.23 | 27.51 | 1505.446 | 1.52
D | 4002 | 2016-06-07 | 12 | ON | 24.37 | 4.3 | 0.45 | 0 | 0.07 | 0.96 | 0 | -0.03 | -0.09 | -0.08 | 0.03 | 0.28 | 0.28 | 0.23 | 30.77 | 1537.178 | 1.51
D | 4002 | 2016-06-07 | 13 | ON | 26.53 | 4.3 | 0.45 | 0 | 0.08 | 0.95 | 0 | -0.03 | -0.12 | -0.08 | 0.03 | 0.28 | 0.28 | 0.23 | 32.9 | 1569.4 | 1.51
D | 4002 | 2016-06-07 | 14 | ON | 28.6 | 4.3 | 0.45 | 0 | 0.09 | 0.93 | 0 | -0.03 | -0.14 | -0.08 | 0.03 | 0.28 | 0.28 | 0.23 | 34.94 | 1602.418 | 1.5
D | 4002 | 2016-06-07 | 15 | ON | 26.27 | 4.3 | 0.45 | 0 | 0.09 | 0.92 | 0 | 0 | -0.12 | -0.08 | 0.03 | 0.28 | 0.28 | 0.23 | 32.65 | 1616.528 | 1.49
D | 4002 | 2016-06-07 | 16 | ON | 22.11 | 4.3 | 0.45 | 0 | 0.06 | 0.92 | 0 | 0 | -0.13 | -0.08 | 0.02 | 0.28 | 0.28 | 0.23 | 28.44 | 1630.47 | 1.45
D | 4002 | 2016-06-07 | 17 | ON | 23.08 | 4.3 | 0.45 | 0 | 0.07 | 0.91 | 0 | 0.01 | -0.13 | -0.08 | 0.02 | 0.28 | 0.28 | 0.23 | 29.42 | 1630.821 | 1.45
D | 4002 | 2016-06-07 | 18 | ON | 27.89 | 4.3 | 0.45 | 0 | 0.12 | 0.92 | 0 | -0.05 | -0.14 | -0.08 | 0.02 | 0.28 | 0.28 | 0.23 | 34.22 | 1625.103 | 1.51
D | 4002 | 2016-06-07 | 19 | ON | 26.2 | 4.3 | 0.45 | 0 | 0.09 | 0.95 | 0 | -0.03 | -0.11 | -0.08 | 0 | 0.28 | 0.28 | 0.23 | 32.56 | 1592.148 | 1.49
D | 4002 | 2016-06-07 | 20 | ON | 27.29 | 4.3 | 0.45 | 0 | 0.11 | 0.98 | 0 | -0.02 | -0.1 | -0.08 | 0 | 0.28 | 0.28 | 0.23 | 33.72 | 1554.729 | 1.54
D | 4002 | 2016-06-07 | 21 | ON | 20.97 | 4.3 | 0.45 | 0 | 0.07 | 1 | 0 | 0 | -0.11 | -0.08 | 0 | 0.28 | 0.28 | 0.23 | 27.39 | 1530.158 | 1.52
D | 4002 | 2016-06-07 | 22 | ON | 17.8 | 4.3 | 0.45 | 0 | 0.07 | 1.07 | 0 | 0.01 | -0.08 | -0.08 | 0 | 0.28 | 0.28 | 0.23 | 24.33 | 1428.392 | 1.59
D | 4002 | 2016-06-07 | 23 | ON | 17.39 | 4.3 | 0.45 | 0 | 0.27 | 1.19 | 0 | -0.05 | -0.04 | -0.08 | 0 | 0.28 | 0.28 | 0.23 | 24.22 | 1268.381 | 1.91
D | 4002 | 2016-06-07 | 24 | OFF | 15.87 | 4.3 | 0.45 | 0 | 0.16 | 0 | 0 | 0 | -0.03 | -0.08 | 0 | 0.28 | 0.28 | 0.23 | 21.46 | 1133.371 | 0.61
D | 4002 | 2016-06-08 | 1 | OFF | 14.34 | 4.3 | 0.18 | 0 | 0.23 | 0 | 0 | -0.06 | 0 | -0.08 | 0 | 0.28 | 0.28 | 0.23 | 19.7 | 1042.564 | 0.41
D | 4002 | 2016-06-08 | 2 | OFF | 19.53 | 4.3 | 0.18 | 0 | 0.07 | 0 | 0 | 0 | 0 | -0.08 | 0 | 0.28 | 0.28 | 0.23 | 24.79 | 987.352 | 0.25
D | 4002 | 2016-06-08 | 3 | OFF | 16.29 | 4.3 | 0.18 | 0 | 0.04 | 0 | 0 | -0.03 | 0.01 | -0.08 | 0 | 0.28 | 0.28 | 0.23 | 21.5 | 956.202 | 0.22
D | 4002 | 2016-06-08 | 4 | OFF | 15.58 | 4.3 | 0.18 | 0 | 0.04 | 0 | 0 | 0 | 0.02 | -0.08 | 0 | 0.28 | 0.28 | 0.23 | 20.83 | 949.182 | 0.22
D | 4002 | 2016-06-08 | 5 | OFF | 11.05 | 4.3 | 0.18 | 0 | 0.15 | 0 | 0 | 0 | 0.01 | -0.08 | 0 | 0.28 | 0.28 | 0.23 | 16.4 | 972.432 | 0.33
D | 4002 | 2016-06-08 | 6 | OFF | 6.01 | 4.3 | 0.18 | 0 | 0.39 | 0 | 0 | -0.01 | -0.02 | -0.08 | 0 | 0.28 | 0.28 | 0.23 | 11.56 | 1052.668 | 0.57
D | 4002 | 2016-06-08 | 7 | OFF | 12.49 | 4.3 | 0.18 | 0 | 0.59 | 0 | 0 | -0.03 | -0.06 | -0.08 | 0 | 0.28 | 0.28 | 0.23 | 18.18 | 1220.619 | 0.77
D | 4002 | 2016-06-08 | 8 | ON | 17.43 | 4.3 | 0.18 | 0 | 0.49 | 1.21 | 0 | -0.03 | -0.05 | -0.08 | 0 | 0.28 | 0.28 | 0.23 | 24.24 | 1336.976 | 1.88
D | 4002 | 2016-06-08 | 9 | ON | 16.57 | 4.3 | 0.18 | 0 | 0.13 | 1.17 | 0 | -0.01 | -0.07 | -0.08 | 0 | 0.28 | 0.28 | 0.23 | 22.98 | 1385.049 | 1.48
D | 4002 | 2016-06-08 | 10 | ON | 16.51 | 4.3 | 0.18 | 0 | 0.08 | 1.14 | 0 | -0.02 | -0.07 | -0.08 | 0 | 0.28 | 0.28 | 0.23 | 22.83 | 1420.218 | 1.4
D | 4002 | 2016-06-08 | 11 | ON | 15.73 | 4.3 | 0.18 | 0 | 0.08 | 1.11 | 0 | 0.01 | -0.08 | -0.08 | 0 | 0.28 | 0.28 | 0.23 | 22.04 | 1451.113 | 1.37
D | 4002 | 2016-06-08 | 12 | ON | 16.19 | 4.3 | 0.18 | 0 | 0.08 | 1.1 | 0 | -0.03 | -0.08 | -0.08 | 0 | 0.28 | 0.28 | 0.23 | 22.45 | 1466.928 | 1.36
D | 4002 | 2016-06-08 | 13 | ON | 16.34 | 4.3 | 0.18 | 0 | 0.06 | 1.09 | 0 | -0.02 | -0.08 | -0.08 | 0 | 0.28 | 0.28 | 0.23 | 22.58 | 1479.254 | 1.33
D | 4002 | 2016-06-08 | 14 | ON | 14.47 | 4.3 | 0.18 | 0 | 0.06 | 1.09 | 0 | -0.01 | -0.08 | -0.08 | 0 | 0.28 | 0.28 | 0.23 | 20.72 | 1481.883 | 1.33
D | 4002 | 2016-06-08 | 15 | ON | 16.03 | 4.3 | 0.18 | 0 | 0.05 | 1.1 | 0 | -0.02 | -0.08 | -0.08 | 0 | 0.28 | 0.28 | 0.23 | 22.27 | 1464.649 | 1.33
D | 4002 | 2016-06-08 | 16 | ON | 15.25 | 4.3 | 0.18 | 0 | 0.05 | 1.11 | 0 | 0 | -0.08 | -0.08 | 0 | 0.28 | 0.28 | 0.23 | 21.52 | 1445.211 | 1.34
D | 4002 | 2016-06-08 | 17 | ON | 1.76 | 4.3 | 0.18 | 0 | 0.1 | 1.11 | 0 | 0 | -0.08 | -0.08 | 0 | 0.28 | 0.28 | 0.23 | 8.08 | 1429.935 | 1.39
D | 4002 | 2016-06-08 | 18 | ON | 8.99 | 4.3 | 0.18 | 0 | 0.08 | 1.12 | 0 | -0.01 | -0.07 | -0.08 | 0 | 0.28 | 0.28 | 0.23 | 15.3 | 1424.556 | 1.38
D | 4002 | 2016-06-08 | 19 | ON | 7.29 | 4.3 | 0.18 | 0 | 0.11 | 1.14 | 0 | -0.01 | -0.11 | -0.08 | 0 | 0.28 | 0.28 | 0.23 | 13.61 | 1410.046 | 1.43
D | 4002 | 2016-06-08 | 20 | ON | 10.1 | 4.3 | 0.18 | 0 | 0.07 | 1.16 | 0 | -0.02 | -0.07 | -0.08 | 0 | 0.28 | 0.28 | 0.23 | 16.43 | 1381.923 | 1.41
D | 4002 | 2016-06-08 | 21 | ON | 11.65 | 4.3 | 0.18 | 0 | 0.06 | 1.16 | 0 | -0.02 | -0.1 | -0.08 | 0 | 0.28 | 0.28 | 0.23 | 17.94 | 1377.244 | 1.4
D | 4002 | 2016-06-08 | 22 | ON | 6.53 | 4.3 | 0.18 | 0 | 0.17 | 1.21 | 0 | -0.02 | -0.07 | -0.08 | 0 | 0.28 | 0.28 | 0.23 | 13.01 | 1308.225 | 1.56
D | 4002 | 2016-06-08 | 23 | ON | 3.68 | 4.3 | 0.18 | 0 | 0.26 | 1.34 | 0 | -0.02 | -0.04 | -0.08 | 0 | 0.28 | 0.28 | 0.23 | 10.41 | 1161.877 | 1.78
D | 4002 | 2016-06-08 | 24 | OFF | -2.38 | 4.3 | 0.18 | 0 | 0.48 | 0 | 0 | -0.01 | -0.12 | -0.08 | 0 | 0.28 | 0.28 | 0.23 | 3.16 | 1040.275 | 0.66
D | 4002 | 2016-06-09 | 1 | OFF | 3.42 | 4.3 | 0.37 | 0 | 0.16 | 0 | 0 | -0.01 | -0.03 | -0.08 | 0 | 0.28 | 0.28 | 0.23 | 8.92 | 959.409 | 0.53
D | 4002 | 2016-06-09 | 2 | OFF | 12.14 | 4.3 | 0.37 | 0 | 0.11 | 0 | 0 | -0.01 | -0.01 | -0.08 | 0 | 0.28 | 0.28 | 0.23 | 17.61 | 917.033 | 0.48
D | 4002 | 2016-06-09 | 3 | OFF | -0.19 | 4.3 | 0.37 | 0 | 0.19 | 0 | 0 | 0 | -0.03 | -0.08 | 0 | 0.28 | 0.28 | 0.23 | 5.35 | 891.799 | 0.56
D | 4002 | 2016-06-09 | 4 | OFF | -11.85 | 4.3 | 0.37 | 0 | 0.17 | 0 | 0 | 0 | -0.04 | -0.08 | 0 | 0.28 | 0.28 | 0.23 | -6.34 | 891.145 | 0.54
D | 4002 | 2016-06-09 | 5 | OFF | -5.65 | 4.3 | 0.37 | 0 | 0.2 | 0 | 0 | 0 | -0.02 | -0.08 | 0 | 0.28 | 0.28 | 0.23 | -0.09 | 927.612 | 0.57
D | 4002 | 2016-06-09 | 6 | OFF | 2.59 | 4.3 | 0.37 | 0 | 0.69 | 0 | 0 | -0.01 | -0.02 | -0.08 | 0 | 0.28 | 0.28 | 0.23 | 8.63 | 1009.402 | 1.06
D | 4002 | 2016-06-09 | 7 | OFF | 3.82 | 4.3 | 0.37 | 0 | 1.36 | 0 | 0 | -0.01 | 0.12 | -0.08 | 0 | 0.28 | 0.28 | 0.23 | 10.67 | 1173.779 | 1.73
D | 4002 | 2016-06-09 | 8 | ON | 8.09 | 4.3 | 0.37 | 0 | 0.73 | 1.28 | 0 | -0.01 | -0.07 | -0.08 | 0 | 0.28 | 0.28 | 0.23 | 15.4 | 1293.35 | 2.38
D | 4002 | 2016-06-09 | 9 | ON | 0.05 | 4.3 | 0.37 | 0 | 0.18 | 1.23 | 0 | 0 | -0.07 | -0.08 | 0 | 0.28 | 0.28 | 0.23 | 6.77 | 1327.708 | 1.78
D | 4002 | 2016-06-09 | 10 | ON | 0.37 | 4.3 | 0.37 | 0 | 0.13 | 1.22 | 0 | 0 | -0.09 | -0.08 | 0 | 0.28 | 0.28 | 0.23 | 7.01 | 1350.288 | 1.72
D | 4002 | 2016-06-09 | 11 | ON | 10.1 | 4.3 | 0.37 | 0 | 0.08 | 1.2 | 0 | -0.01 | -0.05 | -0.08 | 0 | 0.28 | 0.28 | 0.23 | 16.7 | 1370.668 | 1.65
D | 4002 | 2016-06-09 | 12 | ON | 15.16 | 4.3 | 0.37 | 0 | 0.08 | 1.19 | 0 | -0.01 | -0.09 | -0.08 | 0 | 0.28 | 0.28 | 0.23 | 21.71 | 1377.025 | 1.64
D | 4002 | 2016-06-09 | 13 | ON | 7.13 | 4.3 | 0.37 | 0 | 0.08 | 1.19 | 0 | 0 | -0.09 | -0.08 | 0 | 0.28 | 0.28 | 0.23 | 13.69 | 1373.378 | 1.64
D | 4002 | 2016-06-09 | 14 | ON | 2.48 | 4.3 | 0.37 | 0 | 0.16 | 1.19 | 0 | 0 | -0.09 | -0.08 | 0 | 0.28 | 0.28 | 0.23 | 9.12 | 1376.541 | 1.72
D | 4002 | 2016-06-09 | 15 | ON | 2.44 | 4.3 | 0.37 | 0 | 0.17 | 1.19 | 0 | 0 | -0.09 | -0.08 | 0 | 0.28 | 0.28 | 0.23 | 9.09 | 1363.253 | 1.73
D | 4002 | 2016-06-09 | 16 | ON | 13.47 | 4.3 | 0.37 | 0 | 0.09 | 1.19 | 0 | 0 | -0.09 | -0.08 | 0 | 0.28 | 0.28 | 0.23 | 20.04 | 1353.345 | 1.65
D | 4002 | 2016-06-09 | 17 | ON | 11.77 | 4.3 | 0.37 | 0 | 0.16 | 1.18 | 0 | -0.02 | -0.09 | -0.08 | 0 | 0.28 | 0.28 | 0.23 | 18.38 | 1348.514 | 1.71
D | 4002 | 2016-06-09 | 18 | ON | 10.07 | 4.3 | 0.37 | 0 | 0.14 | 1.18 | 0 | -0.01 | -0.09 | -0.08 | 0 | 0.28 | 0.28 | 0.23 | 16.67 | 1347.945 | 1.69
D | 4002 | 2016-06-09 | 19 | ON | 8.88 | 4.3 | 0.37 | 0 | 0.13 | 1.19 | 0 | 0 | -0.08 | -0.08 | 0 | 0.28 | 0.28 | 0.23 | 15.5 | 1336.468 | 1.69
D | 4002 | 2016-06-09 | 20 | ON | 9.85 | 4.3 | 0.37 | 0 | 0.19 | 1.2 | 0 | -0.01 | -0.07 | -0.08 | 0 | 0.28 | 0.28 | 0.23 | 16.54 | 1320.574 | 1.76
D | 4002 | 2016-06-09 | 21 | ON | 6.48 | 4.3 | 0.37 | 0 | 0.16 | 1.19 | 0 | 0 | -0.07 | -0.08 | 0 | 0.28 | 0.28 | 0.23 | 13.14 | 1329.965 | 1.72
D | 4002 | 2016-06-09 | 22 | ON | 12.11 | 4.3 | 0.37 | 0 | 0.1 | 1.23 | 0 | 0 | -0.07 | -0.08 | 0 | 0.28 | 0.28 | 0.23 | 18.75 | 1269.565 | 1.7
D | 4002 | 2016-06-09 | 23 | ON | 14.23 | 4.3 | 0.37 | 0 | 0.55 | 1.31 | 0 | -0.05 | -0.04 | -0.08 | 0 | 0.28 | 0.28 | 0.23 | 21.38 | 1134.216 | 2.23
D | 4002 | 2016-06-09 | 24 | OFF | -4.39 | 4.3 | 0.37 | 0 | 0.46 | 0 | 0 | 0 | -0.21 | -0.08 | 0 | 0.28 | 0.28 | 0.23 | 1.24 | 1021.763 | 0.83
D | 4002 | 2016-06-10 | 1 | OFF | 9.88 | 4.3 | 2.22 | 0 | 0.1 | 0 | 0 | -0.01 | -0.01 | -0.08 | 0 | 0.28 | 0.28 | 0.23 | 17.19 | 946.114 | 2.32
D | 4002 | 2016-06-10 | 2 | OFF | 18.18 | 4.3 | 2.22 | 0 | 0.1 | 0 | 0 | -0.01 | 0.02 | -0.08 | 0 | 0.28 | 0.28 | 0.23 | 25.52 | 907.746 | 2.32
D | 4002 | 2016-06-10 | 3 | OFF | 5.72 | 4.3 | 2.22 | 0 | 0.39 | 0 | 0 | -0.01 | -0.03 | -0.08 | 0 | 0.28 | 0.28 | 0.23 | 13.3 | 886.401 | 2.61
D | 4002 | 2016-06-10 | 4 | OFF | -12.37 | 4.3 | 2.22 | 0 | 0.44 | 0 | 0 | 0.03 | -0.02 | -0.08 | 0 | 0.28 | 0.28 | 0.23 | -4.69 | 887.474 | 2.66
D | 4002 | 2016-06-10 | 5 | OFF | 19.24 | 4.3 | 2.22 | 0 | 0.1 | 0 | 0 | -0.1 | 0.02 | -0.08 | 0 | 0.28 | 0.28 | 0.23 | 26.49 | 912.627 | 2.32
D | 4002 | 2016-06-10 | 6 | OFF | -58.08 | 4.3 | 2.22 | 0 | 0.85 | 0 | 0 | -0.06 | -0.19 | -0.08 | 0 | 0.28 | 0.28 | 0.23 | -50.25 | 995.931 | 3.07
D | 4002 | 2016-06-10 | 7 | OFF | -46.39 | 4.3 | 2.22 | 0 | 0.85 | 0 | 0 | 0.09 | -0.05 | -0.08 | 0 | 0.28 | 0.28 | 0.23 | -38.27 | 1147.495 | 3.07
D | 4002 | 2016-06-10 | 8 | ON | 15.52 | 4.3 | 2.22 | 0 | 0.41 | 1.3 | 0 | -0.03 | -0.03 | -0.08 | 0 | 0.28 | 0.28 | 0.23 | 24.4 | 1258.937 | 3.93
D | 4002 | 2016-06-10 | 9 | ON | 19.72 | 4.3 | 2.22 | 0 | 0.33 | 1.25 | 0 | -0.02 | -0.04 | -0.08 | 0.01 | 0.28 | 0.28 | 0.23 | 28.48 | 1309.227 | 3.81
D | 4002 | 2016-06-10 | 10 | ON | 13.33 | 4.3 | 2.22 | 0 | 0.13 | 1.23 | 0 | -0.01 | -0.06 | -0.08 | 0 | 0.28 | 0.28 | 0.23 | 21.85 | 1337.056 | 3.58
D | 4002 | 2016-06-10 | 11 | ON | 12.15 | 4.3 | 2.22 | 0 | 0.08 | 1.21 | 0 | -0.01 | -0.07 | -0.08 | 0 | 0.28 | 0.28 | 0.23 | 20.59 | 1358.094 | 3.51
D | 4002 | 2016-06-10 | 12 | ON | 13.57 | 4.3 | 2.22 | 0 | 0.07 | 1.2 | 0 | -0.02 | -0.07 | -0.08 | 0 | 0.28 | 0.28 | 0.23 | 21.98 | 1364.643 | 3.49
D | 4002 | 2016-06-10 | 13 | ON | 13.47 | 4.3 | 2.22 | 0 | 0.06 | 1.19 | 0 | -0.02 | -0.07 | -0.08 | 0 | 0.28 | 0.28 | 0.23 | 21.86 | 1370.874 | 3.47
D | 4002 | 2016-06-10 | 14 | ON | 14.41 | 4.3 | 2.22 | 0 | 0.07 | 1.18 | 0 | -0.03 | -0.08 | -0.08 | 0 | 0.28 | 0.28 | 0.23 | 22.78 | 1377.73 | 3.47
D | 4002 | 2016-06-10 | 15 | ON | 14.39 | 4.3 | 2.22 | 0 | 0.09 | 1.18 | 0 | -0.02 | -0.07 | -0.08 | 0 | 0.28 | 0.28 | 0.23 | 22.8 | 1363.785 | 3.49
D | 4002 | 2016-06-10 | 16 | ON | 15.23 | 4.3 | 2.22 | 0 | 0.08 | 1.18 | 0 | -0.02 | -0.05 | -0.08 | 0 | 0.28 | 0.28 | 0.23 | 23.65 | 1358.851 | 3.48
D | 4002 | 2016-06-10 | 17 | ON | 20.36 | 4.3 | 2.22 | 0 | 0.13 | 1.16 | 0 | -0.01 | -0.04 | -0.08 | 0.01 | 0.28 | 0.28 | 0.23 | 28.84 | 1361.301 | 3.52
D | 4002 | 2016-06-10 | 18 | ON | 19.71 | 4.3 | 2.22 | 0 | 0.16 | 1.16 | 0 | -0.02 | -0.05 | -0.08 | 0.01 | 0.28 | 0.28 | 0.23 | 28.2 | 1354.246 | 3.55
D | 4002 | 2016-06-10 | 19 | ON | 18.01 | 4.3 | 2.22 | 0 | 0.17 | 1.18 | 0 | -0.03 | -0.05 | -0.08 | 0 | 0.28 | 0.28 | 0.23 | 26.51 | 1335.989 | 3.57
D | 4002 | 2016-06-10 | 20 | ON | 15.12 | 4.3 | 2.22 | 0 | 0.15 | 1.2 | 0 | -0.04 | -0.05 | -0.08 | 0 | 0.28 | 0.28 | 0.23 | 23.61 | 1312.742 | 3.57
D | 4002 | 2016-06-10 | 21 | ON | 15.78 | 4.3 | 2.22 | 0 | 0.18 | 1.2 | 0 | -0.01 | -0.04 | -0.08 | 0 | 0.28 | 0.28 | 0.23 | 24.34 | 1307.451 | 3.6
D | 4002 | 2016-06-10 | 22 | ON | 18.64 | 4.3 | 2.22 | 0 | 0.31 | 1.24 | 0 | -0.02 | -0.04 | -0.08 | 0 | 0.28 | 0.28 | 0.23 | 27.36 | 1270.758 | 3.77
D | 4002 | 2016-06-10 | 23 | ON | 14.58 | 4.3 | 2.22 | 0 | 0.54 | 1.35 | 0 | -0.05 | -0.04 | -0.08 | 0 | 0.28 | 0.28 | 0.23 | 23.61 | 1155.854 | 4.11
D | 4002 | 2016-06-10 | 24 | OFF | 21.09 | 4.3 | 2.22 | 0 | 1.85 | 0 | 0 | -0.07 | 0.04 | -0.08 | 0 | 0.28 | 0.28 | 0.23 | 30.14 | 1032.779 | 4.07
D | 4002 | 2016-06-11 | 1 | OFF | 21.79 | 4.3 | 0.66 | 0 | 0.21 | 0 | 0 | -0.07 | 0.06 | -0.08 | 0 | 0.28 | 0.28 | 0.23 | 27.66 | 948.359 | 0.87
D | 4002 | 2016-06-11 | 2 | OFF | 17.02 | 4.3 | 0.66 | 0 | 0.17 | 0 | 0 | -0.02 | 0.03 | -0.08 | 0 | 0.28 | 0.28 | 0.23 | 22.87 | 896.813 | 0.83
D | 4002 | 2016-06-11 | 3 | OFF | 12.39 | 4.3 | 0.66 | 0 | 0.28 | 0 | 0 | -0.02 | 0.03 | -0.08 | 0 | 0.28 | 0.28 | 0.23 | 18.35 | 867.072 | 0.94
D | 4002 | 2016-06-11 | 4 | OFF | 11.81 | 4.3 | 0.66 | 0 | 0.29 | 0 | 0 | 0.01 | 0.03 | -0.08 | 0 | 0.28 | 0.28 | 0.23 | 17.81 | 858.048 | 0.95
D | 4002 | 2016-06-11 | 5 | OFF | 12.03 | 4.3 | 0.66 | 0 | 0.29 | 0 | 0 | -0.02 | 0.04 | -0.08 | 0 | 0.28 | 0.28 | 0.23 | 18.01 | 866.514 | 0.95
D | 4002 | 2016-06-11 | 6 | OFF | 16.14 | 4.3 | 0.66 | 0 | 0.28 | 0 | 0 | -0.03 | 0.05 | -0.08 | 0 | 0.28 | 0.28 | 0.23 | 22.11 | 887.402 | 0.94
D | 4002 | 2016-06-11 | 7 | OFF | 16.55 | 4.3 | 0.66 | 0 | 1.09 | 0 | 0 | -0.02 | 0.03 | -0.08 | 0 | 0.28 | 0.28 | 0.23 | 23.32 | 953.519 | 1.75
D | 4002 | 2016-06-11 | 8 | OFF | 19.53 | 4.3 | 0.66 | 0 | 0.84 | 0 | 0 | -0.02 | 0.03 | -0.08 | 0 | 0.28 | 0.28 | 0.23 | 26.05 | 1057.125 | 1.5
D | 4002 | 2016-06-11 | 9 | OFF | 21.65 | 4.3 | 0.66 | 0 | 0.96 | 0 | 0.03 | 0.01 | -0.02 | -0.08 | 0 | 0.28 | 0.28 | 0.23 | 28.3 | 1162.762 | 1.65
D | 4002 | 2016-06-11 | 10 | OFF | 25.42 | 4.3 | 0.66 | 0 | 0.18 | 0 | 0.14 | -0.02 | 0.02 | -0.08 | 0 | 0.28 | 0.28 | 0.23 | 31.41 | 1223.102 | 0.98
D | 4002 | 2016-06-11 | 11 | OFF | 19.24 | 4.3 | 0.66 | 0 | 0.16 | 0 | 0 | 0 | -0.04 | -0.08 | 0 | 0.28 | 0.28 | 0.23 | 25.03 | 1249.04 | 0.82
D | 4002 | 2016-06-11 | 12 | OFF | 28.49 | 4.3 | 0.66 | 0 | 0.19 | 0 | 0 | -0.01 | 0 | -0.08 | 0 | 0.28 | 0.28 | 0.23 | 34.34 | 1257.754 | 0.85
D | 4002 | 2016-06-11 | 13 | OFF | 32.27 | 4.3 | 0.66 | 0 | 0.18 | 0 | 0 | 0.02 | 0.02 | -0.08 | 0 | 0.28 | 0.28 | 0.23 | 38.16 | 1254.082 | 0.84
D | 4002 | 2016-06-11 | 14 | OFF | 18.48 | 4.3 | 0.66 | 0 | 0.14 | 0 | 0 | -0.01 | 0 | -0.08 | 0 | 0.28 | 0.28 | 0.23 | 24.28 | 1240.886 | 0.8
D | 4002 | 2016-06-11 | 15 | OFF | 12.42 | 4.3 | 0.66 | 0 | 0.22 | 0 | 0 | 0 | -0.04 | -0.08 | 0 | 0.28 | 0.28 | 0.23 | 18.27 | 1225.432 | 0.88
D | 4002 | 2016-06-11 | 16 | OFF | 12.32 | 4.3 | 0.66 | 0 | 0.12 | 0 | 0 | 0.01 | -0.04 | -0.08 | 0 | 0.28 | 0.28 | 0.23 | 18.08 | 1228.072 | 0.78
D | 4002 | 2016-06-11 | 17 | OFF | 13.08 | 4.3 | 0.66 | 0 | 0.1 | 0 | 0 | 0.01 | -0.05 | -0.08 | 0 | 0.28 | 0.28 | 0.23 | 18.81 | 1241.278 | 0.76
D | 4002 | 2016-06-11 | 18 | OFF | 13.58 | 4.3 | 0.66 | 0 | 0.18 | 0 | 0 | 0.01 | -0.05 | -0.08 | 0 | 0.28 | 0.28 | 0.23 | 19.39 | 1253.208 | 0.84
D | 4002 | 2016-06-11 | 19 | OFF | 14.3 | 4.3 | 0.66 | 0 | 0.2 | 0 | 0 | -0.01 | -0.03 | -0.08 | 0 | 0.28 | 0.28 | 0.23 | 20.13 | 1246.705 | 0.86
D | 4002 | 2016-06-11 | 20 | OFF | 20.2 | 4.3 | 0.66 | 0 | 0.21 | 0 | 0 | 0 | -0.03 | -0.08 | 0 | 0.28 | 0.28 | 0.23 | 26.05 | 1224.728 | 0.87
D | 4002 | 2016-06-11 | 21 | OFF | 22.2 | 4.3 | 0.66 | 0 | 0.2 | 0 | 0.05 | -0.03 | -0.03 | -0.08 | 0 | 0.28 | 0.28 | 0.23 | 28.06 | 1226.622 | 0.91
D | 4002 | 2016-06-11 | 22 | OFF | 19.28 | 4.3 | 0.66 | 0 | 0.2 | 0 | 0.01 | -0.01 | -0.02 | -0.08 | 0 | 0.28 | 0.28 | 0.23 | 25.13 | 1181.237 | 0.87
D | 4002 | 2016-06-11 | 23 | OFF | 12.81 | 4.3 | 0.66 | 0 | 0.82 | 0 | 0 | -0.01 | -0.03 | -0.08 | 0 | 0.28 | 0.28 | 0.23 | 19.26 | 1079.61 | 1.48
D | 4002 | 2016-06-11 | 24 | OFF | 17.87 | 4.3 | 0.66 | 0 | 0.81 | 0 | 0 | -0.02 | -0.03 | -0.08 | 0 | 0.28 | 0.28 | 0.23 | 24.3 | 976.247 | 1.47
D | 4002 | 2016-06-12 | 1 | OFF | 22.63 | 4.3 | 0.42 | 0 | 1.04 | 0 | 0.04 | -0.04 | -0.05 | -0.08 | 0 | 0.28 | 0.28 | 0.23 | 29.05 | 913.243 | 1.5
D | 4002 | 2016-06-12 | 2 | OFF | 25.21 | 4.3 | 0.42 | 0 | 0.26 | 0 | 0 | -0.04 | -0.02 | -0.08 | 0 | 0.28 | 0.28 | 0.23 | 30.84 | 870.079 | 0.68
D | 4002 | 2016-06-12 | 3 | OFF | 32.33 | 4.3 | 0.42 | 0 | 0.2 | 0 | 0 | -0.07 | 0 | -0.08 | 0 | 0.28 | 0.28 | 0.23 | 37.89 | 846.238 | 0.62
D | 4002 | 2016-06-12 | 4 | OFF | 36.05 | 4.3 | 0.42 | 0 | 0.25 | 0 | 0 | -0.03 | 0.02 | -0.08 | 0 | 0.28 | 0.28 | 0.23 | 41.72 | 835.503 | 0.67
D | 4002 | 2016-06-12 | 5 | OFF | 31.82 | 4.3 | 0.42 | 0 | 0.2 | 0 | 0 | -0.06 | 0.02 | -0.08 | 0 | 0.28 | 0.28 | 0.23 | 37.41 | 845.289 | 0.62
D | 4002 | 2016-06-12 | 6 | OFF | 26.82 | 4.3 | 0.42 | 0 | 0.21 | 0 | 0 | -0.06 | 0.03 | -0.08 | 0 | 0.28 | 0.28 | 0.23 | 32.43 | 861.573 | 0.63
D | 4002 | 2016-06-12 | 7 | OFF | 16.89 | 4.3 | 0.42 | 0 | 1.42 | 0 | 0 | -0.01 | -0.01 | -0.08 | 0 | 0.28 | 0.28 | 0.23 | 23.72 | 909.643 | 1.84
D | 4002 | 2016-06-12 | 8 | OFF | 18.31 | 4.3 | 0.42 | 0 | 0.78 | 0 | 0 | -0.03 | 0.03 | -0.08 | 0 | 0.28 | 0.28 | 0.23 | 24.52 | 1007.636 | 1.2
D | 4002 | 2016-06-12 | 9 | OFF | 24.43 | 4.3 | 0.42 | 0 | 0.63 | 0 | 0.01 | -0.05 | -0.02 | -0.08 | 0 | 0.28 | 0.28 | 0.23 | 30.43 | 1125.751 | 1.06
D | 4002 | 2016-06-12 | 10 | OFF | 12.54 | 4.3 | 0.42 | 0 | 0.2 | 0 | 0 | -0.01 | -0.04 | -0.08 | 0 | 0.28 | 0.28 | 0.23 | 18.12 | 1208.966 | 0.62
D | 4002 | 2016-06-12 | 11 | OFF | 13.54 | 4.3 | 0.42 | 0 | 0.07 | 0 | 0 | -0.01 | -0.05 | -0.08 | 0 | 0.28 | 0.28 | 0.23 | 18.98 | 1249.015 | 0.49
D | 4002 | 2016-06-12 | 12 | OFF | 20.99 | 4.3 | 0.42 | 0 | 0.06 | 0 | 0 | -0.05 | -0.02 | -0.08 | 0 | 0.28 | 0.28 | 0.23 | 26.41 | 1264.361 | 0.48
D | 4002 | 2016-06-12 | 13 | OFF | 24.92 | 4.3 | 0.42 | 0 | 0.17 | 0 | 0 | -0.03 | -0.08 | -0.08 | 0 | 0.28 | 0.28 | 0.23 | 30.41 | 1258.518 | 0.59
D | 4002 | 2016-06-12 | 14 | OFF | 15.43 | 4.3 | 0.42 | 0 | 0.1 | 0 | 0 | -0.02 | -0.08 | -0.08 | 0 | 0.28 | 0.28 | 0.23 | 20.86 | 1237.275 | 0.52
D | 4002 | 2016-06-12 | 15 | OFF | 21.68 | 4.3 | 0.42 | 0 | 0.14 | 0 | 0 | 0 | -0.05 | -0.08 | 0 | 0.28 | 0.28 | 0.23 | 27.2 | 1209.047 | 0.56
D | 4002 | 2016-06-12 | 16 | OFF | 14.14 | 4.3 | 0.42 | 0 | 0.09 | 0 | 0 | 0 | -0.07 | -0.08 | 0 | 0.28 | 0.28 | 0.23 | 19.59 | 1201.623 | 0.51
D | 4002 | 2016-06-12 | 17 | OFF | 12.3 | 4.3 | 0.42 | 0 | 0.07 | 0 | 0 | 0 | -0.07 | -0.08 | 0 | 0.28 | 0.28 | 0.23 | 17.73 | 1216.916 | 0.49
D | 4002 | 2016-06-12 | 18 | OFF | 13 | 4.3 | 0.42 | 0 | 0.07 | 0 | 0 | -0.02 | -0.08 | -0.08 | 0 | 0.28 | 0.28 | 0.23 | 18.4 | 1234.567 | 0.49
D | 4002 | 2016-06-12 | 19 | OFF | 12.95 | 4.3 | 0.42 | 0 | 0.17 | 0 | 0 | -0.01 | -0.09 | -0.08 | 0 | 0.28 | 0.28 | 0.23 | 18.45 | 1235.584 | 0.59
D | 4002 | 2016-06-12 | 20 | OFF | 13.84 | 4.3 | 0.42 | 0 | 0.13 | 0 | 0 | -0.03 | -0.08 | -0.08 | 0 | 0.28 | 0.28 | 0.23 | 19.29 | 1234.093 | 0.55
D | 4002 | 2016-06-12 | 21 | OFF | 13.27 | 4.3 | 0.42 | 0 | 0.17 | 0 | 0 | 0 | -0.08 | -0.08 | 0 | 0.28 | 0.28 | 0.23 | 18.79 | 1242.322 | 0.59
D | 4002 | 2016-06-12 | 22 | OFF | 16.41 | 4.3 | 0.42 | 0 | 0.22 | 0 | 0 | -0.02 | -0.04 | -0.08 | 0 | 0.28 | 0.28 | 0.23 | 22 | 1174.715 | 0.64
D | 4002 | 2016-06-12 | 23 | OFF | 18.43 | 4.3 | 0.42 | 0 | 0.44 | 0 | 0 | 0.01 | -0.04 | -0.08 | 0 | 0.28 | 0.28 | 0.23 | 24.27 | 1055.339 | 0.86
D | 4002 | 2016-06-12 | 24 | OFF | 22.16 | 4.3 | 0.42 | 0 | 1.86 | 0 | 0 | -0.03 | -0.02 | -0.08 | 0 | 0.28 | 0.28 | 0.23 | 29.4 | 954.964 | 2.28
D | 4002 | 2016-06-13 | 1 | OFF | 57.81 | 4.3 | 0.6 | 0 | 0.97 | 0 | 0 | -0.03 | 0.1 | -0.08 | 0 | 0.28 | 0.28 | 0.23 | 64.46 | 896.172 | 1.57
D | 4002 | 2016-06-13 | 2 | OFF | 25.9 | 4.3 | 0.6 | 0 | 0.18 | 0 | 0 | -0.07 | -0.05 | -0.08 | 0 | 0.28 | 0.28 | 0.23 | 31.57 | 864.236 | 0.78
D | 4002 | 2016-06-13 | 3 | OFF | 28.95 | 4.3 | 0.6 | 0 | 0.2 | 0 | 0 | -0.05 | -0.01 | -0.08 | 0 | 0.28 | 0.28 | 0.23 | 34.7 | 852.928 | 0.8
D | 4002 | 2016-06-13 | 4 | OFF | 29.12 | 4.3 | 0.6 | 0 | 0.17 | 0 | 0 | -0.12 | 0.06 | -0.08 | 0 | 0.28 | 0.28 | 0.23 | 34.84 | 863.978 | 0.77
D | 4002 | 2016-06-13 | 5 | OFF | 30.67 | 4.3 | 0.6 | 0 | 0.18 | 0 | 0 | -0.03 | 0 | -0.08 | 0 | 0.28 | 0.28 | 0.23 | 36.43 | 895.006 | 0.78
D | 4002 | 2016-06-13 | 6 | OFF | 32.22 | 4.3 | 0.6 | 0 | 1.91 | 0 | 0 | 0 | -0.05 | -0.08 | 0 | 0.28 | 0.28 | 0.23 | 39.69 | 985.79 | 2.51
D | 4002 | 2016-06-13 | 7 | OFF | 22.17 | 4.3 | 0.6 | 0 | 0.95 | 0 | 0 | 0 | -0.06 | -0.08 | 0 | 0.28 | 0.28 | 0.23 | 28.67 | 1156.792 | 1.55
D | 4002 | 2016-06-13 | 8 | ON | 57.97 | 4.3 | 0.6 | 0 | 1.08 | 1.3 | 0 | -0.04 | -0.13 | -0.08 | 0 | 0.28 | 0.28 | 0.23 | 65.79 | 1275.145 | 2.98
D | 4002 | 2016-06-13 | 9 | ON | 14.72 | 4.3 | 0.6 | 0 | 0.2 | 1.24 | 0 | -0.01 | -0.07 | -0.08 | 0 | 0.28 | 0.28 | 0.23 | 21.69 | 1328.769 | 2.04
D | 4002 | 2016-06-13 | 10 | ON | 19.09 | 4.3 | 0.6 | 0 | 0.12 | 1.21 | 0 | -0.03 | -0.09 | -0.08 | 0 | 0.28 | 0.28 | 0.23 | 25.91 | 1370.054 | 1.93
D | 4002 | 2016-06-13 | 11 | ON | 28.13 | 4.3 | 0.6 | 0 | 0.15 | 1.18 | 0 | -0.05 | -0.13 | -0.08 | 0 | 0.28 | 0.28 | 0.23 | 34.89 | 1402.592 | 1.93
D | 4002 | 2016-06-13 | 12 | ON | 24.1 | 4.3 | 0.6 | 0 | 0.11 | 1.16 | 0 | -0.03 | -0.11 | -0.08 | 0 | 0.28 | 0.28 | 0.23 | 30.84 | 1419.509 | 1.87
D | 4002 | 2016-06-13 | 13 | ON | 18.28 | 4.3 | 0.6 | 0 | 0.1 | 1.16 | 0 | 0 | -0.13 | -0.08 | 0 | 0.28 | 0.28 | 0.23 | 25.02 | 1417.375 | 1.86
D | 4002 | 2016-06-13 | 14 | ON | 23.55 | 4.3 | 0.6 | 0 | 0.11 | 1.15 | 0 | 0 | -0.11 | -0.08 | 0 | 0.28 | 0.28 | 0.23 | 30.31 | 1414.364 | 1.86
D | 4002 | 2016-06-13 | 15 | ON | 25.5 | 4.3 | 0.6 | 0 | 0.09 | 1.16 | 0 | -0.01 | -0.13 | -0.08 | 0 | 0.28 | 0.28 | 0.23 | 32.22 | 1405.918 | 1.85
D | 4002 | 2016-06-13 | 16 | ON | 28 | 4.3 | 0.6 | 0 | 0.13 | 1.15 | 0 | -0.03 | -0.09 | -0.08 | 0 | 0.28 | 0.28 | 0.23 | 34.77 | 1400.943 | 1.88
D | 4002 | 2016-06-13 | 17 | ON | 27.08 | 4.3 | 0.6 | 0 | 0.13 | 1.15 | 0 | -0.04 | -0.1 | -0.08 | 0 | 0.28 | 0.28 | 0.23 | 33.83 | 1396.695 | 1.88
D | 4002 | 2016-06-13 | 18 | ON | 29.81 | 4.3 | 0.6 | 0 | 0.15 | 1.14 | 0 | -0.02 | -0.09 | -0.08 | 0 | 0.28 | 0.28 | 0.23 | 36.6 | 1403.488 | 1.89
D | 4002 | 2016-06-13 | 19 | ON | 29.2 | 4.3 | 0.6 | 0 | 0.16 | 1.15 | 0 | -0.01 | -0.11 | -0.08 | 0 | 0.28 | 0.28 | 0.23 | 36 | 1395.822 | 1.91
D | 4002 | 2016-06-13 | 20 | ON | 17.38 | 4.3 | 0.6 | 0 | 0.09 | 1.17 | 0 | -0.02 | -0.1 | -0.08 | 0 | 0.28 | 0.28 | 0.23 | 24.13 | 1377.238 | 1.86
D | 4002 | 2016-06-13 | 21 | ON | 28.64 | 4.3 | 0.6 | 0 | 0.15 | 1.17 | 0 | -0.02 | -0.1 | -0.08 | 0 | 0.28 | 0.28 | 0.23 | 35.45 | 1364.721 | 1.92
D | 4002 | 2016-06-13 | 22 | ON | 21.81 | 4.3 | 0.6 | 0 | 0.16 | 1.22 | 0 | 0 | -0.04 | -0.08 | 0 | 0.28 | 0.28 | 0.23 | 28.76 | 1294.545 | 1.98
D | 4002 | 2016-06-13 | 23 | ON | 18.46 | 4.3 | 0.6 | 0 | 0.26 | 1.35 | 0 | 0 | -0.12 | -0.08 | 0 | 0.28 | 0.28 | 0.23 | 25.56 | 1151.204 | 2.21
D | 4002 | 2016-06-13 | 24 | OFF | 12.86 | 4.3 | 0.6 | 0 | 0.34 | 0 | 0 | -0.01 | -0.08 | -0.08 | 0 | 0.28 | 0.28 | 0.23 | 18.72 | 1027.394 | 0.94
D | 4002 | 2016-06-14 | 1 | OFF | 12.81 | 4.3 | 0.29 | 0 | 0.12 | 0 | 0 | 0 | -0.16 | -0.08 | 0 | 0.28 | 0.28 | 0.23 | 18.07 | 949.591 | 0.41
D | 4002 | 2016-06-14 | 2 | OFF | -1.36 | 4.3 | 0.29 | 0 | 0.11 | 0 | 0 | 0 | -0.15 | -0.08 | 0 | 0.28 | 0.28 | 0.23 | 3.9 | 908.876 | 0.4
D | 4002 | 2016-06-14 | 3 | OFF | -6.74 | 4.3 | 0.29 | 0 | 0.15 | 0 | 0 | 0.01 | -0.11 | -0.08 | 0 | 0.28 | 0.28 | 0.23 | -1.39 | 885.382 | 0.44
D | 4002 | 2016-06-14 | 4 | OFF | 10.94 | 4.3 | 0.29 | 0 | 0.14 | 0 | 0 | -0.03 | -0.06 | -0.08 | 0 | 0.28 | 0.28 | 0.23 | 16.29 | 886.338 | 0.43
D | 4002 | 2016-06-14 | 5 | OFF | 9.27 | 4.3 | 0.29 | 0 | 0.18 | 0 | 0 | -0.02 | -0.07 | -0.08 | 0 | 0.28 | 0.28 | 0.23 | 14.66 | 921.253 | 0.47
D | 4002 | 2016-06-14 | 6 | OFF | 10.92 | 4.3 | 0.29 | 0 | 0.34 | 0 | 0 | -0.01 | -0.07 | -0.08 | 0 | 0.28 | 0.28 | 0.23 | 16.48 | 1004.256 | 0.63
D | 4002 | 2016-06-14 | 7 | OFF | 16.01 | 4.3 | 0.29 | 0 | 0.24 | 0 | 0 | -0.04 | -0.11 | -0.08 | 0 | 0.28 | 0.28 | 0.23 | 21.4 | 1169.878 | 0.53
D | 4002 | 2016-06-14 | 8 | ON | 16.38 | 4.3 | 0.29 | 0 | 0.25 | 1.26 | 0 | -0.01 | -0.07 | -0.08 | 0.01 | 0.28 | 0.28 | 0.23 | 23.12 | 1287.346 | 1.81
D | 4002 | 2016-06-14 | 9 | ON | 15.32 | 4.3 | 0.29 | 0 | 0.13 | 1.21 | 0 | 0 | -0.08 | -0.08 | 0 | 0.28 | 0.28 | 0.23 | 21.88 | 1338.864 | 1.63
D | 4002 | 2016-06-14 | 10 | ON | 4.47 | 4.3 | 0.29 | 0 | 0.12 | 1.19 | 0 | 0 | -0.09 | -0.08 | 0.01 | 0.28 | 0.28 | 0.23 | 11 | 1371.655 | 1.61
D | 4002 | 2016-06-14 | 11 | ON | 13.22 | 4.3 | 0.29 | 0 | 0.08 | 1.17 | 0 | -0.01 | -0.1 | -0.08 | 0.01 | 0.28 | 0.28 | 0.23 | 19.67 | 1402.898 | 1.55
D | 4002 | 2016-06-14 | 12 | ON | 12.83 | 4.3 | 0.29 | 0 | 0.1 | 1.15 | 0 | -0.01 | -0.14 | -0.08 | 0.01 | 0.28 | 0.28 | 0.23 | 19.24 | 1426.423 | 1.55
D | 4002 | 2016-06-14 | 13 | ON | 14.88 | 4.3 | 0.29 | 0 | 0.08 | 1.14 | 0 | -0.02 | -0.15 | -0.08 | 0.01 | 0.28 | 0.28 | 0.23 | 21.24 | 1430.687 | 1.52
D | 4002 | 2016-06-14 | 14 | ON | 15.53 | 4.3 | 0.29 | 0 | 0.09 | 1.12 | 0 | -0.03 | -0.15 | -0.08 | 0.01 | 0.28 | 0.28 | 0.23 | 21.87 | 1446.597 | 1.51
D | 4002 | 2016-06-14 | 15 | ON | 20.05 | 4.3 | 0.29 | 0 | 0.07 | 1.11 | 0 | -0.04 | -0.14 | -0.08 | 0.01 | 0.28 | 0.28 | 0.23 | 26.36 | 1448.997 | 1.48
D | 4002 | 2016-06-14 | 16 | ON | 21.45 | 4.3 | 0.29 | 0 | 0.09 | 1.09 | 0 | -0.03 | -0.15 | -0.08 | 0.01 | 0.28 | 0.28 | 0.23 | 27.76 | 1455.913 | 1.48
D | 4002 | 2016-06-14 | 17 | ON | 20.14 | 4.3 | 0.29 | 0 | 0.08 | 1.1 | 0 | -0.03 | -0.15 | -0.08 | 0.01 | 0.28 | 0.28 | 0.23 | 26.45 | 1460.984 | 1.48
D | 4002 | 2016-06-14 | 18 | ON | 19.85 | 4.3 | 0.29 | 0 | 0.07 | 1.08 | 0 | -0.03 | -0.13 | -0.08 | 0.01 | 0.28 | 0.28 | 0.23 | 26.15 | 1463.572 | 1.45
D | 4002 | 2016-06-14 | 19 | ON | 26.16 | 4.3 | 0.29 | 0 | 0.07 | 1.09 | 0 | -0.04 | -0.14 | -0.08 | 0 | 0.28 | 0.28 | 0.23 | 32.44 | 1446.705 | 1.45
D | 4002 | 2016-06-14 | 20 | ON | 21.97 | 4.3 | 0.29 | 0 | 0.06 | 1.11 | 0 | -0.03 | -0.1 | -0.08 | 0 | 0.28 | 0.28 | 0.23 | 28.31 | 1425.463 | 1.46
D | 4002 | 2016-06-14 | 21 | ON | 21.37 | 4.3 | 0.29 | 0 | 0.06 | 1.12 | 0 | -0.02 | -0.12 | -0.08 | 0 | 0.28 | 0.28 | 0.23 | 27.71 | 1410.208 | 1.47
D | 4002 | 2016-06-14 | 22 | ON | 26.94 | 4.3 | 0.29 | 0 | 0.12 | 1.16 | 0 | -0.01 | -0.06 | -0.08 | 0 | 0.28 | 0.28 | 0.23 | 33.45 | 1351.356 | 1.57
D | 4002 | 2016-06-14 | 23 | ON | 23.22 | 4.3 | 0.29 | 0 | 0.15 | 1.29 | 0 | -0.05 | -0.04 | -0.08 | 0 | 0.28 | 0.28 | 0.23 | 29.87 | 1205.904 | 1.73
D | 4002 | 2016-06-14 | 24 | OFF | 16.95 | 4.3 | 0.29 | 0 | 0.14 | 0 | 0 | -0.01 | -0.07 | -0.08 | 0 | 0.28 | 0.28 | 0.23 | 22.31 | 1070.61 | 0.43
D | 4002 | 2016-06-15 | 1 | OFF | 15.74 | 4.3 | 0.56 | 0 | 0.09 | 0 | 0 | -0.02 | -0.04 | -0.08 | 0 | 0.28 | 0.28 | 0.23 | 21.34 | 989.053 | 0.65
D | 4002 | 2016-06-15 | 2 | OFF | 17.19 | 4.3 | 0.56 | 0 | 0.07 | 0 | 0 | -0.02 | -0.04 | -0.08 | 0 | 0.28 | 0.28 | 0.23 | 22.77 | 945.095 | 0.63
D | 4002 | 2016-06-15 | 3 | OFF | 15.64 | 4.3 | 0.56 | 0 | 0.07 | 0 | 0 | -0.02 | -0.01 | -0.08 | 0 | 0.28 | 0.28 | 0.23 | 21.25 | 921.96 | 0.63
D | 4002 | 2016-06-15 | 4 | OFF | 11.5 | 4.3 | 0.56 | 0 | 0.13 | 0 | 0 | 0 | 0 | -0.08 | 0 | 0.28 | 0.28 | 0.23 | 17.2 | 918.978 | 0.69
D | 4002 | 2016-06-15 | 5 | OFF | 11.16 | 4.3 | 0.56 | 0 | 0.13 | 0 | 0 | -0.02 | 0.01 | -0.08 | 0 | 0.28 | 0.28 | 0.23 | 16.85 | 952.27 | 0.69
D | 4002 | 2016-06-15 | 6 | OFF | 9.79 | 4.3 | 0.56 | 0 | 0.39 | 0 | 0 | 0 | 0 | -0.08 | 0 | 0.28 | 0.28 | 0.23 | 15.75 | 1031.798 | 0.95
D | 4002 | 2016-06-15 | 7 | OFF | 16.71 | 4.3 | 0.56 | 0 | 0.35 | 0 | 0 | 0 | -0.04 | -0.08 | 0 | 0.28 | 0.28 | 0.23 | 22.59 | 1196.666 | 0.91
D | 4002 | 2016-06-15 | 8 | ON | 23.11 | 4.3 | 0.56 | 0 | 0.23 | 1.18 | 0 | -0.05 | -0.07 | -0.08 | 0.03 | 0.28 | 0.28 | 0.23 | 30 | 1338.58 | 2
D | 4002 | 2016-06-15 | 9 | ON | 29.14 | 4.3 | 0.56 | 0 | 0.15 | 1.12 | 0 | 0 | -0.07 | -0.08 | 0.03 | 0.28 | 0.28 | 0.23 | 35.94 | 1412.156 | 1.86
D | 4002 | 2016-06-15 | 10 | ON | 19.47 | 4.3 | 0.56 | 0 | 0.06 | 1.12 | 0 | 0.01 | -0.11 | -0.08 | 0.02 | 0.28 | 0.28 | 0.23 | 26.14 | 1462.094 | 1.76
D | 4002 | 2016-06-15 | 11 | ON | 19.08 | 4.3 | 0.56 | 0 | 0.05 | 1.09 | 0 | 0.01 | -0.12 | -0.08 | 0.02 | 0.28 | 0.28 | 0.23 | 25.7 | 1513.868 | 1.72
D | 4002 | 2016-06-15 | 12 | ON | 18.88 | 4.3 | 0.56 | 0 | 0.05 | 1.06 | 0 | 0.01 | -0.15 | -0.08 | 0.03 | 0.28 | 0.28 | 0.23 | 25.45 | 1545.995 | 1.7
D | 4002 | 2016-06-15 | 13 | ON | 18.7 | 4.3 | 0.56 | 0 | 0.05 | 1.04 | 0 | 0 | -0.15 | -0.08 | 0.04 | 0.28 | 0.28 | 0.23 | 25.25 | 1562.746 | 1.69
D | 4002 | 2016-06-15 | 14 | ON | 22.82 | 4.3 | 0.56 | 0 | 0.05 | 1.02 | 0 | -0.03 | -0.12 | -0.08 | 0.02 | 0.28 | 0.28 | 0.23 | 29.33 | 1586.7 | 1.65
D | 4002 | 2016-06-15 | 15 | ON | 29.61 | 4.3 | 0.56 | 0 | 0.11 | 1.01 | 0 | -0.02 | -0.15 | -0.08 | 0.02 | 0.28 | 0.28 | 0.23 | 36.15 | 1596.045 | 1.7
D | 4002 | 2016-06-15 | 16 | ON | 28.03 | 4.3 | 0.56 | 0 | 0.08 | 0.99 | 0 | -0.01 | -0.17 | -0.08 | 0.02 | 0.28 | 0.28 | 0.23 | 34.51 | 1603.403 | 1.65
D | 4002 | 2016-06-15 | 17 | ON | 38.85 | 4.3 | 0.56 | 0 | 0.19 | 0.98 | 0 | -0.05 | -0.13 | -0.08 | 0.03 | 0.28 | 0.28 | 0.23 | 45.44 | 1607.887 | 1.76
D | 4002 | 2016-06-15 | 18 | ON | 37.38 | 4.3 | 0.56 | 0 | 0.21 | 0.97 | 0 | -0.02 | -0.12 | -0.08 | 0.02 | 0.28 | 0.28 | 0.23 | 44.01 | 1606.504 | 1.76
D | 4002 | 2016-06-15 | 19 | ON | 41.43 | 4.3 | 0.56 | 0 | 0.18 | 0.98 | 0.09 | -0.01 | -0.08 | -0.08 | 0 | 0.28 | 0.28 | 0.23 | 48.16 | 1582.439 | 1.81
D | 4002 | 2016-06-15 | 20 | ON | 36.64 | 4.3 | 0.56 | 0 | 0.15 | 1.01 | 0 | -0.03 | -0.07 | -0.08 | 0 | 0.28 | 0.28 | 0.23 | 43.27 | 1541.963 | 1.72
D | 4002 | 2016-06-15 | 21 | ON | 33.66 | 4.3 | 0.56 | 0 | 0.13 | 1.03 | 0 | -0.04 | -0.09 | -0.08 | 0 | 0.28 | 0.28 | 0.23 | 40.26 | 1510.714 | 1.72
D | 4002 | 2016-06-15 | 22 | ON | 31.62 | 4.3 | 0.56 | 0 | 0.13 | 1.07 | 0 | 0.02 | -0.1 | -0.08 | 0 | 0.28 | 0.28 | 0.23 | 38.31 | 1435.243 | 1.76
D | 4002 | 2016-06-15 | 23 | ON | 26.08 | 4.3 | 0.56 | 0 | 0.18 | 1.19 | 0 | -0.02 | -0.01 | -0.08 | 0 | 0.28 | 0.28 | 0.23 | 32.99 | 1271.677 | 1.93
D | 4002 | 2016-06-15 | 24 | OFF | 20.32 | 4.3 | 0.56 | 0 | 0.13 | 0 | 0 | -0.03 | -0.03 | -0.08 | 0 | 0.28 | 0.28 | 0.23 | 25.96 | 1129.813 | 0.69
D | 4002 | 2016-06-16 | 1 | OFF | 32.82 | 4.3 | 0.59 | 0.07 | 0.13 | 0 | 0.36 | -0.12 | 0.04 | -0.08 | 0 | 0.28 | 0.28 | 0.23 | 38.9 | 1034.331 | 1.15
D | 4002 | 2016-06-16 | 2 | OFF | 26.13 | 4.3 | 0.59 | 0.07 | 0.2 | 0 | 0 | -0.04 | -0.06 | -0.08 | 0 | 0.28 | 0.28 | 0.23 | 31.9 | 981.525 | 0.86
D | 4002 | 2016-06-16 | 3 | OFF | 19.65 | 4.3 | 0.59 | 0.07 | 0.1 | 0 | 0 | -0.03 | -0.08 | -0.08 | 0 | 0.28 | 0.28 | 0.23 | 25.31 | 950.464 | 0.76
D | 4002 | 2016-06-16 | 4 | OFF | 19.3 | 4.3 | 0.59 | 0.07 | 0.08 | 0 | 0 | 0.04 | -0.07 | -0.08 | 0 | 0.28 | 0.28 | 0.23 | 25.02 | 944.505 | 0.74
D | 4002 | 2016-06-16 | 5 | OFF | 19.32 | 4.3 | 0.59 | 0.07 | 0.08 | 0 | 0 | 0.02 | -0.05 | -0.08 | 0 | 0.28 | 0.28 | 0.23 | 25.04 | 969.334 | 0.74
D | 4002 | 2016-06-16 | 6 | OFF | 22.31 | 4.3 | 0.59 | 0.07 | 0.13 | 0 | 0 | 0.06 | -0.04 | -0.08 | 0 | 0.28 | 0.28 | 0.23 | 28.13 | 1042.048 | 0.79
D | 4002 | 2016-06-16 | 7 | OFF | 23.69 | 4.3 | 0.59 | 0.07 | 0.29 | 0 | 0 | 0.03 | -0.05 | -0.08 | 0 | 0.28 | 0.28 | 0.23 | 29.63 | 1199.048 | 0.95
D | 4002 | 2016-06-16 | 8 | ON | 27.2 | 4.3 | 0.59 | 0.07 | 0.25 | 1.2 | 0 | 0 | -0.04 | -0.08 | 0.04 | 0.28 | 0.28 | 0.23 | 34.32 | 1335.192 | 2.15
D | 4002 | 2016-06-16 | 9 | ON | 35.59 | 4.3 | 0.59 | 0.07 | 0.21 | 1.13 | 0 | 0.02 | -0.04 | -0.08 | 0.04 | 0.28 | 0.28 | 0.23 | 42.62 | 1420.866 | 2.04
D | 4002 | 2016-06-16 | 10 | ON | 32.43 | 4.3 | 0.59 | 0.07 | 0.17 | 1.09 | 0 | 0.03 | -0.07 | -0.08 | 0.03 | 0.28 | 0.28 | 0.23 | 39.35 | 1482.024 | 1.95
D | 4002 | 2016-06-16 | 11 | ON | 22.85 | 4.3 | 0.59 | 0.07 | 0.07 | 1.06 | 0 | 0.02 | -0.08 | -0.08 | 0.03 | 0.28 | 0.28 | 0.23 | 29.62 | 1551.44 | 1.82
D | 4002 | 2016-06-16 | 12 | ON | 24.83 | 4.3 | 0.59 | 0.07 | 0.06 | 1.03 | 0 | 0.03 | -0.09 | -0.08 | 0.04 | 0.28 | 0.28 | 0.23 | 31.57 | 1595.86 | 1.79
D | 4002 | 2016-06-16 | 13 | ON | 37.14 | 4.3 | 0.59 | 0.07 | 0.12 | 1.01 | 0.02 | -0.02 | -0.11 | -0.08 | 0.05 | 0.28 | 0.28 | 0.23 | 43.88 | 1622.884 | 1.86
D | 4002 | 2016-06-16 | 14 | ON | 38.36 | 4.3 | 0.59 | 0.07 | 0.18 | 0.99 | 0.01 | -0.04 | -0.1 | -0.08 | 0.05 | 0.28 | 0.28 | 0.23 | 45.12 | 1652.715 | 1.89
D | 4002 | 2016-06-16 | 15 | ON | 37.24 | 4.3 | 0.59 | 0.07 | 0.16 | 0.94 | 0 | -0.04 | -0.1 | -0.08 | 0.05 | 0.28 | 0.28 | 0.23 | 43.92 | 1669.317 | 1.81
D | 4002 | 2016-06-16 | 16 | ON | 38.44 | 4.3 | 0.59 | 0.07 | 0.17 | 0.96 | 0 | -0.03 | -0.11 | -0.08 | 0.05 | 0.28 | 0.28 | 0.23 | 45.15 | 1680.863 | 1.84
D | 4002 | 2016-06-16 | 17 | ON | 36.81 | 4.3 | 0.59 | 0.07 | 0.16 | 0.95 | 0 | -0.01 | -0.06 | -0.08 | 0.05 | 0.28 | 0.28 | 0.23 | 43.57 | 1690.266 | 1.82
D | 4002 | 2016-06-16 | 18 | ON | 43.68 | 4.3 | 0.59 | 0.07 | 0.17 | 0.95 | 0.02 | -0.05 | -0.08 | -0.08 | 0.05 | 0.28 | 0.28 | 0.23 | 50.41 | 1682.162 | 1.85
D | 4002 | 2016-06-16 | 19 | ON | 43.75 | 4.3 | 0.59 | 0.07 | 0.2 | 0.96 | 0.06 | -0.04 | -0.08 | -0.08 | 0 | 0.28 | 0.28 | 0.23 | 50.52 | 1652.79 | 1.88
D | 4002 | 2016-06-16 | 20 | ON | 38.34 | 4.3 | 0.59 | 0.07 | 0.18 | 1 | 0 | -0.04 | -0.05 | -0.08 | 0 | 0.28 | 0.28 | 0.23 | 45.1 | 1603.685 | 1.84
D | 4002 | 2016-06-16 | 21 | ON | 31.62 | 4.3 | 0.59 | 0.07 | 0.09 | 1.01 | 0.31 | -0.02 | -0.03 | -0.08 | 0 | 0.28 | 0.28 | 0.23 | 38.65 | 1559.661 | 2.07
D | 4002 | 2016-06-16 | 22 | ON | 39.5 | 4.3 | 0.59 | 0.07 | 0.25 | 1.02 | 0.55 | 0 | -0.07 | -0.08 | 0 | 0.28 | 0.28 | 0.23 | 46.92 | 1491.695 | 2.48
D | 4002 | 2016-06-16 | 23 | ON | 20.3 | 4.3 | 0.59 | 0.07 | 0.2 | 1.13 | 0 | -0.05 | -0.03 | -0.08 | 0 | 0.28 | 0.28 | 0.23 | 27.22 | 1326.335 | 1.99
D | 4002 | 2016-06-16 | 24 | OFF | 21.1 | 4.3 | 0.59 | 0.07 | 0.16 | 0 | 0 | -0.02 | -0.01 | -0.08 | 0 | 0.28 | 0.28 | 0.23 | 26.9 | 1172.732 | 0.82
D | 4002 | 2016-06-17 | 1 | OFF | 20.25 | 4.3 | 0.6 | 0.07 | 0.11 | 0 | 0 | 0.05 | -0.09 | -0.08 | 0 | 0.28 | 0.28 | 0.23 | 26 | 1065.347 | 0.78
D | 4002 | 2016-06-17 | 2 | OFF | 19.09 | 4.3 | 0.6 | 0.07 | 0.07 | 0 | 0 | 0.02 | -0.1 | -0.08 | 0 | 0.28 | 0.28 | 0.23 | 24.76 | 1002.816 | 0.74
D | 4002 | 2016-06-17 | 3 | OFF | 17.39 | 4.3 | 0.6 | 0.07 | 0.07 | 0 | 0 | 0.04 | -0.08 | -0.08 | 0 | 0.28 | 0.28 | 0.23 | 23.1 | 962.233 | 0.74
D | 4002 | 2016-06-17 | 4 | OFF | 16.94 | 4.3 | 0.6 | 0.07 | 0.06 | 0 | 0 | 0.02 | -0.05 | -0.08 | 0 | 0.28 | 0.28 | 0.23 | 22.65 | 949.947 | 0.73
D | 4002 | 2016-06-17 | 5 | OFF | 18.26 | 4.3 | 0.6 | 0.07 | 0.07 | 0 | 0 | 0.06 | -0.06 | -0.08 | 0 | 0.28 | 0.28 | 0.23 | 24.01 | 969.508 | 0.74
D | 4002 | 2016-06-17 | 6 | OFF | 18.85 | 4.3 | 0.6 | 0.07 | 0.13 | 0 | 0 | 0.01 | -0.06 | -0.08 | 0 | 0.28 | 0.28 | 0.23 | 24.61 | 1033.902 | 0.8
D | 4002 | 2016-06-17 | 7 | OFF | 30.87 | 4.3 | 0.6 | 0.07 | 0.25 | 0 | 0 | 0.05 | -0.03 | -0.08 | 0 | 0.28 | 0.28 | 0.23 | 36.82 | 1180.631 | 0.92
D | 4002 | 2016-06-17 | 8 | ON | 43.02 | 4.3 | 0.6 | 0.07 | 0.4 | 1.22 | 0 | -0.03 | -0.01 | -0.08 | 0.01 | 0.28 | 0.28 | 0.23 | 50.29 | 1319.786 | 2.3
D | 4002 | 2016-06-17 | 9 | ON | 45.24 | 4.3 | 0.6 | 0.07 | 0.24 | 1.15 | 0.03 | 0.02 | -0.05 | -0.08 | 0.02 | 0.28 | 0.28 | 0.23 | 52.33 | 1410.509 | 2.11
D | 4002 | 2016-06-17 | 10 | ON | 38.69 | 4.3 | 0.6 | 0.07 | 0.15 | 1.11 | 0 | 0.03 | -0.06 | -0.08 | 0.02 | 0.28 | 0.28 | 0.23 | 45.62 | 1468.525 | 1.95
D | 4002 | 2016-06-17 | 11 | ON | 32.78 | 4.3 | 0.6 | 0.07 | 0.19 | 1.05 | 0 | 0.03 | -0.08 | -0.08 | 0.02 | 0.28 | 0.28 | 0.23 | 39.67 | 1521.053 | 1.93
D | 4002 | 2016-06-17 | 12 | ON | 23.95 | 4.3 | 0.6 | 0.07 | 0.12 | 1.05 | 0 | 0.02 | -0.1 | -0.08 | 0.02 | 0.28 | 0.28 | 0.23 | 30.74 | 1547.593 | 1.86
D | 4002 | 2016-06-17 | 13 | ON | 36.74 | 4.3 | 0.6 | 0.07 | 0.17 | 1.05 | 0 | 0.02 | -0.1 | -0.08 | 0.03 | 0.28 | 0.28 | 0.23 | 43.59 | 1566.86 | 1.92
D | 4002 | 2016-06-17 | 14 | ON | 37.73 | 4.3 | 0.6 | 0.07 | 0.2 | 1.03 | 0 | -0.01 | -0.09 | -0.08 | 0.03 | 0.28 | 0.28 | 0.23 | 44.57 | 1586.88 | 1.93
D | 4002 | 2016-06-17 | 15 | ON | 38.51 | 4.3 | 0.6 | 0.07 | 0.22 | 1.02 | 0 | -0.03 | -0.1 | -0.08 | 0.03 | 0.28 | 0.28 | 0.23 | 45.33 | 1594.158 | 1.94
D | 4002 | 2016-06-17 | 16 | ON | 39.48 | 4.3 | 0.6 | 0.07 | 0.23 | 1.02 | 0.02 | -0.01 | -0.12 | -0.08 | 0.03 | 0.28 | 0.28 | 0.23 | 46.33 | 1593.121 | 1.97
D | 4002 | 2016-06-17 | 17 | ON | 38.97 | 4.3 | 0.6 | 0.07 | 0.22 | 1.01 | 0.01 | -0.02 | -0.07 | -0.08 | 0.03 | 0.28 | 0.28 | 0.23 | 45.83 | 1595.946 | 1.94
D | 4002 | 2016-06-17 | 18 | ON | 40.59 | 4.3 | 0.6 | 0.07 | 0.2 | 1.01 | 0 | -0.01 | -0.08 | -0.08 | 0.03 | 0.28 | 0.28 | 0.23 | 47.42 | 1587.451 | 1.91
D | 4002 | 2016-06-17 | 19 | ON | 36.56 | 4.3 | 0.6 | 0.07 | 0.15 | 1.04 | 0.3 | -0.02 | -0.02 | -0.08 | 0 | 0.28 | 0.28 | 0.23 | 43.69 | 1548.086 | 2.16
D | 4002 | 2016-06-17 | 20 | ON | 26.62 | 4.3 | 0.6 | 0.07 | 0.15 | 1.08 | 0 | -0.1 | -0.03 | -0.08 | 0 | 0.28 | 0.28 | 0.23 | 33.4 | 1495.84 | 1.9
D | 4002 | 2016-06-17 | 21 | ON | 27.93 | 4.3 | 0.6 | 0.07 | 0.16 | 1.11 | 0.09 | -0.05 | -0.05 | -0.08 | 0 | 0.28 | 0.28 | 0.23 | 34.87 | 1463.988 | 2.03
D | 4002 | 2016-06-17 | 22 | ON | 32.08 | 4.3 | 0.6 | 0.07 | 0.08 | 1.14 | 0.32 | -0.11 | -0.01 | -0.08 | 0 | 0.28 | 0.28 | 0.23 | 39.18 | 1411.514 | 2.21
D | 4002 | 2016-06-17 | 23 | ON | 22.77 | 4.3 | 0.6 | 0.07 | 0.21 | 1.25 | 0.06 | -0.08 | -0.05 | -0.08 | 0 | 0.28 | 0.28 | 0.23 | 29.84 | 1275.681 | 2.19
D | 4002 | 2016-06-17 | 24 | OFF | 20.25 | 4.3 | 0.6 | 0.07 | 0.21 | 0 | 0 | -0.01 | -0.04 | -0.08 | 0 | 0.28 | 0.28 | 0.23 | 26.09 | 1131.626 | 0.88
D | 4002 | 2016-06-18 | 1 | OFF | 18.26 | 4.3 | 0.34 | 0 | 0.06 | 0 | 0 | 0.03 | -0.06 | -0.08 | 0 | 0.28 | 0.28 | 0.23 | 23.64 | 1027.724 | 0.4
D | 4002 | 2016-06-18 | 2 | OFF | 18.32 | 4.3 | 0.34 | 0 | 0.06 | 0 | 0 | -0.05 | -0.08 | -0.08 | 0 | 0.28 | 0.28 | 0.23 | 23.6 | 959.775 | 0.4
D | 4002 | 2016-06-18 | 3 | OFF | 14.64 | 4.3 | 0.34 | 0 | 0.06 | 0 | 0 | -0.02 | -0.07 | -0.08 | 0 | 0.28 | 0.28 | 0.23 | 19.96 | 921.063 | 0.4
D | 4002 | 2016-06-18 | 4 | OFF | 15.05 | 4.3 | 0.34 | 0 | 0.08 | 0 | 0 | -0.03 | -0.06 | -0.08 | 0 | 0.28 | 0.28 | 0.23 | 20.39 | 903.729 | 0.42
D | 4002 | 2016-06-18 | 5 | OFF | 15.7 | 4.3 | 0.34 | 0 | 0.08 | 0 | 0 | -0.05 | -0.04 | -0.08 | 0 | 0.28 | 0.28 | 0.23 | 21.04 | 899.894 | 0.42
D | 4002 | 2016-06-18 | 6 | OFF | 15.55 | 4.3 | 0.34 | 0 | 0.06 | 0 | 0 | -0.05 | -0.05 | -0.08 | 0 | 0.28 | 0.28 | 0.23 | 20.86 | 916.699 | 0.4
D | 4002 | 2016-06-18 | 7 | OFF | 17.31 | 4.3 | 0.34 | 0 | 0.12 | 0 | 0 | -0.06 | -0.04 | -0.08 | 0 | 0.28 | 0.28 | 0.23 | 22.68 | 992.553 | 0.46
D | 4002 | 2016-06-18 | 8 | OFF | 18.03 | 4.3 | 0.34 | 0 | 0.14 | 0 | 0 | -0.06 | -0.04 | -0.08 | 0 | 0.28 | 0.28 | 0.23 | 23.42 | 1111.614 | 0.48
D | 4002 | 2016-06-18 | 9 | OFF | 19.31 | 4.3 | 0.34 | 0 | 0.09 | 0 | 0 | -0.02 | -0.03 | -0.08 | 0 | 0.28 | 0.28 | 0.23 | 24.7 | 1230.678 | 0.43
D | 4002 | 2016-06-18 | 10 | OFF | 21.06 | 4.3 | 0.34 | 0 | 0.11 | 0 | 0 | -0.04 | -0.06 | -0.08 | 0 | 0.28 | 0.28 | 0.23 | 26.42 | 1306.207 | 0.45
D | 4002 | 2016-06-18 | 11 | OFF | 20.39 | 4.3 | 0.34 | 0 | 0.07 | 0 | 0 | -0.03 | -0.09 | -0.08 | 0 | 0.28 | 0.28 | 0.23 | 25.69 | 1354.33 | 0.41
D | 4002 | 2016-06-18 | 12 | OFF | 20.76 | 4.3 | 0.34 | 0 | 0.07 | 0 | 0 | -0.06 | -0.09 | -0.08 | 0 | 0.28 | 0.28 | 0.23 | 26.03 | 1382.501 | 0.41
D | 4002 | 2016-06-18 | 13 | OFF | 20.07 | 4.3 | 0.34 | 0 | 0.06 | 0 | 0 | -0.05 | -0.11 | -0.08 | 0 | 0.28 | 0.28 | 0.23 | 25.32 | 1391.961 | 0.4
D | 4002 | 2016-06-18 | 14 | OFF | 23.48 | 4.3 | 0.34 | 0 | 0.1 | 0 | 0 | -0.07 | -0.12 | -0.08 | 0 | 0.28 | 0.28 | 0.23 | 28.74 | 1398.576 | 0.44
D | 4002 | 2016-06-18 | 15 | OFF | 24.54 | 4.3 | 0.34 | 0 | 0.09 | 0 | 0 | -0.05 | -0.13 | -0.08 | 0 | 0.28 | 0.28 | 0.23 | 29.8 | 1407.901 | 0.43
D | 4002 | 2016-06-18 | 16 | OFF | 23.82 | 4.3 | 0.34 | 0 | 0.08 | 0 | 0 | -0.1 | -0.11 | -0.08 | 0 | 0.28 | 0.28 | 0.23 | 29.04 | 1420.255 | 0.42
D | 4002 | 2016-06-18 | 17 | OFF | 28.84 | 4.3 | 0.34 | 0 | 0.11 | 0 | 0.01 | -0.06 | -0.12 | -0.08 | 0 | 0.28 | 0.28 | 0.23 | 34.13 | 1431.976 | 0.46
D | 4002 | 2016-06-18 | 18 | OFF | 38.4 | 4.3 | 0.34 | 0 | 0.14 | 0 | 0.13 | -0.08 | -0.09 | -0.08 | 0 | 0.28 | 0.28 | 0.23 | 43.85 | 1437.719 | 0.61
D | 4002 | 2016-06-18 | 19 | OFF | 27.89 | 4.3 | 0.34 | 0 | 0.16 | 0 | 0 | -0.03 | -0.11 | -0.08 | 0 | 0.28 | 0.28 | 0.23 | 33.26 | 1416.596 | 0.5
D | 4002 | 2016-06-18 | 20 | OFF | 30.11 | 4.3 | 0.34 | 0 | 0.18 | 0 | 0 | -0.03 | -0.08 | -0.08 | 0 | 0.28 | 0.28 | 0.23 | 35.53 | 1371.002 | 0.52
D | 4002 | 2016-06-18 | 21 | OFF | 25.78 | 4.3 | 0.34 | 0 | 0.14 | 0 | 0 | -0.03 | -0.1 | -0.08 | 0 | 0.28 | 0.28 | 0.23 | 31.14 | 1346.545 | 0.48
D | 4002 | 2016-06-18 | 22 | OFF | 27.87 | 4.3 | 0.34 | 0 | 0.15 | 0 | 0 | -0.03 | -0.09 | -0.08 | 0 | 0.28 | 0.28 | 0.23 | 33.25 | 1305.379 | 0.49
D | 4002 | 2016-06-18 | 23 | OFF | 23.6 | 4.3 | 0.34 | 0 | 0.27 | 0 | 0 | -0.06 | -0.06 | -0.08 | 0 | 0.28 | 0.28 | 0.23 | 29.1 | 1191.601 | 0.61
D | 4002 | 2016-06-18 | 24 | OFF | 26.1 | 4.3 | 0.34 | 0 | 0.42 | 0 | 0.12 | -0.04 | -0.07 | -0.08 | 0 | 0.28 | 0.28 | 0.23 | 31.88 | 1068.468 | 0.88
D | 4002 | 2016-06-19 | 1 | OFF | 18.81 | 4.3 | 0.06 | 0 | 0.28 | 0 | 0 | -0.03 | -0.02 | -0.08 | 0 | 0.28 | 0.28 | 0.23 | 24.11 | 978.121 | 0.34
D | 4002 | 2016-06-19 | 2 | OFF | 18.52 | 4.3 | 0.06 | 0 | 0.11 | 0 | 0 | -0.06 | -0.05 | -0.08 | 0 | 0.28 | 0.28 | 0.23 | 23.59 | 923.005 | 0.17
D | 4002 | 2016-06-19 | 3 | OFF | 18.01 | 4.3 | 0.06 | 0 | 0.03 | 0 | 0 | -0.05 | -0.06 | -0.08 | 0 | 0.28 | 0.28 | 0.23 | 23 | 890.353 | 0.09
D | 4002 | 2016-06-19 | 4 | OFF | 9.13 | 4.3 | 0.06 | 0 | 0.1 | 0 | 0 | 0 | -0.05 | -0.08 | 0 | 0.28 | 0.28 | 0.23 | 14.25 | 872.834 | 0.16
D | 4002 | 2016-06-19 | 5 | OFF | 17.81 | 4.3 | 0.06 | 0 | 0.06 | 0 | 0 | -0.04 | -0.01 | -0.08 | 0 | 0.28 | 0.28 | 0.23 | 22.89 | 871.446 | 0.12
D | 4002 | 2016-06-19 | 6 | OFF | 17.64 | 4.3 | 0.06 | 0 | 0.05 | 0 | 0 | -0.04 | 0 | -0.08 | 0 | 0.28 | 0.28 | 0.23 | 22.72 | 874.002 | 0.11
D | 4002 | 2016-06-19 | 7 | OFF | 17.94 | 4.3 | 0.06 | 0 | 0.16 | 0 | 0 | 0 | -0.01 | -0.08 | 0 | 0.28 | 0.28 | 0.23 | 23.16 | 932.799 | 0.22
D | 4002 | 2016-06-19 | 8 | OFF | 18.38 | 4.3 | 0.06 | 0 | 0.19 | 0 | 0 | -0.02 | -0.02 | -0.08 | 0 | 0.28 | 0.28 | 0.23 | 23.6 | 1038.4 | 0.25
D | 4002 | 2016-06-19 | 9 | OFF | 18.48 | 4.3 | 0.06 | 0 | 0.1 | 0 | 0 | -0.01 | -0.02 | -0.08 | 0 | 0.28 | 0.28 | 0.23 | 23.62 | 1164.218 | 0.16
D | 4002 | 2016-06-19 | 10 | OFF | 16.42 | 4.3 | 0.06 | 0 | 0.15 | 0 | 0 | 0 | -0.04 | -0.08 | 0 | 0.28 | 0.28 | 0.23 | 21.6 | 1257.965 | 0.21
D | 4002 | 2016-06-19 | 11 | OFF | 18.03 | 4.3 | 0.06 | 0 | 0.07 | 0 | 0 | -0.02 | -0.05 | -0.08 | 0 | 0.28 | 0.28 | 0.23 | 23.1 | 1323.856 | 0.13
D | 4002 | 2016-06-19 | 12 | OFF | 18.77 | 4.3 | 0.06 | 0 | 0.06 | 0 | 0 | -0.04 | -0.1 | -0.08 | 0 | 0.28 | 0.28 | 0.23 | 23.76 | 1377.842 | 0.12
D | 4002 | 2016-06-19 | 13 | OFF | 19.01 | 4.3 | 0.06 | 0 | 0.07 | 0 | 0 | -0.02 | -0.1 | -0.08 | 0 | 0.28 | 0.28 | 0.23 | 24.03 | 1423.581 | 0.13
D | 4002 | 2016-06-19 | 14 | OFF | 19.32 | 4.3 | 0.06 | 0 | 0.06 | 0 | 0 | -0.03 | -0.11 | -0.08 | 0 | 0.28 | 0.28 | 0.23 | 24.31 | 1467.207 | 0.12
D | 4002 | 2016-06-19 | 15 | OFF | 19.71 | 4.3 | 0.06 | 0 | 0.04 | 0 | 0 | -0.03 | -0.13 | -0.08 | 0 | 0.28 | 0.28 | 0.23 | 24.66 | 1509.31 | 0.1
D | 4002 | 2016-06-19 | 16 | OFF | 19.78 | 4.3 | 0.06 | 0 | 0.04 | 0 | 0 | -0.03 | -0.12 | -0.08 | 0 | 0.28 | 0.28 | 0.23 | 24.74 | 1548.859 | 0.1
D | 4002 | 2016-06-19 | 17 | OFF | 20.07 | 4.3 | 0.06 | 0 | 0.05 | 0 | 0 | -0.03 | -0.12 | -0.08 | 0 | 0.28 | 0.28 | 0.23 | 25.04 | 1582.305 | 0.11
D | 4002 | 2016-06-19 | 18 | OFF | 20.87 | 4.3 | 0.06 | 0 | 0.07 | 0 | 0 | -0.01 | -0.13 | -0.08 | 0 | 0.28 | 0.28 | 0.23 | 25.87 | 1595.512 | 0.13
D | 4002 | 2016-06-19 | 19 | OFF | 20.24 | 4.3 | 0.06 | 0 | 0.06 | 0 | 0 | -0.01 | -0.11 | -0.08 | 0 | 0.28 | 0.28 | 0.23 | 25.25 | 1574.761 | 0.12
D | 4002 | 2016-06-19 | 20 | OFF | 20.17 | 4.3 | 0.06 | 0 | 0.06 | 0 | 0 | -0.01 | -0.11 | -0.08 | 0 | 0.28 | 0.28 | 0.23 | 25.18 | 1537.36 | 0.12
D | 4002 | 2016-06-19 | 21 | OFF | 19.76 | 4.3 | 0.06 | 0 | 0.06 | 0 | 0 | -0.03 | -0.13 | -0.08 | 0 | 0.28 | 0.28 | 0.23 | 24.73 | 1512.894 | 0.12
D | 4002 | 2016-06-19 | 22 | OFF | 21.71 | 4.3 | 0.06 | 0 | 0.05 | 0 | 0 | 0 | -0.14 | -0.08 | 0 | 0.28 | 0.28 | 0.23 | 26.69 | 1455.541 | 0.11
D | 4002 | 2016-06-19 | 23 | OFF | 19.11 | 4.3 | 0.06 | 0 | 0.16 | 0 | 0 | -0.04 | -0.13 | -0.08 | 0 | 0.28 | 0.28 | 0.23 | 24.17 | 1308.04 | 0.22
D | 4002 | 2016-06-19 | 24 | OFF | 12.37 | 4.3 | 0.06 | 0 | 0.28 | 0 | 0 | -0.01 | -0.08 | -0.08 | 0 | 0.28 | 0.28 | 0.23 | 17.63 | 1168.81 | 0.34
D | 4002 | 2016-06-20 | 1 | OFF | -39.83 | 4.3 | 0.57 | 0.04 | 0.52 | 0 | 0 | 0.04 | -0.27 | -0.08 | 0 | 0.28 | 0.28 | 0.23 | -33.92 | 1069.008 | 1.13
D | 4002 | 2016-06-20 | 2 | OFF | -2.68 | 4.3 | 0.57 | 0.04 | 0.12 | 0 | 0 | 0 | -0.16 | -0.08 | 0 | 0.28 | 0.28 | 0.23 | 2.9 | 1013.547 | 0.73
D | 4002 | 2016-06-20 | 3 | OFF | 9.24 | 4.3 | 0.57 | 0.04 | 0.08 | 0 | 0 | 0 | -0.05 | -0.08 | 0 | 0.28 | 0.28 | 0.23 | 14.89 | 979.278 | 0.69
D | 4002 | 2016-06-20 | 4 | OFF | 5.9 | 4.3 | 0.57 | 0.04 | 0.24 | 0 | 0 | -0.02 | -0.01 | -0.08 | 0 | 0.28 | 0.28 | 0.23 | 11.73 | 969.971 | 0.85
D | 4002 | 2016-06-20 | 5 | OFF | 14.27 | 4.3 | 0.57 | 0.04 | 0.1 | 0 | 0 | -0.02 | -0.05 | -0.08 | 0 | 0.28 | 0.28 | 0.23 | 19.92 | 993.908 | 0.71
D | 4002 | 2016-06-20 | 6 | OFF | 1.11 | 4.3 | 0.57 | 0.04 | 0.15 | 0 | 0 | 0 | -0.09 | -0.08 | 0 | 0.28 | 0.28 | 0.23 | 6.79 | 1065.85 | 0.76
D | 4002 | 2016-06-20 | 7 | OFF | -26.76 | 4.3 | 0.57 | 0.04 | 0.52 | 0 | 0 | 0.02 | 0.01 | -0.08 | 0 | 0.28 | 0.28 | 0.23 | -20.59 | 1226.495 | 1.13
D | 4002 | 2016-06-20 | 8 | ON | 19.12 | 4.3 | 0.57 | 0.04 | 0.24 | 1.21 | 0 | -0.02 | -0.09 | -0.08 | 0.01 | 0.28 | 0.28 | 0.23 | 26.09 | 1376.599 | 2.07
D | 4002 | 2016-06-20 | 9 | ON | 20.36 | 4.3 | 0.57 | 0.04 | 0.09 | 1.13 | 0 | 0.02 | -0.08 | -0.08 | 0.03 | 0.28 | 0.28 | 0.23 | 27.17 | 1481.795 | 1.86
D | 4002 | 2016-06-20 | 10 | ON | 20.11 | 4.3 | 0.57 | 0.04 | 0.04 | 1.08 | 0 | -0.01 | -0.08 | -0.08 | 0.03 | 0.28 | 0.28 | 0.23 | 26.79 | 1562.444 | 1.76
D | 4002 | 2016-06-20 | 11 | ON | 20.42 | 4.3 | 0.57 | 0.04 | 0.04 | 1.02 | 0 | -0.04 | -0.14 | -0.08 | 0.04 | 0.28 | 0.28 | 0.23 | 26.96 | 1653.662 | 1.71
D | 4002 | 2016-06-20 | 12 | ON | 21.59 | 4.3 | 0.57 | 0.04 | 0.02 | 0.99 | 0 | -0.06 | -0.15 | -0.08 | 0.04 | 0.28 | 0.28 | 0.23 | 28.05 | 1732.379 | 1.66
D | 4002 | 2016-06-20 | 13 | ON | 26.05 | 4.3 | 0.57 | 0.04 | 0.06 | 0.96 | 0 | -0.03 | -0.18 | -0.08 | 0.06 | 0.28 | 0.28 | 0.23 | 32.54 | 1796.948 | 1.69
D | 4002 | 2016-06-20 | 14 | ON | 35.55 | 4.3 | 0.57 | 0.04 | 0.13 | 0.93 | 0 | -0.06 | -0.2 | -0.08 | 0.06 | 0.28 | 0.28 | 0.23 | 42.03 | 1863.803 | 1.73
D | 4002 | 2016-06-20 | 15 | ON | 30.95 | 4.3 | 0.57 | 0.04 | 0.08 | 0.91 | 0 | -0.06 | -0.21 | -0.08 | 0.06 | 0.28 | 0.28 | 0.23 | 37.35 | 1916.2 | 1.66
D | 4002 | 2016-06-20 | 16 | ON | 34.58 | 4.3 | 0.57 | 0.04 | 0.07 | 0.9 | 0 | -0.03 | -0.23 | -0.08 | 0.06 | 0.28 | 0.28 | 0.23 | 40.97 | 1945.692 | 1.64
D | 4002 | 2016-06-20 | 17 | ON | 49.34 | 4.3 | 0.57 | 0.04 | 0.13 | 0.89 | 0.16 | -0.12 | -0.26 | -0.08 | 0.07 | 0.28 | 0.28 | 0.23 | 55.83 | 1961.653 | 1.86
D | 4002 | 2016-06-20 | 18 | ON | 53.86 | 4.3 | 0.57 | 0.04 | 0.34 | 0.89 | 0.55 | -0.09 | -0.23 | -0.08 | 0.06 | 0.28 | 0.28 | 0.23 | 61 | 1959.566 | 2.45
D | 4002 | 2016-06-20 | 19 | ON | 43.22 | 4.3 | 0.57 | 0.04 | 0.13 | 0.91 | 0 | -0.04 | -0.22 | -0.08 | 0 | 0.28 | 0.28 | 0.23 | 49.62 | 1927.314 | 1.65
D | 4002 | 2016-06-20 | 20 | ON | 37.37 | 4.3 | 0.57 | 0.04 | 0.11 | 0.94 | 0 | -0.03 | -0.18 | -0.08 | 0 | 0.28 | 0.28 | 0.23 | 43.83 | 1876.209 | 1.66
D | 4002 | 2016-06-20 | 21 | ON | 34.64 | 4.3 | 0.57 | 0.04 | 0.1 | 0.97 | 0 | -0.04 | -0.14 | -0.08 | 0 | 0.28 | 0.28 | 0.23 | 41.15 | 1822.283 | 1.68
D | 4002 | 2016-06-20 | 22 | ON | 29.69 | 4.3 | 0.57 | 0.04 | 0.08 | 1.01 | 0 | -0.02 | -0.2 | -0.08 | 0 | 0.28 | 0.28 | 0.23 | 36.18 | 1725.182 | 1.7
D | 4002 | 2016-06-20 | 23 | ON | 24.21 | 4.3 | 0.57 | 0.04 | 0.09 | 1.13 | 0 | -0.04 | -0.13 | -0.08 | 0 | 0.28 | 0.28 | 0.23 | 30.88 | 1532.855 | 1.83
D | 4002 | 2016-06-20 | 24 | OFF | 23.24 | 4.3 | 0.57 | 0.04 | 0.19 | 0 | 0 | -0.07 | -0.08 | -0.08 | 0 | 0.28 | 0.28 | 0.23 | 28.9 | 1362.187 | 0.8
D | 4002 | 2016-06-21 | 1 | OFF | 22.85 | 4.3 | 0.05 | 0 | 0.14 | 0 | 0 | -0.07 | -0.08 | -0.08 | 0 | 0.28 | 0.28 | 0.23 | 27.9 | 1243.932 | 0.19
D | 4002 | 2016-06-21 | 2 | OFF | 23.33 | 4.3 | 0.05 | 0 | 0.06 | 0 | 0 | 0 | -0.08 | -0.08 | 0 | 0.28 | 0.28 | 0.23 | 28.37 | 1178.898 | 0.11
D | 4002 | 2016-06-21 | 3 | OFF | 20.3 | 4.3 | 0.05 | 0 | 0.03 | 0 | 0 | -0.04 | -0.07 | -0.08 | 0 | 0.28 | 0.28 | 0.23 | 25.28 | 1134.6 | 0.08
D | 4002 | 2016-06-21 | 4 | OFF | 20.27 | 4.3 | 0.05 | 0 | 0.05 | 0 | 0 | -0.04 | -0.05 | -0.08 | 0 | 0.28 | 0.28 | 0.23 | 25.29 | 1120.414 | 0.1
D | 4002 | 2016-06-21 | 5 | OFF | 20.12 | 4.3 | 0.05 | 0 | 0.05 | 0 | 0 | -0.1 | -0.05 | -0.08 | 0 | 0.28 | 0.28 | 0.23 | 25.08 | 1130.587 | 0.1
D | 4002 | 2016-06-21 | 6 | OFF | 21.08 | 4.3 | 0.05 | 0 | 0.14 | 0 | 0 | -0.05 | -0.05 | -0.08 | 0 | 0.28 | 0.28 | 0.23 | 26.18 | 1200.211 | 0.19
D | 4002 | 2016-06-21 | 7 | OFF | 21.15 | 4.3 | 0.05 | 0 | 0.19 | 0 | 0 | -0.05 | -0.08 | -0.08 | 0 | 0.28 | 0.28 | 0.23 | 26.27 | 1342.113 | 0.24
D | 4002 | 2016-06-21 | 8 | ON | 26.17 | 4.3 | 0.05 | 0 | 0.54 | 1.14 | 0 | -0.05 | -0.1 | -0.08 | 0.04 | 0.28 | 0.28 | 0.23 | 32.8 | 1480.967 | 1.77
D | 4002 | 2016-06-21 | 9 | ON | 28.77 | 4.3 | 0.05 | 0 | 0.16 | 1.08 | 0 | -0.06 | -0.1 | -0.08 | 0.05 | 0.28 | 0.28 | 0.23 | 34.96 | 1597.563 | 1.34
D | 4002 | 2016-06-21 | 10 | ON | 26.37 | 4.3 | 0.05 | 0 | 0.11 | 1.04 | 0 | -0.02 | -0.18 | -0.08 | 0.05 | 0.28 | 0.28 | 0.23 | 32.43 | 1670.533 | 1.25
D | 4002 | 2016-06-21 | 11 | ON | 22.57 | 4.3 | 0.05 | 0 | 0.06 | 1 | 0 | -0.06 | -0.2 | -0.08 | 0.06 | 0.28 | 0.28 | 0.23 | 28.49 | 1739.298 | 1.17
D | 4002 | 2016-06-21 | 12 | ON | 23.88 | 4.3 | 0.05 | 0 | 0.05 | 0.96 | 0 | -0.02 | -0.23 | -0.08 | 0.06 | 0.28 | 0.28 | 0.23 | 29.76 | 1782.702 | 1.12
D | 4002 | 2016-06-21 | 13 | ON | 23.38 | 4.3 | 0.05 | 0 | 0.04 | 0.95 | 0 | 0 | -0.2 | -0.08 | 0.06 | 0.28 | 0.28 | 0.23 | 29.29 | 1797.698 | 1.1
D | 4002 | 2016-06-21 | 14 | ON | 22.29 | 4.3 | 0.05 | 0 | 0.04 | 0.92 | 0 | -0.03 | -0.27 | -0.08 | 0.07 | 0.28 | 0.28 | 0.23 | 28.08 | 1818.091 | 1.08
D | 4002 | 2016-06-21 | 15 | ON | 22.76 | 4.3 | 0.05 | 0 | 0.05 | 0.91 | 0 | -0.04 | -0.33 | -0.08 | 0.07 | 0.28 | 0.28 | 0.23 | 28.48 | 1820.205 | 1.08
D | 4002 | 2016-06-21 | 16 | ON | 24.7 | 4.3 | 0.05 | 0 | 0.05 | 0.9 | 0 | -0.05 | -0.34 | -0.08 | 0.07 | 0.28 | 0.28 | 0.23 | 30.39 | 1825.441 | 1.07
D | 4002 | 2016-06-21 | 17 | ON | 34.32 | 4.3 | 0.05 | 0 | 0.11 | 0.89 | 0 | -0.08 | -0.36 | -0.08 | 0.07 | 0.28 | 0.28 | 0.23 | 40.01 | 1822.497 | 1.12
D | 4002 | 2016-06-21 | 18 | ON | 36 | 4.3 | 0.05 | 0 | 0.14 | 0.9 | 0 | -0.09 | -0.34 | -0.08 | 0.07 | 0.28 | 0.28 | 0.23 | 41.74 | 1800.766 | 1.16
D | 4002 | 2016-06-21 | 19 | ON | 32.8 | 4.3 | 0.05 | 0 | 0.08 | 0.92 | 0 | -0.07 | -0.21 | -0.08 | 0 | 0.28 | 0.28 | 0.23 | 38.58 | 1755.627 | 1.05
D | 4002 | 2016-06-21 | 20 | ON | 30.93 | 4.3 | 0.05 | 0 | 0.06 | 0.95 | 0 | -0.1 | -0.23 | -0.08 | 0 | 0.28 | 0.28 | 0.23 | 36.67 | 1685.591 | 1.06
D | 4002 | 2016-06-21 | 21 | ON | 29.42 | 4.3 | 0.05 | 0 | 0.06 | 0.99 | 0 | -0.09 | -0.23 | -0.08 | 0 | 0.28 | 0.28 | 0.23 | 35.21 | 1617.945 | 1.1
D | 4002 | 2016-06-21 | 22 | ON | 23.93 | 4.3 | 0.05 | 0 | 0.03 | 1.03 | 0 | -0.02 | -0.13 | -0.08 | 0 | 0.28 | 0.28 | 0.23 | 29.9 | 1526.211 | 1.11
D | 4002 | 2016-06-21 | 23 | ON | 21.83 | 4.3 | 0.05 | 0 | 0.1 | 1.15 | 0 | -0.06 | -0.11 | -0.08 | 0 | 0.28 | 0.28 | 0.23 | 27.97 | 1344.47 | 1.3
D | 4002 | 2016-06-21 | 24 | OFF | 21.46 | 4.3 | 0.05 | 0 | 0.16 | 0 | 0 | -0.05 | -0.04 | -0.08 | 0 | 0.28 | 0.28 | 0.23 | 26.59 | 1196.836 | 0.21
D | 4002 | 2016-06-22 | 1 | OFF | 20.14 | 4.3 | 0.08 | 0.01 | 0.11 | 0 | 0 | -0.06 | -0.03 | -0.08 | 0 | 0.28 | 0.28 | 0.23 | 25.26 | 1087.974 | 0.2
D | 4002 | 2016-06-22 | 2 | OFF | 21.57 | 4.3 | 0.08 | 0.01 | 0.07 | 0 | 0 | -0.03 | -0.03 | -0.08 | 0 | 0.28 | 0.28 | 0.23 | 26.68 | 1024.782 | 0.16
D | 4002 | 2016-06-22 | 3 | OFF | 20.4 | 4.3 | 0.08 | 0.01 | 0.06 | 0 | 0 | -0.01 | -0.04 | -0.08 | 0 | 0.28 | 0.28 | 0.23 | 25.51 | 988.614 | 0.15
D | 4002 | 2016-06-22 | 4 | OFF | 20.37 | 4.3 | 0.08 | 0.01 | 0.06 | 0 | 0 | -0.03 | -0.03 | -0.08 | 0 | 0.28 | 0.28 | 0.23 | 25.47 | 977.095 | 0.15
D | 4002 | 2016-06-22 | 5 | OFF | 21.37 | 4.3 | 0.08 | 0.01 | 0.1 | 0 | 0 | -0.04 | -0.06 | -0.08 | 0 | 0.28 | 0.28 | 0.23 | 26.47 | 995.07 | 0.19
D | 4002 | 2016-06-22 | 6 | OFF | 21.06 | 4.3 | 0.08 | 0.01 | 0.27 | 0 | 0 | -0.03 | -0.03 | -0.08 | 0 | 0.28 | 0.28 | 0.23 | 26.37 | 1055.049 | 0.36
D | 4002 | 2016-06-22 | 7 | OFF | 25.73 | 4.3 | 0.08 | 0.01 | 0.29 | 0 | 0 | -0.02 | -0.05 | -0.08 | 0 | 0.28 | 0.28 | 0.23 | 31.05 | 1207.141 | 0.38
D | 4002 | 2016-06-22 | 8 | ON | 42.8 | 4.3 | 0.08 | 0.01 | 0.37 | 1.29 | 0 | -0.05 | -0.06 | -0.08 | 0.04 | 0.28 | 0.28 | 0.23 | 49.49 | 1336.432 | 1.79
D | 4002 | 2016-06-22 | 9 | ON | 45.72 | 4.3 | 0.08 | 0.01 | 0.3 | 1.21 | 0 | -0.05 | -0.1 | -0.08 | 0.05 | 0.28 | 0.28 | 0.23 | 52.23 | 1420.057 | 1.65
D | 4002 | 2016-06-22 | 10 | ON | 31.64 | 4.3 | 0.08 | 0.01 | 0.11 | 1.16 | 0 | 0 | -0.05 | -0.08 | 0.04 | 0.28 | 0.28 | 0.23 | 38 | 1459.845 | 1.4
D | 4002 | 2016-06-22 | 11 | ON | 28.04 | 4.3 | 0.08 | 0.01 | 0.03 | 1.11 | 0 | -0.04 | -0.08 | -0.08 | 0.04 | 0.28 | 0.28 | 0.23 | 34.2 | 1505.478 | 1.27
D | 4002 | 2016-06-22 | 12 | ON | 35.11 | 4.3 | 0.08 | 0.01 | 0.13 | 1.08 | 0 | -0.06 | -0.08 | -0.08 | 0.04 | 0.28 | 0.28 | 0.23 | 41.32 | 1535.57 | 1.34
D | 4002 | 2016-06-22 | 13 | ON | 29.66 | 4.3 | 0.08 | 0.01 | 0.08 | 1.08 | 0 | 0 | -0.09 | -0.08 | 0.04 | 0.28 | 0.28 | 0.23 | 35.87 | 1531.066 | 1.29
D | 4002 | 2016-06-22 | 14 | ON | 24.17 | 4.3 | 0.08 | 0.01 | 0.08 | 1.08 | 0 | 0.06 | -0.1 | -0.08 | 0.04 | 0.28 | 0.28 | 0.23 | 30.43 | 1498.608 | 1.29
D | 4002 | 2016-06-22 | 15 | ON | 21.68 | 4.3 | 0.08 | 0.01 | 0.05 | 1.08 | 0 | -0.01 | -0.13 | -0.08 | 0.04 | 0.28 | 0.28 | 0.23 | 27.81 | 1485.68 | 1.26
D | 4002 | 2016-06-22 | 16 | ON | 20.91 | 4.3 | 0.08 | 0.01 | 0.05 | 1.08 | 0 | -0.01 | -0.15 | -0.08 | 0.04 | 0.28 | 0.28 | 0.23 | 27.02 | 1491.807 | 1.26
D | 4002 | 2016-06-22 | 17 | ON | 20.52 | 4.3 | 0.08 | 0.01 | 0.05 | 1.06 | 0 | -0.03 | -0.2 | -0.08 | 0.04 | 0.28 | 0.28 | 0.23 | 26.54 | 1500.581 | 1.24
D | 4002 | 2016-06-22 | 18 | ON | 23.93 | 4.3 | 0.08 | 0.01 | 0.04 | 1.06 | 0 | -0.07 | -0.14 | -0.08 | 0.04 | 0.28 | 0.28 | 0.23 | 29.96 | 1503.375 | 1.23
D | 4002 | 2016-06-22 | 19 | ON | 31.79 | 4.3 | 0.08 | 0.01 | 0.14 | 1.07 | 0 | -0.06 | -0.09 | -0.08 | 0 | 0.28 | 0.28 | 0.23 | 37.95 | 1484.81 | 1.3
D | 4002 | 2016-06-22 | 20 | ON | 23.9 | 4.3 | 0.08 | 0.01 | 0.14 | 1.1 | 0 | -0.02 | -0.12 | -0.08 | 0 | 0.28 | 0.28 | 0.23 | 30.1 | 1457.009 | 1.33
D | 4002 | 2016-06-22 | 21 | ON | 20.61 | 4.3 | 0.08 | 0.01 | 0.06 | 1.13 | 0 | -0.05 | -0.1 | -0.08 | 0 | 0.28 | 0.28 | 0.23 | 26.75 | 1438.975 | 1.28
D | 4002 | 2016-06-22 | 22 | ON | 25.2 | 4.3 | 0.08 | 0.01 | 0.1 | 1.17 | 0 | -0.06 | -0.09 | -0.08 | 0 | 0.28 | 0.28 | 0.23 | 31.42 | 1382.626 | 1.36
D | 4002 | 2016-06-22 | 23 | ON | 19.81 | 4.3 | 0.08 | 0.01 | 0.15 | 1.29 | 0 | -0.04 | -0.04 | -0.08 | 0 | 0.28 | 0.28 | 0.23 | 26.27 | 1240.248 | 1.53
D | 4002 | 2016-06-22 | 24 | OFF | 19.01 | 4.3 | 0.08 | 0.01 | 0.21 | 0 | 0 | -0.03 | -0.01 | -0.08 | 0 | 0.28 | 0.28 | 0.23 | 24.28 | 1107.297 | 0.3
D | 4002 | 2016-06-23 | 1 | OFF | 20.22 | 4.3 | 0.27 | 0.06 | 0.11 | 0 | 0 | 0.01 | -0.01 | -0.08 | 0 | 0.28 | 0.28 | 0.23 | 25.67 | 1018.807 | 0.44
D | 4002 | 2016-06-23 | 2 | OFF | 21.19 | 4.3 | 0.27 | 0.06 | 0.05 | 0 | 0 | -0.01 | -0.02 | -0.08 | 0 | 0.28 | 0.28 | 0.23 | 26.55 | 970.309 | 0.38
D | 4002 | 2016-06-23 | 3 | OFF | 20.91 | 4.3 | 0.27 | 0.06 | 0.04 | 0 | 0 | -0.01 | -0.03 | -0.08 | 0 | 0.28 | 0.28 | 0.23 | 26.25 | 941.333 | 0.37
D | 4002 | 2016-06-23 | 4 | OFF | 20.86 | 4.3 | 0.27 | 0.06 | 0.06 | 0 | 0 | -0.03 | -0.04 | -0.08 | 0 | 0.28 | 0.28 | 0.23 | 26.19 | 934.007 | 0.39
D | 4002 | 2016-06-23 | 5 | OFF | 21.17 | 4.3 | 0.27 | 0.06 | 0.07 | 0 | 0 | -0.01 | -0.04 | -0.08 | 0 | 0.28 | 0.28 | 0.23 | 26.53 | 958.964 | 0.4
D | 4002 | 2016-06-23 | 6 | OFF | 21.37 | 4.3 | 0.27 | 0.06 | 0.42 | 0 | 0 | -0.01 | -0.03 | -0.08 | 0 | 0.28 | 0.28 | 0.23 | 27.09 | 1029.322 | 0.75
D | 4002 | 2016-06-23 | 7 | OFF | 20.92 | 4.3 | 0.27 | 0.06 | 0.35 | 0 | 0 | -0.01 | -0.07 | -0.08 | 0 | 0.28 | 0.28 | 0.23 | 26.53 | 1170.427 | 0.68
D | 4002 | 2016-06-23 | 8 | ON | 20.77 | 4.3 | 0.27 | 0.06 | 0.26 | 1.33 | 0 | -0.07 | -0.07 | -0.08 | 0 | 0.28 | 0.28 | 0.23 | 27.56 | 1301.481 | 1.92
D | 4002 | 2016-06-23 | 9 | ON | 22.65 | 4.3 | 0.27 | 0.06 | 0.14 | 1.25 | 0 | -0.04 | -0.07 | -0.08 | 0 | 0.28 | 0.28 | 0.23 | 29.27 | 1394.75 | 1.72
D | 4002 | 2016-06-23 | 10 | ON | 23.16 | 4.3 | 0.27 | 0.06 | 0.08 | 1.2 | 0 | -0.04 | -0.07 | -0.08 | 0 | 0.28 | 0.28 | 0.23 | 29.67 | 1454.661 | 1.61
D | 4002 | 2016-06-23 | 11 | ON | 22.16 | 4.3 | 0.27 | 0.06 | 0.08 | 1.15 | 0 | -0.05 | -0.08 | -0.08 | 0 | 0.28 | 0.28 | 0.23 | 28.6 | 1510.218 | 1.56
D | 4002 | 2016-06-23 | 12 | ON | 22.27 | 4.3 | 0.27 | 0.06 | 0.05 | 1.12 | 0 | -0.05 | -0.1 | -0.08 | 0 | 0.28 | 0.28 | 0.23 | 28.63 | 1549.111 | 1.5
D | 4002 | 2016-06-23 | 13 | ON | 30 | 4.3 | 0.27 | 0.06 | 0.06 | 1.09 | 0 | -0.1 | -0.1 | -0.08 | 0 | 0.28 | 0.28 | 0.23 | 36.29 | 1566.995 | 1.48
D | 4002 | 2016-06-23 | 14 | ON | 39.61 | 4.3 | 0.27 | 0.06 | 0.17 | 1.06 | 0 | -0.14 | -0.1 | -0.08 | 0 | 0.28 | 0.28 | 0.23 | 45.94 | 1593.37 | 1.56
D | 4002 | 2016-06-23 | 15 | ON | 40.37 | 4.3 | 0.27 | 0.06 | 0.19 | 1.04 | 0 | -0.08 | -0.09 | -0.08 | 0 | 0.28 | 0.28 | 0.23 | 46.77 | 1605.345 | 1.56
D | 4002 | 2016-06-23 | 16 | ON | 35.31 | 4.3 | 0.27 | 0.06 | 0.17 | 1.03 | 0 | -0.04 | -0.06 | -0.08 | 0.01 | 0.28 | 0.28 | 0.23 | 41.76 | 1604.22 | 1.54
D | 4002 | 2016-06-23 | 17 | ON | 31.3 | 4.3 | 0.27 | 0.06 | 0.17 | 1.04 | 0 | -0.06 | -0.03 | -0.08 | 0 | 0.28 | 0.28 | 0.23 | 37.76 | 1602.571 | 1.54
D | 4002 | 2016-06-23 | 18 | ON | 36.95 | 4.3 | 0.27 | 0.06 | 0.14 | 1.04 | 0 | -0.08 | -0.07 | -0.08 | 0 | 0.28 | 0.28 | 0.23 | 43.32 | 1606.427 | 1.51
D | 4002 | 2016-06-23 | 19 | ON | 36.09 | 4.3 | 0.27 | 0.06 | 0.12 | 1.05 | 0 | -0.12 | -0.02 | -0.08 | 0 | 0.28 | 0.28 | 0.23 | 42.46 | 1576.519 | 1.5
D | 4002 | 2016-06-23 | 20 | ON | 41.7 | 4.3 | 0.27 | 0.06 | 0.14 | 1.07 | 0.03 | -0.14 | 0 | -0.08 | 0 | 0.28 | 0.28 | 0.23 | 48.14 | 1532.401 | 1.57
D | 4002 | 2016-06-23 | 21 | ON | 39.76 | 4.3 | 0.27 | 0.06 | 0.15 | 1.09 | 0 | -0.09 | 0 | -0.08 | 0 | 0.28 | 0.28 | 0.23 | 46.25 | 1502.602 | 1.57
D | 4002 | 2016-06-23 | 22 | ON | 38.32 | 4.3 | 0.27 | 0.06 | 0.13 | 1.12 | 0 | -0.07 | 0.01 | -0.08 | 0 | 0.28 | 0.28 | 0.23 | 44.85 | 1443.986 | 1.58
D | 4002 | 2016-06-23 | 23 | ON | 23.78 | 4.3 | 0.27 | 0.06 | 0.18 | 1.24 | 0 | -0.08 | -0.02 | -0.08 | 0 | 0.28 | 0.28 | 0.23 | 30.44 | 1287.399 | 1.75
D | 4002 | 2016-06-23 | 24 | OFF | 23.81 | 4.3 | 0.27 | 0.06 | 0.21 | 0 | 0 | -0.04 | 0.06 | -0.08 | 0 | 0.28 | 0.28 | 0.23 | 29.38 | 1141.786 | 0.54
D | 4002 | 2016-06-24 | 1 | OFF | 30.31 | 4.3 | 0.17 | 0 | 0.12 | 0 | 0 | 0.03 | 0.03 | -0.08 | 0 | 0.28 | 0.28 | 0.23 | 35.67 | 1042.559 | 0.29
D | 4002 | 2016-06-24 | 2 | OFF | 23.49 | 4.3 | 0.17 | 0 | 0.09 | 0 | 0 | -0.01 | -0.01 | -0.08 | 0 | 0.28 | 0.28 | 0.23 | 28.74 | 984.445 | 0.26
D | 4002 | 2016-06-24 | 3 | OFF | 21.95 | 4.3 | 0.17 | 0 | 0.1 | 0 | 0 | 0.03 | -0.03 | -0.08 | 0 | 0.28 | 0.28 | 0.23 | 27.23 | 951.663 | 0.27
D | 4002 | 2016-06-24 | 4 | OFF | 22.59 | 4.3 | 0.17 | 0 | 0.09 | 0 | 0 | -0.01 | -0.02 | -0.08 | 0 | 0.28 | 0.28 | 0.23 | 27.83 | 933.678 | 0.26
D | 4002 | 2016-06-24 | 5 | OFF | 23.77 | 4.3 | 0.17 | 0 | 0.08 | 0 | 0 | 0 | -0.03 | -0.08 | 0 | 0.28 | 0.28 | 0.23 | 29 | 959.78 | 0.25
D | 4002 | 2016-06-24 | 6 | OFF | 25.31 | 4.3 | 0.17 | 0 | 0.2 | 0 | 0 | -0.01 | -0.02 | -0.08 | 0 | 0.28 | 0.28 | 0.23 | 30.66 | 1026.563 | 0.37
D | 4002 | 2016-06-24 | 7 | OFF | 22.77 | 4.3 | 0.17 | 0 | 0.33 | 0 | 0 | 0.02 | -0.05 | -0.08 | 0 | 0.28 | 0.28 | 0.23 | 28.25 | 1161.821 | 0.5
D | 4002 | 2016-06-24 | 8 | ON | 27.35 | 4.3 | 0.17 | 0 | 0.22 | 1.3 | 0 | -0.04 | -0.03 | -0.08 | 0.01 | 0.28 | 0.28 | 0.23 | 33.99 | 1301.71 | 1.7
D | 4002 | 2016-06-24 | 9 | ON | 35.71 | 4.3 | 0.17 | 0 | 0.28 | 1.22 | 0 | -0.01 | -0.04 | -0.08 | 0.01 | 0.28 | 0.28 | 0.23 | 42.35 | 1404.848 | 1.68
D | 4002 | 2016-06-24 | 10 | ON | 30.74 | 4.3 | 0.17 | 0 | 0.14 | 1.16 | 0 | -0.01 | -0.06 | -0.08 | 0 | 0.28 | 0.28 | 0.23 | 37.15 | 1477.154 | 1.47
D | 4002 | 2016-06-24 | 11 | ON | 30.18 | 4.3 | 0.17 | 0 | 0.11 | 1.13 | 0 | -0.03 | -0.06 | -0.08 | 0 | 0.28 | 0.28 | 0.23 | 36.51 | 1529.253 | 1.41
D | 4002 | 2016-06-24 | 12 | ON | 29.28 | 4.3 | 0.17 | 0 | 0.14 | 1.1 | 0 | -0.05 | -0.04 | -0.08 | 0.01 | 0.28 | 0.28 | 0.23 | 35.62 | 1556.775 | 1.42
D | 4002 | 2016-06-24 | 13 | ON | 39.32 | 4.3 | 0.17 | 0 | 0.12 | 1.09 | 0 | -0.06 | -0.07 | -0.08 | 0.02 | 0.28 | 0.28 | 0.23 | 45.6 | 1567.574 | 1.4
D | 4002 | 2016-06-24 | 14 | ON | 44.16 | 4.3 | 0.17 | 0 | 0.2 | 1.07 | 0 | -0.05 | -0.05 | -0.08 | 0.02 | 0.28 | 0.28 | 0.23 | 50.53 | 1590.504 | 1.46
D | 4002 | 2016-06-24 | 15 | ON | 45.02 | 4.3 | 0.17 | 0 | 0.2 | 1.05 | 0 | -0.02 | -0.08 | -0.08 | 0.02 | 0.28 | 0.28 | 0.23 | 51.37 | 1602.341 | 1.44
D | 4002 | 2016-06-24 | 16 | ON | 46.33 | 4.3 | 0.17 | 0 | 0.13 | 1.04 | 0 | -0.05 | -0.12 | -0.08 | 0.03 | 0.28 | 0.28 | 0.23 | 52.54 | 1613.743 | 1.37
D | 4002 | 2016-06-24 | 17 | ON | 53.42 | 4.3 | 0.17 | 0 | 0.22 | 1 | 0 | 0 | -0.1 | -0.08 | 0.03 | 0.28 | 0.28 | 0.23 | 59.75 | 1617.729 | 1.42
D | 4002 | 2016-06-24 | 18 | ON | 50.42 | 4.3 | 0.17 | 0 | 0.67 | 1 | 0.01 | -0.03 | -0.17 | -0.08 | 0.03 | 0.28 | 0.28 | 0.23 | 57.11 | 1606.852 | 1.88
D | 4002 | 2016-06-24 | 19 | ON | 43.74 | 4.3 | 0.17 | 0 | 0.41 | 1.03 | 0 | 0 | -0.09 | -0.08 | 0 | 0.28 | 0.28 | 0.23 | 50.27 | 1565.902 | 1.61
D | 4002 | 2016-06-24 | 20 | ON | 38.17 | 4.3 | 0.17 | 0 | 0.11 | 1.08 | 0 | -0.07 | -0.03 | -0.08 | 0 | 0.28 | 0.28 | 0.23 | 44.44 | 1504.089 | 1.36
D | 4002 | 2016-06-24 | 21 | ON | 73.91 | 4.3 | 0.17 | 0 | 0.11 | 1.11 | 0.94 | -0.23 | 0.01 | -0.08 | 0 | 0.28 | 0.28 | 0.23 | 81.03 | 1468.947 | 2.33
D | 4002 | 2016-06-24 | 22 | ON | 45.61 | 4.3 | 0.17 | 0 | 0.13 | 1.14 | 0.41 | -0.1 | -0.13 | -0.08 | 0 | 0.28 | 0.28 | 0.23 | 52.24 | 1415.255 | 1.85
D | 4002 | 2016-06-24 | 23 | ON | 29.12 | 4.3 | 0.17 | 0 | 0.18 | 1.15 | 0 | -0.06 | 0.01 | -0.08 | 0 | 0.28 | 0.28 | 0.23 | 35.58 | 1274.636 | 1.5
D | 4002 | 2016-06-24 | 24 | OFF | 23.82 | 4.3 | 0.17 | 0 | 0.13 | 0 | 0 | 0.05 | -0.03 | -0.08 | 0 | 0.28 | 0.28 | 0.23 | 29.15 | 1133.526 | 0.3
D | 4002 | 2016-06-25 | 1 | OFF | 24.89 | 4.3 | 0.87 | 0 | 0.07 | 0 | 0 | -0.05 | 0 | -0.08 | 0 | 0.28 | 0.28 | 0.23 | 30.79 | 1028.581 | 0.94
D | 4002 | 2016-06-25 | 2 | OFF | 23.47 | 4.3 | 0.87 | 0 | 0.06 | 0 | 0 | -0.02 | -0.07 | -0.08 | 0 | 0.28 | 0.28 | 0.23 | 29.32 | 966.95 | 0.93
D | 4002 | 2016-06-25 | 3 | OFF | 19.98 | 4.3 | 0.87 | 0 | 0.1 | 0 | 0 | 0.01 | -0.04 | -0.08 | 0 | 0.28 | 0.28 | 0.23 | 25.93 | 928.766 | 0.97
D | 4002 | 2016-06-25 | 4 | OFF | 19.37 | 4.3 | 0.87 | 0 | 0.11 | 0 | 0 | -0.03 | 0 | -0.08 | 0 | 0.28 | 0.28 | 0.23 | 25.33 | 909.412 | 0.98
D | 4002 | 2016-06-25 | 5 | OFF | 9.65 | 4.3 | 0.87 | 0 | 0.11 | 0 | 0 | 0.01 | 0 | -0.08 | 0 | 0.28 | 0.28 | 0.23 | 15.65 | 912.49 | 0.98
D | 4002 | 2016-06-25 | 6 | OFF | 10.17 | 4.3 | 0.87 | 0 | 0.16 | 0 | 0 | -0.05 | -0.06 | -0.08 | 0 | 0.28 | 0.28 | 0.23 | 16.1 | 929.359 | 1.03
D | 4002 | 2016-06-25 | 7 | OFF | 20.14 | 4.3 | 0.87 | 0 | 0.29 | 0 | 0 | 0 | -0.02 | -0.08 | 0 | 0.28 | 0.28 | 0.23 | 26.29 | 1001.21 | 1.16
D | 4002 | 2016-06-25 | 8 | OFF | 16.11 | 4.3 | 0.87 | 0 | 0.31 | 0 | 0 | 0 | -0.08 | -0.08 | 0 | 0.28 | 0.28 | 0.23 | 22.22 | 1113.585 | 1.18
D | 4002 | 2016-06-25 | 9 | OFF | 21.74 | 4.3 | 0.87 | 0 | 0.17 | 0 | 0 | -0.05 | -0.05 | -0.08 | 0 | 0.28 | 0.28 | 0.23 | 27.69 | 1239.526 | 1.04
D | 4002 | 2016-06-25 | 10 | OFF | 21.82 | 4.3 | 0.87 | 0 | 0.06 | 0 | 0 | -0.04 | -0.05 | -0.08 | 0 | 0.28 | 0.28 | 0.23 | 27.67 | 1328.577 | 0.93
D | 4002 | 2016-06-25 | 11 | OFF | 22.13 | 4.3 | 0.87 | 0 | 0.05 | 0 | 0 | -0.04 | -0.07 | -0.08 | 0 | 0.28 | 0.28 | 0.23 | 27.95 | 1392.088 | 0.92
D | 4002 | 2016-06-25 | 12 | OFF | 27.71 | 4.3 | 0.87 | 0 | 0.1 | 0 | 0.12 | -0.03 | -0.08 | -0.08 | 0 | 0.28 | 0.28 | 0.23 | 33.7 | 1425.207 | 1.09
D | 4002 | 2016-06-25 | 13 | OFF | 26.33 | 4.3 | 0.87 | 0 | 0.12 | 0 | 0 | -0.05 | -0.09 | -0.08 | 0 | 0.28 | 0.28 | 0.23 | 32.19 | 1444.872 | 0.99
D | 4002 | 2016-06-25 | 14 | OFF | 22.58 | 4.3 | 0.87 | 0 | 0.1 | 0 | 0 | -0.02 | -0.11 | -0.08 | 0 | 0.28 | 0.28 | 0.23 | 28.43 | 1463.131 | 0.97
D | 4002 | 2016-06-25 | 15 | OFF | 26.44 | 4.3 | 0.87 | 0 | 0.06 | 0 | 0.04 | -0.05 | -0.1 | -0.08 | 0 | 0.28 | 0.28 | 0.23 | 32.27 | 1481.779 | 0.97
D | 4002 | 2016-06-25 | 16 | OFF | 31.94 | 4.3 | 0.87 | 0 | 0.12 | 0 | 0 | -0.05 | -0.13 | -0.08 | 0 | 0.28 | 0.28 | 0.23 | 37.76 | 1501.558 | 0.99
D | 4002 | 2016-06-25 | 17 | OFF | 26.84 | 4.3 | 0.87 | 0 | 0.07 | 0 | 0 | -0.05 | -0.15 | -0.08 | 0 | 0.28 | 0.28 | 0.23 | 32.59 | 1525.547 | 0.94
D | 4002 | 2016-06-25 | 18 | OFF | 33.97 | 4.3 | 0.87 | 0 | 0.13 | 0 | 0 | -0.05 | -0.11 | -0.08 | 0 | 0.28 | 0.28 | 0.23 | 39.82 | 1536.088 | 1
D | 4002 | 2016-06-25 | 19 | OFF | 32.48 | 4.3 | 0.87 | 0 | 0.21 | 0 | 0 | -0.04 | -0.1 | -0.08 | 0 | 0.28 | 0.28 | 0.23 | 38.43 | 1511.236 | 1.08
D | 4002 | 2016-06-25 | 20 | OFF | 32.43 | 4.3 | 0.87 | 0 | 0.13 | 0 | 0.26 | -0.08 | -0.05 | -0.08 | 0 | 0.28 | 0.28 | 0.23 | 38.57 | 1453.582 | 1.26
D | 4002 | 2016-06-25 | 21 | OFF | 30.98 | 4.3 | 0.87 | 0 | 0.09 | 0 | 0.24 | -0.06 | -0.01 | -0.08 | 0 | 0.28 | 0.28 | 0.23 | 37.12 | 1416.981 | 1.2
D | 4002 | 2016-06-25 | 22 | OFF | 28.66 | 4.3 | 0.87 | 0 | 0.23 | 0 | 0.23 | -0.06 | -0.05 | -0.08 | 0 | 0.28 | 0.28 | 0.23 | 34.89 | 1370.183 | 1.33
D | 4002 | 2016-06-25 | 23 | OFF | 21.86 | 4.3 | 0.87 | 0 | 0.26 | 0 | 0 | -0.1 | -0.06 | -0.08 | 0 | 0.28 | 0.28 | 0.23 | 27.84 | 1243.245 | 1.13
D | 4002 | 2016-06-25 | 24 | OFF | 20.07 | 4.3 | 0.87 | 0 | 0.26 | 0 | 0 | 0 | -0.04 | -0.08 | 0 | 0.28 | 0.28 | 0.23 | 26.17 | 1115.325 | 1.13
D | 4002 | 2016-06-26 | 1 | OFF | 19.16 | 4.3 | 0.83 | 0 | 0.21 | 0 | 0 | -0.03 | -0.02 | -0.08 | 0 | 0.28 | 0.28 | 0.23 | 25.16 | 1017.812 | 1.04
D | 4002 | 2016-06-26 | 2 | OFF | 17.43 | 4.3 | 0.83 | 0 | 0.05 | 0 | 0 | -0.01 | -0.02 | -0.08 | 0 | 0.28 | 0.28 | 0.23 | 23.29 | 956.19 | 0.88
D | 4002 | 2016-06-26 | 3 | OFF | 17.49 | 4.3 | 0.83 | 0 | 0.05 | 0 | 0 | -0.02 | -0.03 | -0.08 | 0 | 0.28 | 0.28 | 0.23 | 23.33 | 917.54 | 0.88
D | 4002 | 2016-06-26 | 4 | OFF | 15.02 | 4.3 | 0.83 | 0 | 0.08 | 0 | 0 | -0.02 | -0.05 | -0.08 | 0 | 0.28 | 0.28 | 0.23 | 20.87 | 899.067 | 0.91
D | 4002 | 2016-06-26 | 5 | OFF | -58.8 | 4.3 | 0.83 | 0 | 0.33 | 0 | 0 | -0.06 | -0.21 | -0.08 | 0 | 0.28 | 0.28 | 0.23 | -52.9 | 894.08 | 1.16
D | 4002 | 2016-06-26 | 6 | OFF | 5.73 | 4.3 | 0.83 | 0 | 0.14 | 0 | 0 | -0.01 | -0.05 | -0.08 | 0 | 0.28 | 0.28 | 0.23 | 11.65 | 896.58 | 0.97
D | 4002 | 2016-06-26 | 7 | OFF | 4.87 | 4.3 | 0.83 | 0 | 0.64 | 0 | 0 | -0.01 | -0.08 | -0.08 | 0 | 0.28 | 0.28 | 0.23 | 11.26 | 951.356 | 1.47
D | 4002 | 2016-06-26 | 8 | OFF | 9.14 | 4.3 | 0.83 | 0 | 0.34 | 0 | 0 | -0.01 | -0.05 | -0.08 | 0 | 0.28 | 0.28 | 0.23 | 15.26 | 1050.643 | 1.17
D | 4002 | 2016-06-26 | 9 | OFF | 8.02 | 4.3 | 0.83 | 0 | 0.29 | 0 | 0 | -0.01 | -0.09 | -0.08 | 0 | 0.28 | 0.28 | 0.23 | 14.05 | 1173.991 | 1.12
D | 4002 | 2016-06-26 | 10 | OFF | 20.16 | 4.3 | 0.83 | 0 | 0.15 | 0 | 0 | -0.01 | -0.05 | -0.08 | 0 | 0.28 | 0.28 | 0.23 | 26.09 | 1278.019 | 0.98
D | 4002 | 2016-06-26 | 11 | OFF | 21.53 | 4.3 | 0.83 | 0 | 0.08 | 0 | 0 | 0.01 | -0.05 | -0.08 | 0 | 0.28 | 0.28 | 0.23 | 27.41 | 1364.12 | 0.91
D | 4002 | 2016-06-26 | 12 | OFF | 21.71 | 4.3 | 0.83 | 0 | 0.07 | 0 | 0 | -0.03 | -0.07 | -0.08 | 0 | 0.28 | 0.28 | 0.23 | 27.52 | 1438.749 | 0.9
D | 4002 | 2016-06-26 | 13 | OFF | 25.13 | 4.3 | 0.83 | 0 | 0.09 | 0 | 0 | -0.03 | -0.08 | -0.08 | 0 | 0.28 | 0.28 | 0.23 | 30.95 | 1493.663 | 0.92
D | 4002 | 2016-06-26 | 14 | OFF | 29.43 | 4.3 | 0.83 | 0 | 0.09 | 0 | 0 | -0.02 | -0.08 | -0.08 | 0 | 0.28 | 0.28 | 0.23 | 35.26 | 1532.936 | 0.92
D | 4002 | 2016-06-26 | 15 | OFF | 34.14 | 4.3 | 0.83 | 0 | 0.14 | 0 | 0 | -0.02 | -0.1 | -0.08 | 0 | 0.28 | 0.28 | 0.23 | 40 | 1571.468 | 0.97
D | 4002 | 2016-06-26 | 16 | OFF | 37.1 | 4.3 | 0.83 | 0 | 0.17 | 0 | 0.09 | -0.06 | -0.13 | -0.08 | 0 | 0.28 | 0.28 | 0.23 | 43.01 | 1614.922 | 1.09
D | 4002 | 2016-06-26 | 17 | OFF | 31.26 | 4.3 | 0.83 | 0 | 0.13 | 0 | 0 | -0.02 | -0.15 | -0.08 | 0 | 0.28 | 0.28 | 0.23 | 37.06 | 1661.011 | 0.96
D | 4002 | 2016-06-26 | 18 | OFF | 32.02 | 4.3 | 0.83 | 0 | 0.09 | 0 | 0 | -0.01 | -0.12 | -0.08 | 0 | 0.28 | 0.28 | 0.23 | 37.82 | 1695.592 | 0.92
D | 4002 | 2016-06-26 | 19 | OFF | 33.52 | 4.3 | 0.83 | 0 | 0.16 | 0 | 0 | -0.01 | -0.11 | -0.08 | 0 | 0.28 | 0.28 | 0.23 | 39.4 | 1689.94 | 0.99
D | 4002 | 2016-06-26 | 20 | OFF | 35.46 | 4.3 | 0.83 | 0 | 0.16 | 0 | 0 | -0.08 | -0.09 | -0.08 | 0 | 0.28 | 0.28 | 0.23 | 41.29 | 1642.706 | 0.99
D | 4002 | 2016-06-26 | 21 | OFF | 28.26 | 4.3 | 0.83 | 0 | 0.09 | 0 | 0 | -0.03 | -0.11 | -0.08 | 0 | 0.28 | 0.28 | 0.23 | 34.05 | 1603.546 | 0.92
D | 4002 | 2016-06-26 | 22 | OFF | 24.54 | 4.3 | 0.83 | 0 | 0.07 | 0 | 0 | -0.01 | -0.06 | -0.08 | 0 | 0.28 | 0.28 | 0.23 | 30.38 | 1537.941 | 0.9
D | 4002 | 2016-06-26 | 23 | OFF | 22.81 | 4.3 | 0.83 | 0 | 0.22 | 0 | 0 | -0.05 | -0.08 | -0.08 | 0 | 0.28 | 0.28 | 0.23 | 28.74 | 1384.472 | 1.05
D | 4002 | 2016-06-26 | 24 | OFF | 22.57 | 4.3 | 0.83 | 0 | 0.2 | 0 | 0 | -0.06 | -0.02 | -0.08 | 0 | 0.28 | 0.28 | 0.23 | 28.53 | 1254.154 | 1.03
D | 4002 | 2016-06-27 | 1 | OFF | 20.39 | 4.3 | 0.33 | 0 | 0.05 | 0 | 0 | -0.08 | -0.02 | -0.08 | 0 | 0.28 | 0.28 | 0.23 | 25.68 | 1151.125 | 0.38
D | 4002 | 2016-06-27 | 2 | OFF | 19.74 | 4.3 | 0.33 | 0 | 0.03 | 0 | 0 | -0.04 | -0.01 | -0.08 | 0 | 0.28 | 0.28 | 0.23 | 25.06 | 1089.617 | 0.36
D | 4002 | 2016-06-27 | 3 | OFF | 19.35 | 4.3 | 0.33 | 0 | 0.03 | 0 | 0 | -0.06 | 0.01 | -0.08 | 0 | 0.28 | 0.28 | 0.23 | 24.67 | 1051.81 | 0.36
D | 4002 | 2016-06-27 | 4 | OFF | 19.92 | 4.3 | 0.33 | 0 | 0.03 | 0 | 0 | -0.06 | 0 | -0.08 | 0 | 0.28 | 0.28 | 0.23 | 25.23 | 1040.844 | 0.36
D | 4002 | 2016-06-27 | 5 | OFF | 19.85 | 4.3 | 0.33 | 0 | 0.03 | 0 | 0 | -0.04 | 0.01 | -0.08 | 0 | 0.28 | 0.28 | 0.23 | 25.19 | 1056.457 | 0.36
D | 4002 | 2016-06-27 | 6 | OFF | -1.81 | 4.3 | 0.33 | 0 | 0.56 | 0 | 0 | 0 | -0.09 | -0.08 | 0 | 0.28 | 0.28 | 0.23 | 4 | 1124.082 | 0.89
D | 4002 | 2016-06-27 | 7 | OFF | -13.88 | 4.3 | 0.33 | 0 | 0.41 | 0 | 0 | 0 | -0.18 | -0.08 | 0 | 0.28 | 0.28 | 0.23 | -8.31 | 1273.174 | 0.74
D | 4002 | 2016-06-27 | 8 | ON | 19.92 | 4.3 | 0.33 | 0 | 0.59 | 1.23 | 0 | 0.01 | -0.09 | -0.08 | 0.01 | 0.28 | 0.28 | 0.23 | 27.01 | 1433.811 | 2.16
D | 4002 | 2016-06-27 | 9 | ON | 24.5 | 4.3 | 0.33 | 0 | 0.17 | 1.15 | 0 | 0 | -0.08 | -0.08 | 0.01 | 0.28 | 0.28 | 0.23 | 31.09 | 1555.398 | 1.66
D | 4002 | 2016-06-27 | 10 | ON | 28.81 | 4.3 | 0.33 | 0 | 0.13 | 1.09 | 0 | 0.03 | -0.08 | -0.08 | 0.03 | 0.28 | 0.28 | 0.23 | 35.35 | 1654.377 | 1.58
D | 4002 | 2016-06-27 | 11 | ON | 23.9 | 4.3 | 0.33 | 0 | 0.05 | 1.04 | 0 | -0.03 | -0.08 | -0.08 | 0.05 | 0.28 | 0.28 | 0.23 | 30.27 | 1747.704 | 1.47
D | 4002 | 2016-06-27 | 12 | ON | 28.4 | 4.3 | 0.33 | 0 | 0.08 | 1.01 | 0 | -0.03 | -0.14 | -0.08 | 0.05 | 0.28 | 0.28 | 0.23 | 34.71 | 1809.61 | 1.47
D | 4002 | 2016-06-27 | 13 | ON | 31.97 | 4.3 | 0.33 | 0 | 0.1 | 0.98 | 0 | -0.03 | -0.14 | -0.08 | 0.05 | 0.28 | 0.28 | 0.23 | 38.27 | 1843.085 | 1.46
D | 4002 | 2016-06-27 | 14 | ON | 29.79 | 4.3 | 0.33 | 0 | 0.08 | 0.96 | 0 | -0.04 | -0.15 | -0.08 | 0.06 | 0.28 | 0.28 | 0.23 | 36.04 | 1871.284 | 1.43
D | 4002 | 2016-06-27 | 15 | ON | 28.19 | 4.3 | 0.33 | 0 | 0.08 | 0.96 | 0 | -0.04 | -0.19 | -0.08 | 0.07 | 0.28 | 0.28 | 0.23 | 34.41 | 1865.632 | 1.44
D | 4002 | 2016-06-27 | 16 | ON | 24.62 | 4.3 | 0.33 | 0 | 0.06 | 0.96 | 0 | -0.04 | -0.22 | -0.08 | 0.06 | 0.28 | 0.28 | 0.23 | 30.78 | 1854.28 | 1.41
D | 4002 | 2016-06-27 | 17 | ON | 23.3 | 4.3 | 0.33 | 0 | 0.06 | 0.96 | 0 | -0.04 | -0.25 | -0.08 | 0.06 | 0.28 | 0.28 | 0.23 | 29.43 | 1833.509 | 1.41
D | 4002 | 2016-06-27 | 18 | ON | 23.14 | 4.3 | 0.33 | 0 | 0.07 | 0.97 | 0 | -0.02 | -0.22 | -0.08 | 0.06 | 0.28 | 0.28 | 0.23 | 29.34 | 1801.24 | 1.43
D | 4002 | 2016-06-27 | 19 | ON | 22.1 | 4.3 | 0.33 | 0 | 0.06 | 0.99 | 0 | -0.01 | -0.17 | -0.08 | 0 | 0.28 | 0.28 | 0.23 | 28.31 | 1761.283 | 1.38
D | 4002 | 2016-06-27 | 20 | ON | 21.95 | 4.3 | 0.33 | 0 | 0.04 | 1.02 | 0 | -0.05 | -0.15 | -0.08 | 0 | 0.28 | 0.28 | 0.23 | 28.15 | 1720.164 | 1.39
D | 4002 | 2016-06-27 | 21 | ON | 22.87 | 4.3 | 0.33 | 0 | 0.05 | 1.03 | 0 | -0.05 | -0.15 | -0.08 | 0 | 0.28 | 0.28 | 0.23 | 29.09 | 1689.961 | 1.41
D | 4002 | 2016-06-27 | 22 | ON | 22.15 | 4.3 | 0.33 | 0 | 0.04 | 1.06 | 0 | -0.03 | -0.13 | -0.08 | 0 | 0.28 | 0.28 | 0.23 | 28.43 | 1620.19 | 1.43
D | 4002 | 2016-06-27 | 23 | ON | 19.85 | 4.3 | 0.33 | 0 | 0.16 | 1.17 | 0 | -0.04 | -0.12 | -0.08 | 0 | 0.28 | 0.28 | 0.23 | 26.36 | 1463.657 | 1.66
D | 4002 | 2016-06-27 | 24 | OFF | 20.7 | 4.3 | 0.33 | 0 | 0.17 | 0 | 0 | -0.01 | -0.1 | -0.08 | 0 | 0.28 | 0.28 | 0.23 | 26.1 | 1319.065 | 0.5
D | 4002 | 2016-06-28 | 1 | OFF | 21.43 | 4.3 | 0.04 | 0 | 0.04 | 0 | 0 | -0.01 | -0.02 | -0.08 | 0 | 0.28 | 0.28 | 0.23 | 26.49 | 1219.41 | 0.08
D | 4002 | 2016-06-28 | 2 | OFF | 21.48 | 4.3 | 0.04 | 0 | 0.07 | 0 | 0 | 0.06 | -0.01 | -0.08 | 0 | 0.28 | 0.28 | 0.23 | 26.65 | 1162.062 | 0.11
D | 4002 | 2016-06-28 | 3 | OFF | 21.09 | 4.3 | 0.04 | 0 | 0.09 | 0 | 0 | -0.04 | -0.02 | -0.08 | 0 | 0.28 | 0.28 | 0.23 | 26.17 | 1125.031 | 0.13
D | 4002 | 2016-06-28 | 4 | OFF | 21.25 | 4.3 | 0.04 | 0 | 0.07 | 0 | 0 | -0.04 | -0.06 | -0.08 | 0 | 0.28 | 0.28 | 0.23 | 26.27 | 1115.582 | 0.11
D | 4002 | 2016-06-28 | 5 | OFF | 22.23 | 4.3 | 0.04 | 0 | 0.06 | 0 | 0 | -0.03 | -0.05 | -0.08 | 0 | 0.28 | 0.28 | 0.23 | 27.26 | 1140.856 | 0.1
D | 4002 | 2016-06-28 | 6 | OFF | 23.32 | 4.3 | 0.04 | 0 | 0.12 | 0 | 0 | 0 | -0.02 | -0.08 | 0 | 0.28 | 0.28 | 0.23 | 28.47 | 1218.503 | 0.16
D | 4002 | 2016-06-28 | 7 | OFF | 24.24 | 4.3 | 0.04 | 0 | 0.35 | 0 | 0 | 0.01 | -0.05 | -0.08 | 0 | 0.28 | 0.28 | 0.23 | 29.6 | 1358.792 | 0.39
D | 4002 | 2016-06-28 | 8 | ON | 22.3 | 4.3 | 0.04 | 0 | 0.47 | 1.16 | 0 | 0 | -0.07 | -0.08 | 0.01 | 0.28 | 0.28 | 0.23 | 28.92 | 1493.459 | 1.68
D | 4002 | 2016-06-28 | 9 | ON | 27.38 | 4.3 | 0.04 | 0 | 0.27 | 1.1 | 0 | -0.02 | -0.1 | -0.08 | 0.02 | 0.28 | 0.28 | 0.23 | 33.7 | 1570.571 | 1.43
D | 4002 | 2016-06-28 | 10 | ON | 23.78 | 4.3 | 0.04 | 0 | 0.1 | 1.07 | 0 | 0 | -0.1 | -0.08 | 0.03 | 0.28 | 0.28 | 0.23 | 29.93 | 1625.472 | 1.24
D | 4002 | 2016-06-28 | 11 | ON | 22.78 | 4.3 | 0.04 | 0 | 0.08 | 1.03 | 0 | -0.03 | -0.11 | -0.08 | 0.05 | 0.28 | 0.28 | 0.23 | 28.85 | 1676.434 | 1.2
D | 4002 | 2016-06-28 | 12 | ON | 24.64 | 4.3 | 0.04 | 0 | 0.07 | 1.02 | 0 | -0.03 | -0.12 | -0.08 | 0.05 | 0.28 | 0.28 | 0.23 | 30.68 | 1706.904 | 1.18
D | 4002 | 2016-06-28 | 13 | ON | 27.99 | 4.3 | 0.04 | 0 | 0.07 | 1.01 | 0 | -0.04 | -0.12 | -0.08 | 0.05 | 0.28 | 0.28 | 0.23 | 34.01 | 1709.779 | 1.17
D | 4002 | 2016-06-28 | 14 | ON | 24.03 | 4.3 | 0.04 | 0 | 0.04 | 1 | 0 | -0.02 | -0.13 | -0.08 | 0.06 | 0.28 | 0.28 | 0.23 | 30.03 | 1732.001 | 1.14
D | 4002 | 2016-06-28 | 15 | ON | 21.87 | 4.3 | 0.04 | 0 | 0.05 | 1 | 0 | -0.05 | -0.14 | -0.08 | 0.06 | 0.28 | 0.28 | 0.23 | 27.84 | 1748.231 | 1.15
D | 4002 | 2016-06-28 | 16 | ON | 21.68 | 4.3 | 0.04 | 0 | 0.04 | 1 | 0 | -0.05 | -0.14 | -0.08 | 0.06 | 0.28 | 0.28 | 0.23 | 27.64 | 1756.645 | 1.14
D | 4002 | 2016-06-28 | 17 | ON | 21.46 | 4.3 | 0.04 | 0 | 0.04 | 0.97 | 0 | -0.04 | -0.14 | -0.08 | 0.06 | 0.28 | 0.28 | 0.23 | 27.4 | 1766.123 | 1.11
D | 4002 | 2016-06-28 | 18 | ON | 21.11 | 4.3 | 0.04 | 0 | 0.13 | 0.97 | 0 | -0.03 | -0.15 | -0.08 | 0.06 | 0.28 | 0.28 | 0.23 | 27.14 | 1759.618 | 1.2
D | 4002 | 2016-06-28 | 19 | ON | 22.17 | 4.3 | 0.04 | 0 | 0.07 | 0.98 | 0 | -0.02 | -0.12 | -0.08 | 0 | 0.28 | 0.28 | 0.23 | 28.13 | 1729.063 | 1.09
D | 4002 | 2016-06-28 | 20 | ON | 21.85 | 4.3 | 0.04 | 0 | 0.06 | 1 | 0 | -0.04 | -0.11 | -0.08 | 0 | 0.28 | 0.28 | 0.23 | 27.81 | 1689.818 | 1.1
D | 4002 | 2016-06-28 | 21 | ON | 23.67 | 4.3 | 0.04 | 0 | 0.03 | 1 | 0 | -0.06 | -0.1 | -0.08 | 0 | 0.28 | 0.28 | 0.23 | 29.59 | 1664.424 | 1.07
D | 4002 | 2016-06-28 | 22 | ON | 28.13 | 4.3 | 0.04 | 0 | 0.05 | 1.04 | 0 | -0.04 | -0.08 | -0.08 | 0 | 0.28 | 0.28 | 0.23 | 34.15 | 1583.865 | 1.13
D | 4002 | 2016-06-28 | 23 | ON | 22.28 | 4.3 | 0.04 | 0 | 0.11 | 1.14 | 0 | -0.07 | -0.04 | -0.08 | 0 | 0.28 | 0.28 | 0.23 | 28.47 | 1429.387 | 1.29
D | 4002 | 2016-06-28 | 24 | OFF | 20.19 | 4.3 | 0.04 | 0 | 0.29 | 0 | 0 | 0 | -0.05 | -0.08 | 0 | 0.28 | 0.28 | 0.23 | 25.48 | 1286.52 | 0.33
D | 4002 | 2016-06-29 | 1 | OFF | 20.01 | 4.3 | 0.3 | 0 | 0.14 | 0 | 0 | -0.03 | -0.03 | -0.08 | 0 | 0.28 | 0.28 | 0.23 | 25.4 | 1185.28 | 0.44
D | 4002 | 2016-06-29 | 2 | OFF | 21.31 | 4.3 | 0.3 | 0 | 0.06 | 0 | 0 | 0.02 | -0.01 | -0.08 | 0 | 0.28 | 0.28 | 0.23 | 26.69 | 1132.742 | 0.36
D | 4002 | 2016-06-29 | 3 | OFF | 22.16 | 4.3 | 0.3 | 0 | 0.07 | 0 | 0 | -0.02 | -0.01 | -0.08 | 0 | 0.28 | 0.28 | 0.23 | 27.51 | 1099.558 | 0.37
D | 4002 | 2016-06-29 | 4 | OFF | 21.33 | 4.3 | 0.3 | 0 | 0.07 | 0 | 0 | 0.01 | 0 | -0.08 | 0 | 0.28 | 0.28 | 0.23 | 26.72 | 1089.965 | 0.37
D | 4002 | 2016-06-29 | 5 | OFF | 21.29 | 4.3 | 0.3 | 0 | 0.07 | 0 | 0 | -0.02 | 0 | -0.08 | 0 | 0.28 | 0.28 | 0.23 | 26.65 | 1114.463 | 0.37
D | 4002 | 2016-06-29 | 6 | OFF | 23.22 | 4.3 | 0.3 | 0 | 0.18 | 0 | 0 | -0.01 | -0.01 | -0.08 | 0 | 0.28 | 0.28 | 0.23 | 28.69 | 1192.758 | 0.48
D | 4002 | 2016-06-29 | 7 | OFF | 26.6 | 4.3 | 0.3 | 0 | 0.6 | 0 | 0 | -0.03 | -0.03 | -0.08 | 0 | 0.28 | 0.28 | 0.23 | 32.45 | 1341.732 | 0.9
D | 4002 | 2016-06-29 | 8 | ON | 46.93 | 4.3 | 0.3 | 0 | 0.63 | 1.16 | 0 | -0.06 | -0.03 | -0.08 | 0.07 | 0.28 | 0.28 | 0.23 | 54.01 | 1483.004 | 2.16
D | 4002 | 2016-06-29 | 9 | ON | 27.31 | 4.3 | 0.3 | 0 | 0.15 | 1.1 | 0 | -0.03 | -0.06 | -0.08 | 0.05 | 0.28 | 0.28 | 0.23 | 33.83 | 1566.044 | 1.6
D | 4002 | 2016-06-29 | 10 | ON | 26.5 | 4.3 | 0.3 | 0 | 0.1 | 1.05 | 0 | 0.01 | -0.08 | -0.08 | 0.05 | 0.28 | 0.28 | 0.23 | 32.94 | 1623.497 | 1.5
D | 4002 | 2016-06-29 | 11 | ON | 30.39 | 4.3 | 0.3 | 0 | 0.08 | 1.01 | 0 | -0.02 | -0.09 | -0.08 | 0.05 | 0.28 | 0.28 | 0.23 | 36.73 | 1693.96 | 1.44
D | 4002 | 2016-06-29 | 12 | ON | 33.17 | 4.3 | 0.3 | 0 | 0.25 | 0.98 | 0.01 | 0.01 | -0.09 | -0.08 | 0.05 | 0.28 | 0.28 | 0.23 | 39.69 | 1753.87 | 1.59
D | 4002 | 2016-06-29 | 13 | ON | 36.65 | 4.3 | 0.3 | 0 | 0.2 | 0.96 | 0 | -0.06 | -0.11 | -0.08 | 0.05 | 0.28 | 0.28 | 0.23 | 43 | 1775.654 | 1.51
D | 4002 | 2016-06-29 | 14 | ON | 38.82 | 4.3 | 0.3 | 0 | 0.19 | 0.94 | 0 | -0.02 | -0.1 | -0.08 | 0.06 | 0.28 | 0.28 | 0.23 | 45.2 | 1802.06 | 1.49
D | 4002 | 2016-06-29 | 15 | ON | 37.64 | 4.3 | 0.3 | 0 | 0.19 | 0.92 | 0 | -0.05 | -0.12 | -0.08 | 0.06 | 0.28 | 0.28 | 0.23 | 43.95 | 1813.172 | 1.47
D | 4002 | 2016-06-29 | 16 | ON | 33.27 | 4.3 | 0.3 | 0 | 0.18 | 0.91 | 0 | -0.03 | -0.14 | -0.08 | 0.05 | 0.28 | 0.28 | 0.23 | 39.55 | 1833.688 | 1.44
D | 4002 | 2016-06-29 | 17 | ON | 38.74 | 4.3 | 0.3 | 0 | 0.19 | 0.9 | 0 | -0.05 | -0.15 | -0.08 | 0.04 | 0.28 | 0.28 | 0.23 | 44.98 | 1849.813 | 1.43
D | 4002 | 2016-06-29 | 18 | ON | 39.64 | 4.3 | 0.3 | 0 | 0.12 | 0.85 | 0 | -0.06 | -0.16 | -0.08 | 0.05 | 0.28 | 0.28 | 0.23 | 45.75 | 1851.764 | 1.32
D | 4002 | 2016-06-29 | 19 | ON | 52.16 | 4.3 | 0.3 | 0 | 0.37 | 0.89 | 0.35 | -0.08 | -0.14 | -0.08 | 0 | 0.28 | 0.28 | 0.23 | 58.86 | 1818.058 | 1.91
D | 4002 | 2016-06-29 | 20 | ON | 40.49 | 4.3 | 0.3 | 0 | 0.17 | 0.95 | 0 | -0.08 | -0.12 | -0.08 | 0 | 0.28 | 0.28 | 0.23 | 46.72 | 1760.204 | 1.42
D | 4002 | 2016-06-29 | 21 | ON | 28.7 | 4.3 | 0.3 | 0 | 0.1 | 0.98 | 0 | -0.05 | -0.09 | -0.08 | 0 | 0.28 | 0.28 | 0.23 | 34.95 | 1703.301 | 1.38
D | 4002 | 2016-06-29 | 22 | ON | 32.37 | 4.3 | 0.3 | 0 | 0.12 | 1.02 | 0 | -0.05 | -0.05 | -0.08 | 0 | 0.28 | 0.28 | 0.23 | 38.72 | 1623.184 | 1.44
D | 4002 | 2016-06-29 | 23 | ON | 23.25 | 4.3 | 0.3 | 0 | 0.16 | 1.12 | 0 | -0.06 | -0.03 | -0.08 | 0 | 0.28 | 0.28 | 0.23 | 29.75 | 1448.086 | 1.58
D | 4002 | 2016-06-29 | 24 | OFF | 16.31 | 4.3 | 0.3 | 0 | 0.2 | 0 | 0 | -0.01 | -0.06 | -0.08 | 0 | 0.28 | 0.28 | 0.23 | 21.75 | 1280.259 | 0.5
D | 4002 | 2016-06-30 | 1 | OFF | 20.28 | 4.3 | 0.47 | 0 | 0.09 | 0 | 0 | 0 | -0.03 | -0.08 | 0 | 0.28 | 0.28 | 0.23 | 25.82 | 1165.205 | 0.56
D | 4002 | 2016-06-30 | 2 | OFF | 17.47 | 4.3 | 0.47 | 0 | 0.06 | 0 | 0 | -0.01 | -0.04 | -0.08 | 0 | 0.28 | 0.28 | 0.23 | 22.96 | 1095.517 | 0.53
D | 4002 | 2016-06-30 | 3 | OFF | 4.69 | 4.3 | 0.47 | 0 | 0.12 | 0 | 0 | 0.01 | -0.09 | -0.08 | 0 | 0.28 | 0.28 | 0.23 | 10.21 | 1052.842 | 0.59
D | 4002 | 2016-06-30 | 4 | OFF | 10.42 | 4.3 | 0.47 | 0 | 0.21 | 0 | 0 | -0.02 | -0.06 | -0.08 | 0 | 0.28 | 0.28 | 0.23 | 16.03 | 1031.919 | 0.68
D | 4002 | 2016-06-30 | 5 | OFF | 21.47 | 4.3 | 0.47 | 0 | 0.08 | 0 | 0 | -0.04 | -0.02 | -0.08 | 0 | 0.28 | 0.28 | 0.23 | 26.97 | 1047.799 | 0.55
D | 4002 | 2016-06-30 | 6 | OFF | 11.05 | 4.3 | 0.47 | 0 | 0.23 | 0 | 0 | -0.02 | -0.05 | -0.08 | 0 | 0.28 | 0.28 | 0.23 | 16.69 | 1115.549 | 0.7
D | 4002 | 2016-06-30 | 7 | OFF | 16.87 | 4.3 | 0.47 | 0 | 0.22 | 0 | 0 | 0 | -0.05 | -0.08 | 0 | 0.28 | 0.28 | 0.23 | 22.52 | 1262.547 | 0.69
D | 4002 | 2016-06-30 | 8 | ON | 20.21 | 4.3 | 0.47 | 0 | 0.28 | 1.2 | 0 | -0.03 | -0.08 | -0.08 | 0.02 | 0.28 | 0.28 | 0.23 | 27.08 | 1416.76 | 1.97
D | 4002 | 2016-06-30 | 9 | ON | 25.16 | 4.3 | 0.47 | 0 | 0.12 | 1.13 | 0 | -0.01 | -0.07 | -0.08 | 0.02 | 0.28 | 0.28 | 0.23 | 31.83 | 1523.967 | 1.74
D | 4002 | 2016-06-30 | 10 | ON | 26.9 | 4.3 | 0.47 | 0 | 0.12 | 1.08 | 0 | -0.03 | -0.09 | -0.08 | 0.02 | 0.28 | 0.28 | 0.23 | 33.48 | 1601.299 | 1.69
D | 4002 | 2016-06-30 | 11 | ON | 26.28 | 4.3 | 0.47 | 0 | 0.09 | 1.04 | 0 | 0.04 | -0.1 | -0.08 | 0.02 | 0.28 | 0.28 | 0.23 | 32.85 | 1665.929 | 1.62
D | 4002 | 2016-06-30 | 12 | ON | 24.06 | 4.3 | 0.47 | 0 | 0.07 | 1.01 | 0 | -0.02 | -0.15 | -0.08 | 0.05 | 0.28 | 0.28 | 0.23 | 30.5 | 1708.94 | 1.6
D | 4002 | 2016-06-30 | 13 | ON | 24.94 | 4.3 | 0.47 | 0 | 0.06 | 0.99 | 0 | -0.05 | -0.13 | -0.08 | 0.02 | 0.28 | 0.28 | 0.23 | 31.31 | 1731.782 | 1.54
D | 4002 | 2016-06-30 | 14 | ON | 30.75 | 4.3 | 0.47 | 0 | 0.1 | 0.96 | 0 | -0.01 | -0.19 | -0.08 | 0.06 | 0.28 | 0.28 | 0.23 | 37.15 | 1769.223 | 1.59
D | 4002 | 2016-06-30 | 15 | ON | 30.8 | 4.3 | 0.47 | 0 | 0.1 | 0.94 | 0 | -0.01 | -0.22 | -0.08 | 0.06 | 0.28 | 0.28 | 0.23 | 37.15 | 1793.361 | 1.57
D | 4002 | 2016-06-30 | 16 | ON | 29.8 | 4.3 | 0.47 | 0 | 0.11 | 0.94 | 0 | -0.04 | -0.2 | -0.08 | 0.06 | 0.28 | 0.28 | 0.23 | 36.15 | 1809.201 | 1.58
D | 4002 | 2016-06-30 | 17 | ON | 33.05 | 4.3 | 0.47 | 0 | 0.12 | 0.93 | 0 | -0.07 | -0.2 | -0.08 | 0.07 | 0.28 | 0.28 | 0.23 | 39.38 | 1820.684 | 1.59
D | 4002 | 2016-06-30 | 18 | ON | 38.28 | 4.3 | 0.47 | 0 | 0.18 | 0.93 | 0 | -0.05 | -0.18 | -0.08 | 0.07 | 0.28 | 0.28 | 0.23 | 44.71 | 1821.493 | 1.65
D | 4002 | 2016-06-30 | 19 | ON | 30.29 | 4.3 | 0.47 | 0 | 0.1 | 0.94 | 0 | -0.03 | -0.16 | -0.08 | 0 | 0.28 | 0.28 | 0.23 | 36.62 | 1792.491 | 1.51
D | 4002 | 2016-06-30 | 20 | ON | 32.89 | 4.3 | 0.47 | 0 | 0.11 | 0.97 | 0 | -0.05 | -0.14 | -0.08 | 0 | 0.28 | 0.28 | 0.23 | 39.26 | 1733.159 | 1.55
D | 4002 | 2016-06-30 | 21 | ON | 31.11 | 4.3 | 0.47 | 0 | 0.1 | 1 | 0 | -0.05 | -0.1 | -0.08 | 0 | 0.28 | 0.28 | 0.23 | 37.54 | 1675.487 | 1.57
D | 4002 | 2016-06-30 | 22 | ON | 33.15 | 4.3 | 0.47 | 0 | 0.12 | 1.03 | 0 | -0.04 | -0.1 | -0.08 | 0 | 0.28 | 0.28 | 0.23 | 39.64 | 1602.686 | 1.62
D | 4002 | 2016-06-30 | 23 | ON | 31.14 | 4.3 | 0.47 | 0 | 0.48 | 1.13 | 0 | -0.09 | -0.02 | -0.08 | 0 | 0.28 | 0.28 | 0.23 | 38.12 | 1430.127 | 2.08
D | 4002 | 2016-06-30 | 24 | OFF | 22.12 | 4.3 | 0.47 | 0 | 0.33 | 0 | 0 | -0.01 | -0.06 | -0.08 | 0 | 0.28 | 0.28 | 0.23 | 27.86 | 1269.316 | 0.8
T | 720 lines

## whlsecost_hourly_4002_201607
C | Hourly Wholesale Load Cost Report
C | Filename: whlsecost_hourly_4002_201607.csv
C | Report for: 07 2016
C | Report generated: 02/28/2017 15:33:50 EST
H | Location ID | Local Date | Local Hour | OnOffPeak | RTLMP | Capacity | First Contingency | Second Contingency | Regulation | Forward Reserves | Real-Time Reserves | Inadvertent | Marginal Loss Rev Fund | Auction Rev Rights | Price Responsive Demand Cost | ISO Sched 2 | ISO Sched 3 | NEPOOL Exp | Total Cost | RTLO | Total Ancillary & NCPC
H | Number | Date | Number | String | Number | Number | Number | Number | Number | Number | Number | Number | Number | Number | Number | Number | Number | Number | Number | Number
D | 4002 | 2016-07-01 | 1 | OFF | 23.97 | 4.15 | 0.07 | 0 | 0.1 | 0 | 0 | 0.01 | -0.02 | -0.06 | 0 | 0.28 | 0.27 | 0.23 | 29 | 1152.692 | 0.17
D | 4002 | 2016-07-01 | 2 | OFF | 24.09 | 4.15 | 0.07 | 0 | 0.09 | 0 | 0 | 0 | -0.02 | -0.06 | 0 | 0.28 | 0.27 | 0.23 | 29.1 | 1083.79 | 0.16
D | 4002 | 2016-07-01 | 3 | OFF | 25.29 | 4.15 | 0.07 | 0 | 0.08 | 0 | 0 | -0.04 | -0.04 | -0.06 | 0 | 0.28 | 0.27 | 0.23 | 30.23 | 1036.256 | 0.15
D | 4002 | 2016-07-01 | 4 | OFF | 23.1 | 4.15 | 0.07 | 0 | 0.09 | 0 | 0 | -0.05 | -0.04 | -0.06 | 0 | 0.28 | 0.27 | 0.23 | 28.04 | 1018.809 | 0.16
D | 4002 | 2016-07-01 | 5 | OFF | 23.89 | 4.15 | 0.07 | 0 | 0.09 | 0 | 0 | -0.01 | -0.03 | -0.06 | 0 | 0.28 | 0.27 | 0.23 | 28.88 | 1030.316 | 0.16
D | 4002 | 2016-07-01 | 6 | OFF | 23.76 | 4.15 | 0.07 | 0 | 0.27 | 0 | 0 | 0.01 | -0.03 | -0.06 | 0 | 0.28 | 0.27 | 0.23 | 28.95 | 1084.169 | 0.34
D | 4002 | 2016-07-01 | 7 | OFF | 23.4 | 4.15 | 0.07 | 0 | 0.59 | 0 | 0 | 0.01 | -0.07 | -0.06 | 0 | 0.28 | 0.27 | 0.23 | 28.87 | 1211.754 | 0.66
D | 4002 | 2016-07-01 | 8 | ON | 22.36 | 4.15 | 0.07 | 0 | 0.46 | 1.33 | 0 | -0.02 | -0.07 | -0.06 | 0.01 | 0.28 | 0.27 | 0.23 | 29.01 | 1369.128 | 1.87
D | 4002 | 2016-07-01 | 9 | ON | 32.19 | 4.15 | 0.07 | 0 | 0.18 | 1.23 | 0 | -0.04 | -0.11 | -0.06 | 0.02 | 0.28 | 0.27 | 0.23 | 38.41 | 1485.326 | 1.5
D | 4002 | 2016-07-01 | 10 | ON | 37.07 | 4.15 | 0.07 | 0 | 0.15 | 1.16 | 0 | -0.05 | -0.12 | -0.06 | 0.02 | 0.28 | 0.27 | 0.23 | 43.17 | 1584.601 | 1.4
D | 4002 | 2016-07-01 | 11 | ON | 40.16 | 4.15 | 0.07 | 0 | 0.16 | 1.1 | 0 | -0.07 | -0.12 | -0.06 | 0.03 | 0.28 | 0.27 | 0.23 | 46.2 | 1678.173 | 1.36
D | 4002 | 2016-07-01 | 12 | ON | 45.61 | 4.15 | 0.07 | 0 | 0.17 | 1.06 | 0 | -0.06 | -0.14 | -0.06 | 0.04 | 0.28 | 0.27 | 0.23 | 51.62 | 1734.205 | 1.34
D | 4002 | 2016-07-01 | 13 | ON | 51.7 | 4.15 | 0.07 | 0 | 0.19 | 1 | 0 | -0.02 | -0.15 | -0.06 | 0.04 | 0.28 | 0.27 | 0.23 | 57.7 | 1758.354 | 1.3
D | 4002 | 2016-07-01 | 14 | ON | 47.6 | 4.15 | 0.07 | 0 | 0.2 | 1.04 | 0 | 0.01 | -0.17 | -0.06 | 0.04 | 0.28 | 0.27 | 0.23 | 53.66 | 1781.217 | 1.35
D | 4002 | 2016-07-01 | 15 | ON | 40.12 | 4.15 | 0.07 | 0 | 0.16 | 1.04 | 0 | -0.01 | -0.18 | -0.06 | 0.04 | 0.28 | 0.27 | 0.23 | 46.11 | 1786.004 | 1.31
D | 4002 | 2016-07-01 | 16 | ON | 36.1 | 4.15 | 0.07 | 0 | 0.14 | 1.05 | 0 | 0.05 | -0.18 | -0.06 | 0.04 | 0.28 | 0.27 | 0.23 | 42.14 | 1771.347 | 1.3
D | 4002 | 2016-07-01 | 17 | ON | 44.14 | 4.15 | 0.07 | 0 | 0.17 | 1.06 | 0 | -0.02 | -0.16 | -0.06 | 0.04 | 0.28 | 0.27 | 0.23 | 50.17 | 1753.838 | 1.34
D | 4002 | 2016-07-01 | 18 | ON | 51.31 | 4.15 | 0.07 | 0 | 0.24 | 1.07 | 0 | 0.01 | -0.1 | -0.06 | 0.04 | 0.28 | 0.27 | 0.23 | 57.51 | 1734.436 | 1.42
D | 4002 | 2016-07-01 | 19 | ON | 34.16 | 4.15 | 0.07 | 0 | 0.21 | 1.1 | 0 | 0.01 | -0.1 | -0.06 | 0 | 0.28 | 0.27 | 0.23 | 40.32 | 1698.567 | 1.38
D | 4002 | 2016-07-01 | 20 | ON | 24.06 | 4.15 | 0.07 | 0 | 0.09 | 1.13 | 0 | -0.01 | -0.09 | -0.06 | 0 | 0.28 | 0.27 | 0.23 | 30.12 | 1655.905 | 1.29
D | 4002 | 2016-07-01 | 21 | ON | 23.87 | 4.15 | 0.07 | 0 | 0.1 | 1.15 | 0 | -0.02 | -0.1 | -0.06 | 0 | 0.28 | 0.27 | 0.23 | 29.94 | 1634.785 | 1.32
D | 4002 | 2016-07-01 | 22 | ON | 27.65 | 4.15 | 0.07 | 0 | 0.12 | 1.19 | 0 | -0.01 | -0.04 | -0.06 | 0 | 0.28 | 0.27 | 0.23 | 33.85 | 1564.107 | 1.38
D | 4002 | 2016-07-01 | 23 | ON | 22.63 | 4.15 | 0.07 | 0 | 0.27 | 1.3 | 0 | 0.01 | -0.02 | -0.06 | 0 | 0.28 | 0.27 | 0.23 | 29.13 | 1419.75 | 1.64
D | 4002 | 2016-07-01 | 24 | OFF | 19.31 | 4.15 | 0.07 | 0 | 0.17 | 0 | 0 | 0 | -0.01 | -0.06 | 0 | 0.28 | 0.27 | 0.23 | 24.41 | 1266.762 | 0.24
D | 4002 | 2016-07-02 | 1 | OFF | 24.78 | 4.15 | 0.36 | 0 | 0.11 | 0 | 0 | -0.05 | -0.08 | -0.06 | 0 | 0.28 | 0.27 | 0.23 | 29.99 | 1155.726 | 0.47
D | 4002 | 2016-07-02 | 2 | OFF | 26.28 | 4.15 | 0.36 | 0 | 0.11 | 0 | 0 | -0.01 | -0.05 | -0.06 | 0 | 0.28 | 0.27 | 0.23 | 31.56 | 1080.082 | 0.47
D | 4002 | 2016-07-02 | 3 | OFF | 22.89 | 4.15 | 0.36 | 0 | 0.08 | 0 | 0 | 0 | -0.05 | -0.06 | 0 | 0.28 | 0.27 | 0.23 | 28.15 | 1034.434 | 0.44
D | 4002 | 2016-07-02 | 4 | OFF | 20.83 | 4.15 | 0.36 | 0 | 0.07 | 0 | 0 | 0.01 | -0.04 | -0.06 | 0 | 0.28 | 0.27 | 0.23 | 26.1 | 1013.096 | 0.43
D | 4002 | 2016-07-02 | 5 | OFF | 20.37 | 4.15 | 0.36 | 0 | 0.09 | 0 | 0 | -0.03 | -0.05 | -0.06 | 0 | 0.28 | 0.27 | 0.23 | 25.61 | 1008.064 | 0.45
D | 4002 | 2016-07-02 | 6 | OFF | 20.7 | 4.15 | 0.36 | 0 | 0.09 | 0 | 0 | -0.01 | -0.06 | -0.06 | 0 | 0.28 | 0.27 | 0.23 | 25.95 | 1011.387 | 0.45
D | 4002 | 2016-07-02 | 7 | OFF | 15.14 | 4.15 | 0.36 | 0 | 0.19 | 0 | 0 | 0 | -0.02 | -0.06 | 0 | 0.28 | 0.27 | 0.23 | 20.54 | 1070.158 | 0.55
D | 4002 | 2016-07-02 | 8 | OFF | 10.13 | 4.15 | 0.36 | 0 | 0.35 | 0 | 0 | 0 | -0.09 | -0.06 | 0 | 0.28 | 0.27 | 0.23 | 15.62 | 1175.888 | 0.71
D | 4002 | 2016-07-02 | 9 | OFF | 18.64 | 4.15 | 0.36 | 0 | 0.13 | 0 | 0 | 0 | -0.08 | -0.06 | 0 | 0.28 | 0.27 | 0.23 | 23.92 | 1294.937 | 0.49
D | 4002 | 2016-07-02 | 10 | OFF | 16.66 | 4.15 | 0.36 | 0 | 0.06 | 0 | 0 | 0.01 | -0.08 | -0.06 | 0 | 0.28 | 0.27 | 0.23 | 21.88 | 1371.367 | 0.42
D | 4002 | 2016-07-02 | 11 | OFF | 4.26 | 4.15 | 0.36 | 0 | 0.08 | 0 | 0 | 0.01 | -0.1 | -0.06 | 0 | 0.28 | 0.27 | 0.23 | 9.48 | 1403.203 | 0.44
D | 4002 | 2016-07-02 | 12 | OFF | 10.71 | 4.15 | 0.36 | 0 | 0.1 | 0 | 0 | 0 | -0.08 | -0.06 | 0 | 0.28 | 0.27 | 0.23 | 15.96 | 1409.067 | 0.46
D | 4002 | 2016-07-02 | 13 | OFF | 8.98 | 4.15 | 0.36 | 0 | 0.06 | 0 | 0 | 0.02 | -0.1 | -0.06 | 0 | 0.28 | 0.27 | 0.23 | 14.19 | 1402.314 | 0.42
D | 4002 | 2016-07-02 | 14 | OFF | -16.77 | 4.15 | 0.36 | 0 | 0.28 | 0 | 0 | 0.01 | -0.11 | -0.06 | 0 | 0.28 | 0.27 | 0.23 | -11.36 | 1387.94 | 0.64
D | 4002 | 2016-07-02 | 15 | OFF | 3.31 | 4.15 | 0.36 | 0 | 0.16 | 0 | 0 | -0.01 | -0.11 | -0.06 | 0 | 0.28 | 0.27 | 0.23 | 8.58 | 1382.406 | 0.52
D | 4002 | 2016-07-02 | 16 | OFF | -0.68 | 4.15 | 0.36 | 0 | 0.17 | 0 | 0 | 0 | -0.13 | -0.06 | 0 | 0.28 | 0.27 | 0.23 | 4.59 | 1386.316 | 0.53
D | 4002 | 2016-07-02 | 17 | OFF | 6.12 | 4.15 | 0.36 | 0 | 0.2 | 0 | 0 | -0.01 | -0.13 | -0.06 | 0 | 0.28 | 0.27 | 0.23 | 11.41 | 1398.721 | 0.56
D | 4002 | 2016-07-02 | 18 | OFF | 12.37 | 4.15 | 0.36 | 0 | 0.1 | 0 | 0 | -0.01 | -0.13 | -0.06 | 0 | 0.28 | 0.27 | 0.23 | 17.56 | 1409.953 | 0.46
D | 4002 | 2016-07-02 | 19 | OFF | 12.73 | 4.15 | 0.36 | 0 | 0.09 | 0 | 0 | -0.01 | -0.14 | -0.06 | 0 | 0.28 | 0.27 | 0.23 | 17.9 | 1391.32 | 0.45
D | 4002 | 2016-07-02 | 20 | OFF | 12.88 | 4.15 | 0.36 | 0 | 0.08 | 0 | 0 | -0.01 | -0.13 | -0.06 | 0 | 0.28 | 0.27 | 0.23 | 18.05 | 1348.029 | 0.44
D | 4002 | 2016-07-02 | 21 | OFF | 10.5 | 4.15 | 0.36 | 0 | 0.08 | 0 | 0 | 0 | -0.11 | -0.06 | 0 | 0.28 | 0.27 | 0.23 | 15.7 | 1318.05 | 0.44
D | 4002 | 2016-07-02 | 22 | OFF | 13.25 | 4.15 | 0.36 | 0 | 0.1 | 0 | 0 | -0.01 | -0.08 | -0.06 | 0 | 0.28 | 0.27 | 0.23 | 18.49 | 1279.255 | 0.46
D | 4002 | 2016-07-02 | 23 | OFF | 3.38 | 4.15 | 0.36 | 0 | 0.25 | 0 | 0 | -0.01 | -0.06 | -0.06 | 0 | 0.28 | 0.27 | 0.23 | 8.79 | 1174.954 | 0.61
D | 4002 | 2016-07-02 | 24 | OFF | -38.78 | 4.15 | 0.36 | 0 | 0.73 | 0 | 0 | 0.02 | -0.06 | -0.06 | 0 | 0.28 | 0.27 | 0.23 | -32.86 | 1059.951 | 1.09
D | 4002 | 2016-07-03 | 1 | OFF | -13.35 | 4.15 | 1.38 | 0 | 0.55 | 0 | 0 | 0.01 | -0.12 | -0.06 | 0 | 0.28 | 0.27 | 0.23 | -6.66 | 967.802 | 1.93
D | 4002 | 2016-07-03 | 2 | OFF | -40.35 | 4.15 | 1.38 | 0 | 0.34 | 0 | 0 | 0.06 | -0.16 | -0.06 | 0 | 0.28 | 0.27 | 0.23 | -33.86 | 909.653 | 1.72
D | 4002 | 2016-07-03 | 3 | OFF | -37.37 | 4.15 | 1.38 | 0 | 0.24 | 0 | 0 | -0.03 | -0.96 | -0.06 | 0 | 0.28 | 0.27 | 0.23 | -31.87 | 875.42 | 1.62
D | 4002 | 2016-07-03 | 4 | OFF | 10.63 | 4.15 | 1.38 | 0 | 0.21 | 0 | 0 | -0.04 | -0.03 | -0.06 | 0 | 0.28 | 0.27 | 0.23 | 17.02 | 860.753 | 1.59
D | 4002 | 2016-07-03 | 5 | OFF | 13.52 | 4.15 | 1.38 | 0 | 0.18 | 0 | 0 | 0 | -0.02 | -0.06 | 0 | 0.28 | 0.27 | 0.23 | 19.93 | 859.687 | 1.56
D | 4002 | 2016-07-03 | 6 | OFF | 13.8 | 4.15 | 1.38 | 0 | 0.16 | 0 | 0 | -0.05 | -0.02 | -0.06 | 0 | 0.28 | 0.27 | 0.23 | 20.14 | 863.92 | 1.54
D | 4002 | 2016-07-03 | 7 | OFF | 15.91 | 4.15 | 1.38 | 0 | 0.24 | 0 | 0 | 0.01 | -0.03 | -0.06 | 0 | 0.28 | 0.27 | 0.23 | 22.38 | 915.557 | 1.62
D | 4002 | 2016-07-03 | 8 | OFF | 1.67 | 4.15 | 1.38 | 0 | 0.41 | 0 | 0 | 0.01 | -0.06 | -0.06 | 0 | 0.28 | 0.27 | 0.23 | 8.28 | 1015.245 | 1.79
D | 4002 | 2016-07-03 | 9 | OFF | 1.47 | 4.15 | 1.38 | 0 | 0.43 | 0 | 0 | 0 | -0.04 | -0.06 | 0 | 0.28 | 0.27 | 0.23 | 8.11 | 1140.488 | 1.81
D | 4002 | 2016-07-03 | 10 | OFF | 2.09 | 4.15 | 1.38 | 0 | 0.25 | 0 | 0 | 0 | -0.07 | -0.06 | 0 | 0.28 | 0.27 | 0.23 | 8.52 | 1232.861 | 1.63
D | 4002 | 2016-07-03 | 11 | OFF | 11.2 | 4.15 | 1.38 | 0 | 0.18 | 0 | 0 | -0.02 | -0.1 | -0.06 | 0 | 0.28 | 0.27 | 0.23 | 17.51 | 1286.747 | 1.56
D | 4002 | 2016-07-03 | 12 | OFF | -0.18 | 4.15 | 1.38 | 0 | 0.23 | 0 | 0 | 0 | -0.09 | -0.06 | 0 | 0.28 | 0.27 | 0.23 | 6.21 | 1317.519 | 1.61
D | 4002 | 2016-07-03 | 13 | OFF | -2.59 | 4.15 | 1.38 | 0 | 0.18 | 0 | 0 | 0 | -0.11 | -0.06 | 0 | 0.28 | 0.27 | 0.23 | 3.73 | 1331.643 | 1.56
D | 4002 | 2016-07-03 | 14 | OFF | 11.2 | 4.15 | 1.38 | 0 | 0.09 | 0 | 0 | -0.01 | -0.11 | -0.06 | 0 | 0.28 | 0.27 | 0.23 | 17.42 | 1336.779 | 1.47
D | 4002 | 2016-07-03 | 15 | OFF | 11.84 | 4.15 | 1.38 | 0 | 0.08 | 0 | 0 | -0.01 | -0.11 | -0.06 | 0 | 0.28 | 0.27 | 0.23 | 18.05 | 1348.834 | 1.46
D | 4002 | 2016-07-03 | 16 | OFF | 8.76 | 4.15 | 1.38 | 0 | 0.2 | 0 | 0 | -0.01 | -0.14 | -0.06 | 0 | 0.28 | 0.27 | 0.23 | 15.06 | 1372.483 | 1.58
D | 4002 | 2016-07-03 | 17 | OFF | 11 | 4.15 | 1.38 | 0 | 0.09 | 0 | 0 | -0.01 | -0.14 | -0.06 | 0 | 0.28 | 0.27 | 0.23 | 17.19 | 1401.583 | 1.47
D | 4002 | 2016-07-03 | 18 | OFF | 12.22 | 4.15 | 1.38 | 0 | 0.08 | 0 | 0 | -0.01 | -0.15 | -0.06 | 0 | 0.28 | 0.27 | 0.23 | 18.39 | 1430.825 | 1.46
D | 4002 | 2016-07-03 | 19 | OFF | 4.1 | 4.15 | 1.38 | 0 | 0.1 | 0 | 0 | 0 | -0.11 | -0.06 | 0 | 0.28 | 0.27 | 0.23 | 10.34 | 1420.744 | 1.48
D | 4002 | 2016-07-03 | 20 | OFF | 8.03 | 4.15 | 1.38 | 0 | 0.08 | 0 | 0 | -0.01 | -0.15 | -0.06 | 0 | 0.28 | 0.27 | 0.23 | 14.2 | 1373.23 | 1.46
D | 4002 | 2016-07-03 | 21 | OFF | 15.16 | 4.15 | 1.38 | 0 | 0.13 | 0 | 0 | 0.02 | -0.14 | -0.06 | 0 | 0.28 | 0.27 | 0.23 | 21.42 | 1330.273 | 1.51
D | 4002 | 2016-07-03 | 22 | OFF | 15.6 | 4.15 | 1.38 | 0 | 0.1 | 0 | 0 | 0 | -0.1 | -0.06 | 0 | 0.28 | 0.27 | 0.23 | 21.85 | 1285.07 | 1.48
D | 4002 | 2016-07-03 | 23 | OFF | 4.84 | 4.15 | 1.38 | 0 | 0.3 | 0 | 0 | 0 | -0.09 | -0.06 | 0 | 0.28 | 0.27 | 0.23 | 11.3 | 1205.775 | 1.68
D | 4002 | 2016-07-03 | 24 | OFF | -27.03 | 4.15 | 1.38 | 0 | 0.38 | 0 | 0 | 0 | 0.03 | -0.06 | 0 | 0.28 | 0.27 | 0.23 | -20.37 | 1101.171 | 1.76
D | 4002 | 2016-07-04 | 1 | OFF | 19.88 | 4.15 | 0.99 | 0 | 0.22 | 0 | 0 | 0 | -0.02 | -0.06 | 0 | 0.28 | 0.27 | 0.23 | 25.94 | 1005.973 | 1.21
D | 4002 | 2016-07-04 | 2 | OFF | 21.49 | 4.15 | 0.99 | 0 | 0.07 | 0 | 0 | -0.06 | 0.01 | -0.06 | 0 | 0.28 | 0.27 | 0.23 | 27.37 | 945.105 | 1.06
D | 4002 | 2016-07-04 | 3 | OFF | 18.66 | 4.15 | 0.99 | 0 | 0.05 | 0 | 0 | 0 | 0 | -0.06 | 0 | 0.28 | 0.27 | 0.23 | 24.57 | 908.282 | 1.04
D | 4002 | 2016-07-04 | 4 | OFF | 18.21 | 4.15 | 0.99 | 0 | 0.04 | 0 | 0 | 0 | 0 | -0.06 | 0 | 0.28 | 0.27 | 0.23 | 24.11 | 891.029 | 1.03
D | 4002 | 2016-07-04 | 5 | OFF | -6.06 | 4.15 | 0.99 | 0 | 0.26 | 0 | 0 | 0 | -0.05 | -0.06 | 0 | 0.28 | 0.27 | 0.23 | 0.01 | 891.053 | 1.25
D | 4002 | 2016-07-04 | 6 | OFF | -2.52 | 4.15 | 0.99 | 0 | 0.36 | 0 | 0 | 0 | -0.06 | -0.06 | 0 | 0.28 | 0.27 | 0.23 | 3.64 | 897.225 | 1.35
D | 4002 | 2016-07-04 | 7 | OFF | -69.69 | 4.15 | 0.99 | 0 | 1.94 | 0 | 0 | 0.04 | -0.74 | -0.06 | 0 | 0.28 | 0.27 | 0.23 | -62.59 | 952.752 | 2.93
D | 4002 | 2016-07-04 | 8 | OFF | 0.39 | 4.15 | 0.99 | 0 | 0.7 | 0 | 0 | 0 | -0.07 | -0.06 | 0 | 0.28 | 0.27 | 0.23 | 6.88 | 1054.676 | 1.69
D | 4002 | 2016-07-04 | 9 | OFF | 6.64 | 4.15 | 0.99 | 0 | 0.34 | 0 | 0 | -0.01 | -0.09 | -0.06 | 0 | 0.28 | 0.27 | 0.23 | 12.74 | 1187.298 | 1.33
D | 4002 | 2016-07-04 | 10 | OFF | 18.27 | 4.15 | 0.99 | 0 | 0.07 | 0 | 0 | -0.02 | -0.07 | -0.06 | 0 | 0.28 | 0.27 | 0.23 | 24.11 | 1303.335 | 1.06
D | 4002 | 2016-07-04 | 11 | OFF | 21.2 | 4.15 | 0.99 | 0 | 0.07 | 0 | 0 | 0.01 | -0.08 | -0.06 | 0 | 0.28 | 0.27 | 0.23 | 27.06 | 1384.18 | 1.06
D | 4002 | 2016-07-04 | 12 | OFF | 19.08 | 4.15 | 0.99 | 0 | 0.05 | 0 | 0 | 0.01 | -0.09 | -0.06 | 0 | 0.28 | 0.27 | 0.23 | 24.91 | 1432.579 | 1.04
D | 4002 | 2016-07-04 | 13 | OFF | 18.43 | 4.15 | 0.99 | 0 | 0.15 | 0 | 0 | 0 | -0.13 | -0.06 | 0 | 0.28 | 0.27 | 0.23 | 24.31 | 1470.42 | 1.14
D | 4002 | 2016-07-04 | 14 | OFF | 17.59 | 4.15 | 0.99 | 0 | 0.19 | 0 | 0 | 0 | -0.12 | -0.06 | 0 | 0.28 | 0.27 | 0.23 | 23.52 | 1493.266 | 1.18
D | 4002 | 2016-07-04 | 15 | OFF | 19.72 | 4.15 | 0.99 | 0 | 0.19 | 0 | 0 | 0 | -0.12 | -0.06 | 0 | 0.28 | 0.27 | 0.23 | 25.65 | 1518.793 | 1.18
D | 4002 | 2016-07-04 | 16 | OFF | 22.63 | 4.15 | 0.99 | 0 | 0.15 | 0 | 0 | -0.01 | -0.11 | -0.06 | 0 | 0.28 | 0.27 | 0.23 | 28.52 | 1556.883 | 1.14
D | 4002 | 2016-07-04 | 17 | OFF | 26.09 | 4.15 | 0.99 | 0 | 0.07 | 0 | 0 | -0.02 | -0.11 | -0.06 | 0 | 0.28 | 0.27 | 0.23 | 31.89 | 1603.877 | 1.06
D | 4002 | 2016-07-04 | 18 | OFF | 31.56 | 4.15 | 0.99 | 0 | 0.12 | 0 | 0 | -0.02 | -0.1 | -0.06 | 0 | 0.28 | 0.27 | 0.23 | 37.42 | 1641.429 | 1.11
D | 4002 | 2016-07-04 | 19 | OFF | 28.49 | 4.15 | 0.99 | 0 | 0.12 | 0 | 0 | -0.03 | -0.09 | -0.06 | 0 | 0.28 | 0.27 | 0.23 | 34.35 | 1625.739 | 1.11
D | 4002 | 2016-07-04 | 20 | OFF | 24.93 | 4.15 | 0.99 | 0 | 0.15 | 0 | 0 | -0.02 | -0.1 | -0.06 | 0 | 0.28 | 0.27 | 0.23 | 30.82 | 1571.557 | 1.14
D | 4002 | 2016-07-04 | 21 | OFF | 24.46 | 4.15 | 0.99 | 0 | 0.06 | 0 | 0 | -0.01 | -0.09 | -0.06 | 0 | 0.28 | 0.27 | 0.23 | 30.28 | 1512.652 | 1.05
D | 4002 | 2016-07-04 | 22 | OFF | 27.12 | 4.15 | 0.99 | 0 | 0.12 | 0 | 0 | -0.05 | -0.11 | -0.06 | 0 | 0.28 | 0.27 | 0.23 | 32.94 | 1445.383 | 1.11
D | 4002 | 2016-07-04 | 23 | OFF | 22.64 | 4.15 | 0.99 | 0 | 0.21 | 0 | 0 | -0.04 | -0.05 | -0.06 | 0 | 0.28 | 0.27 | 0.23 | 28.62 | 1338.529 | 1.2
D | 4002 | 2016-07-04 | 24 | OFF | 20.05 | 4.15 | 0.99 | 0 | 0.46 | 0 | 0 | -0.01 | -0.03 | -0.06 | 0 | 0.28 | 0.27 | 0.23 | 26.33 | 1216.159 | 1.45
D | 4002 | 2016-07-05 | 1 | OFF | 18.22 | 4.15 | 0.85 | 0 | 0.1 | 0 | 0 | -0.04 | -0.05 | -0.06 | 0 | 0.28 | 0.27 | 0.23 | 23.95 | 1110.754 | 0.95
D | 4002 | 2016-07-05 | 2 | OFF | 16.25 | 4.15 | 0.85 | 0 | 0.07 | 0 | 0 | -0.02 | -0.05 | -0.06 | 0 | 0.28 | 0.27 | 0.23 | 21.97 | 1046.845 | 0.92
D | 4002 | 2016-07-05 | 3 | OFF | 12.72 | 4.15 | 0.85 | 0 | 0.11 | 0 | 0 | -0.02 | -0.03 | -0.06 | 0 | 0.28 | 0.27 | 0.23 | 18.5 | 1009.846 | 0.96
D | 4002 | 2016-07-05 | 4 | OFF | -26.4 | 4.15 | 0.85 | 0 | 0.31 | 0 | 0 | 0.02 | -0.16 | -0.06 | 0 | 0.28 | 0.27 | 0.23 | -20.51 | 999.713 | 1.16
D | 4002 | 2016-07-05 | 5 | OFF | 17.45 | 4.15 | 0.85 | 0 | 0.08 | 0 | 0 | -0.01 | -0.01 | -0.06 | 0 | 0.28 | 0.27 | 0.23 | 23.23 | 1021.703 | 0.93
D | 4002 | 2016-07-05 | 6 | OFF | 19.97 | 4.15 | 0.85 | 0 | 0.22 | 0 | 0 | -0.05 | -0.01 | -0.06 | 0 | 0.28 | 0.27 | 0.23 | 25.85 | 1081.303 | 1.07
D | 4002 | 2016-07-05 | 7 | OFF | 22.08 | 4.15 | 0.85 | 0 | 0.28 | 0 | 0 | 0.01 | -0.04 | -0.06 | 0 | 0.28 | 0.27 | 0.23 | 28.05 | 1215.881 | 1.13
D | 4002 | 2016-07-05 | 8 | ON | 21.57 | 4.15 | 0.85 | 0 | 0.2 | 1.27 | 0 | -0.01 | -0.07 | -0.06 | 0 | 0.28 | 0.27 | 0.23 | 28.68 | 1369.411 | 2.32
D | 4002 | 2016-07-05 | 9 | ON | 21.68 | 4.15 | 0.85 | 0 | 0.09 | 1.19 | 0 | -0.01 | -0.09 | -0.06 | 0 | 0.28 | 0.27 | 0.23 | 28.58 | 1481.746 | 2.13
D | 4002 | 2016-07-05 | 10 | ON | 22.67 | 4.15 | 0.85 | 0 | 0.08 | 1.14 | 0 | -0.03 | -0.13 | -0.06 | 0.01 | 0.28 | 0.27 | 0.23 | 29.46 | 1566.851 | 2.08
D | 4002 | 2016-07-05 | 11 | ON | 22.2 | 4.15 | 0.85 | 0 | 0.07 | 1.1 | 0 | -0.05 | -0.15 | -0.06 | 0.02 | 0.28 | 0.27 | 0.23 | 28.91 | 1651.682 | 2.04
D | 4002 | 2016-07-05 | 12 | ON | 26.56 | 4.15 | 0.85 | 0 | 0.07 | 1.06 | 0 | -0.06 | -0.18 | -0.06 | 0.02 | 0.28 | 0.27 | 0.23 | 33.19 | 1732.617 | 2
D | 4002 | 2016-07-05 | 13 | ON | 30.99 | 4.15 | 0.85 | 0 | 0.07 | 1.03 | 0 | -0.06 | -0.21 | -0.06 | 0.02 | 0.28 | 0.27 | 0.23 | 37.56 | 1778.163 | 1.97
D | 4002 | 2016-07-05 | 14 | ON | 33.57 | 4.15 | 0.85 | 0 | 0.12 | 1.02 | 0 | -0.05 | -0.2 | -0.06 | 0.02 | 0.28 | 0.27 | 0.23 | 40.2 | 1821.387 | 2.01
D | 4002 | 2016-07-05 | 15 | ON | 36.07 | 4.15 | 0.85 | 0 | 0.15 | 1 | 0 | -0.07 | -0.19 | -0.06 | 0.02 | 0.28 | 0.27 | 0.23 | 42.7 | 1859.95 | 2.02
D | 4002 | 2016-07-05 | 16 | ON | 41.07 | 4.15 | 0.85 | 0 | 0.05 | 0.97 | 0 | -0.06 | -0.23 | -0.06 | 0.02 | 0.28 | 0.27 | 0.23 | 47.54 | 1880.681 | 1.89
D | 4002 | 2016-07-05 | 17 | ON | 47.69 | 4.15 | 0.85 | 0 | 0.07 | 0.94 | 0 | -0.1 | -0.19 | -0.06 | 0.02 | 0.28 | 0.27 | 0.23 | 54.15 | 1915.168 | 1.88
D | 4002 | 2016-07-05 | 18 | ON | 61.39 | 4.15 | 0.85 | 0 | 0.09 | 0.89 | 0.44 | -0.14 | -0.11 | -0.06 | 0.03 | 0.28 | 0.27 | 0.23 | 68.31 | 1944.565 | 2.3
D | 4002 | 2016-07-05 | 19 | ON | 62.63 | 4.15 | 0.85 | 0 | 0.35 | 0.89 | 1.06 | -0.09 | -0.05 | -0.06 | 0 | 0.28 | 0.27 | 0.23 | 70.51 | 1929.127 | 3.15
D | 4002 | 2016-07-05 | 20 | ON | 102.41 | 4.15 | 0.85 | 0 | 0.29 | 0.79 | 2.11 | -0.24 | -0.27 | -0.06 | 0 | 0.28 | 0.27 | 0.23 | 110.81 | 1869.471 | 4.04
D | 4002 | 2016-07-05 | 21 | ON | 64.82 | 4.15 | 0.85 | 0 | 0.15 | 0.95 | 0 | -0.06 | -0.2 | -0.06 | 0 | 0.28 | 0.27 | 0.23 | 71.38 | 1801.157 | 1.95
D | 4002 | 2016-07-05 | 22 | ON | 47.12 | 4.15 | 0.85 | 0 | 0.1 | 0.98 | 0 | -0.02 | -0.16 | -0.06 | 0 | 0.28 | 0.27 | 0.23 | 53.74 | 1710.443 | 1.93
D | 4002 | 2016-07-05 | 23 | ON | 30.4 | 4.15 | 0.85 | 0 | 0.13 | 1.08 | 0 | 0.03 | -0.15 | -0.06 | 0 | 0.28 | 0.27 | 0.23 | 37.21 | 1518.31 | 2.06
D | 4002 | 2016-07-05 | 24 | OFF | 25.73 | 4.15 | 0.85 | 0 | 0.24 | 0 | 0 | -0.01 | -0.06 | -0.06 | 0 | 0.28 | 0.27 | 0.23 | 31.62 | 1346.242 | 1.09
D | 4002 | 2016-07-06 | 1 | OFF | 26.47 | 4.15 | 1.18 | 0 | 0.08 | 0 | 0 | 0.01 | -0.06 | -0.06 | 0 | 0.28 | 0.27 | 0.23 | 32.55 | 1230.103 | 1.26
D | 4002 | 2016-07-06 | 2 | OFF | 26.27 | 4.15 | 1.18 | 0 | 0.1 | 0 | 0 | -0.03 | -0.07 | -0.06 | 0 | 0.28 | 0.27 | 0.23 | 32.32 | 1154.341 | 1.28
D | 4002 | 2016-07-06 | 3 | OFF | 24.57 | 4.15 | 1.18 | 0 | 0.08 | 0 | 0 | -0.03 | -0.06 | -0.06 | 0 | 0.28 | 0.27 | 0.23 | 30.61 | 1104.518 | 1.26
D | 4002 | 2016-07-06 | 4 | OFF | 23.6 | 4.15 | 1.18 | 0 | 0.08 | 0 | 0 | -0.04 | -0.06 | -0.06 | 0 | 0.28 | 0.27 | 0.23 | 29.63 | 1085.046 | 1.26
D | 4002 | 2016-07-06 | 5 | OFF | 22.71 | 4.15 | 1.18 | 0 | 0.08 | 0 | 0 | -0.02 | -0.07 | -0.06 | 0 | 0.28 | 0.27 | 0.23 | 28.75 | 1100.647 | 1.26
D | 4002 | 2016-07-06 | 6 | OFF | 22.81 | 4.15 | 1.18 | 0 | 0.18 | 0 | 0 | -0.01 | -0.07 | -0.06 | 0 | 0.28 | 0.27 | 0.23 | 28.96 | 1158.882 | 1.36
D | 4002 | 2016-07-06 | 7 | OFF | 23.93 | 4.15 | 1.18 | 0 | 0.2 | 0 | 0 | -0.03 | -0.09 | -0.06 | 0 | 0.28 | 0.27 | 0.23 | 30.06 | 1308.851 | 1.38
D | 4002 | 2016-07-06 | 8 | ON | 29.07 | 4.15 | 1.18 | 0 | 0.3 | 1.18 | 0 | -0.04 | -0.12 | -0.06 | 0.01 | 0.28 | 0.27 | 0.23 | 36.45 | 1481.016 | 2.67
D | 4002 | 2016-07-06 | 9 | ON | 26.21 | 4.15 | 1.18 | 0 | 0.07 | 1.09 | 0 | 0 | -0.16 | -0.06 | 0.04 | 0.28 | 0.27 | 0.23 | 33.3 | 1627.263 | 2.38
D | 4002 | 2016-07-06 | 10 | ON | 30.88 | 4.15 | 1.18 | 0 | 0.06 | 1.02 | 0 | 0.04 | -0.2 | -0.06 | 0.06 | 0.28 | 0.27 | 0.23 | 37.91 | 1752.295 | 2.32
D | 4002 | 2016-07-06 | 11 | ON | 49.71 | 4.15 | 1.18 | 0 | 0.1 | 0.96 | 0 | -0.03 | -0.22 | -0.06 | 0.07 | 0.28 | 0.27 | 0.23 | 56.64 | 1870.105 | 2.31
D | 4002 | 2016-07-06 | 12 | ON | 60.47 | 4.15 | 1.18 | 0 | 0.12 | 0.92 | 0.06 | -0.11 | -0.31 | -0.06 | 0.08 | 0.28 | 0.27 | 0.23 | 67.28 | 1949.357 | 2.36
D | 4002 | 2016-07-06 | 13 | ON | 62.93 | 4.15 | 1.18 | 0 | 0.19 | 0.89 | 0 | -0.04 | -0.3 | -0.06 | 0.09 | 0.28 | 0.27 | 0.23 | 69.81 | 2013.399 | 2.35
D | 4002 | 2016-07-06 | 14 | ON | 73.65 | 4.15 | 1.18 | 0 | 0.11 | 0.84 | 0.01 | -0.2 | -0.34 | -0.06 | 0.09 | 0.28 | 0.27 | 0.23 | 80.21 | 2069.029 | 2.23
D | 4002 | 2016-07-06 | 15 | ON | 211.24 | 4.15 | 1.18 | 0 | 1 | -0.13 | 8.24 | 0.08 | -0.18 | -0.06 | 0.14 | 0.28 | 0.27 | 0.23 | 226.44 | 2095.915 | 10.43
D | 4002 | 2016-07-06 | 16 | ON | 176.57 | 4.15 | 1.18 | 0 | 1.06 | 0.35 | 5.85 | 0.06 | -0.32 | -0.06 | 0.14 | 0.28 | 0.27 | 0.23 | 189.76 | 2116.495 | 8.58
D | 4002 | 2016-07-06 | 17 | ON | 111.02 | 4.15 | 1.18 | 0 | 0.37 | 0.56 | 2.63 | 0.06 | -0.38 | -0.06 | 0.12 | 0.28 | 0.27 | 0.23 | 120.43 | 2122.18 | 4.86
D | 4002 | 2016-07-06 | 18 | ON | 109.47 | 4.15 | 1.18 | 0 | 0.36 | 0.8 | 1.98 | 0.07 | -0.35 | -0.06 | 0.11 | 0.28 | 0.27 | 0.23 | 118.49 | 2122.557 | 4.43
D | 4002 | 2016-07-06 | 19 | ON | 96.15 | 4.15 | 1.18 | 0 | 0.19 | 0.73 | 1.08 | 0.1 | -0.37 | -0.06 | 0 | 0.28 | 0.27 | 0.23 | 103.93 | 2086.106 | 3.18
D | 4002 | 2016-07-06 | 20 | ON | 52.66 | 4.15 | 1.18 | 0 | 0.21 | 0.87 | 0 | -0.04 | -0.26 | -0.06 | 0 | 0.28 | 0.27 | 0.23 | 59.49 | 2016.649 | 2.26
D | 4002 | 2016-07-06 | 21 | ON | 74.28 | 4.15 | 1.18 | 0 | 0.22 | 0.89 | 0.45 | -0.03 | -0.28 | -0.06 | 0 | 0.28 | 0.27 | 0.23 | 81.58 | 1937.743 | 2.74
D | 4002 | 2016-07-06 | 22 | ON | 61.74 | 4.15 | 1.18 | 0 | 0.32 | 0.93 | 0.3 | 0.01 | -0.16 | -0.06 | 0 | 0.28 | 0.27 | 0.23 | 69.19 | 1824.138 | 2.73
D | 4002 | 2016-07-06 | 23 | ON | 36.14 | 4.15 | 1.18 | 0 | 0.23 | 1.02 | 0 | -0.01 | -0.11 | -0.06 | 0 | 0.28 | 0.27 | 0.23 | 43.32 | 1614.419 | 2.43
D | 4002 | 2016-07-06 | 24 | OFF | 34.37 | 4.15 | 1.18 | 0 | 0.31 | 0 | 0 | -0.02 | -0.08 | -0.06 | 0 | 0.28 | 0.27 | 0.23 | 40.63 | 1436.069 | 1.49
D | 4002 | 2016-07-07 | 1 | OFF | 33.38 | 4.15 | 0.08 | 0.05 | 0.13 | 0 | 0 | 0 | -0.16 | -0.06 | 0 | 0.28 | 0.27 | 0.23 | 38.35 | 1307.5 | 0.26
D | 4002 | 2016-07-07 | 2 | OFF | 31.98 | 4.15 | 0.08 | 0.05 | 0.11 | 0 | 0 | 0 | -0.16 | -0.06 | 0 | 0.28 | 0.27 | 0.23 | 36.93 | 1227.823 | 0.24
D | 4002 | 2016-07-07 | 3 | OFF | 29.2 | 4.15 | 0.08 | 0.05 | 0.13 | 0 | 0 | -0.02 | -0.14 | -0.06 | 0 | 0.28 | 0.27 | 0.23 | 34.17 | 1175.092 | 0.26
D | 4002 | 2016-07-07 | 4 | OFF | 27.84 | 4.15 | 0.08 | 0.05 | 0.07 | 0 | 0 | -0.01 | -0.13 | -0.06 | 0 | 0.28 | 0.27 | 0.23 | 32.77 | 1148.421 | 0.2
D | 4002 | 2016-07-07 | 5 | OFF | 27.89 | 4.15 | 0.08 | 0.05 | 0.07 | 0 | 0 | -0.01 | -0.11 | -0.06 | 0 | 0.28 | 0.27 | 0.23 | 32.84 | 1162 | 0.2
D | 4002 | 2016-07-07 | 6 | OFF | 30.03 | 4.15 | 0.08 | 0.05 | 0.22 | 0 | 0 | 0 | -0.14 | -0.06 | 0 | 0.28 | 0.27 | 0.23 | 35.11 | 1219.782 | 0.35
D | 4002 | 2016-07-07 | 7 | OFF | 26.16 | 4.15 | 0.08 | 0.05 | 0.46 | 0 | 0 | 0.02 | -0.15 | -0.06 | 0 | 0.28 | 0.27 | 0.23 | 31.49 | 1341.964 | 0.59
D | 4002 | 2016-07-07 | 8 | ON | 28.49 | 4.15 | 0.08 | 0.05 | 0.28 | 1.16 | 0 | -0.01 | -0.14 | -0.06 | 0.04 | 0.28 | 0.27 | 0.23 | 34.82 | 1462.924 | 1.61
D | 4002 | 2016-07-07 | 9 | ON | 30.39 | 4.15 | 0.08 | 0.05 | 0.12 | 1.09 | 0 | 0.06 | -0.2 | -0.06 | 0.06 | 0.28 | 0.27 | 0.23 | 36.52 | 1559.234 | 1.4
D | 4002 | 2016-07-07 | 10 | ON | 26.44 | 4.15 | 0.08 | 0.05 | 0.08 | 1.04 | 0 | 0.01 | -0.2 | -0.06 | 0.06 | 0.28 | 0.27 | 0.23 | 32.43 | 1613.96 | 1.31
D | 4002 | 2016-07-07 | 11 | ON | 27.73 | 4.15 | 0.08 | 0.05 | 0.05 | 1 | 0 | -0.04 | -0.27 | -0.06 | 0.05 | 0.28 | 0.27 | 0.23 | 33.52 | 1668.927 | 1.23
D | 4002 | 2016-07-07 | 12 | ON | 39.1 | 4.15 | 0.08 | 0.05 | 0.09 | 0.94 | 0 | -0.06 | -0.35 | -0.06 | 0.06 | 0.28 | 0.27 | 0.23 | 44.78 | 1705.218 | 1.22
D | 4002 | 2016-07-07 | 13 | ON | 46.54 | 4.15 | 0.08 | 0.05 | 0.13 | 0.92 | 0 | -0.04 | -0.39 | -0.06 | 0.07 | 0.28 | 0.27 | 0.23 | 52.23 | 1743.885 | 1.25
D | 4002 | 2016-07-07 | 14 | ON | 44.24 | 4.15 | 0.08 | 0.05 | 0.09 | 0.92 | 0 | -0.09 | -0.4 | -0.06 | 0.08 | 0.28 | 0.27 | 0.23 | 49.84 | 1812.161 | 1.22
D | 4002 | 2016-07-07 | 15 | ON | 60.59 | 4.15 | 0.08 | 0.05 | 0.22 | 0.91 | 0.28 | -0.05 | -0.47 | -0.06 | 0.09 | 0.28 | 0.27 | 0.23 | 66.57 | 1854.324 | 1.63
D | 4002 | 2016-07-07 | 16 | ON | 44.34 | 4.15 | 0.08 | 0.05 | 0.18 | 0.93 | 0 | 0.02 | -0.43 | -0.06 | 0.09 | 0.28 | 0.27 | 0.23 | 50.13 | 1883.474 | 1.33
D | 4002 | 2016-07-07 | 17 | ON | 35.72 | 4.15 | 0.08 | 0.05 | 0.14 | 0.93 | 0 | -0.05 | -0.42 | -0.06 | 0.08 | 0.28 | 0.27 | 0.23 | 41.4 | 1903.518 | 1.28
D | 4002 | 2016-07-07 | 18 | ON | 30.35 | 4.15 | 0.08 | 0.05 | 0.09 | 0.94 | 0 | -0.01 | -0.42 | -0.06 | 0.08 | 0.28 | 0.27 | 0.23 | 36.03 | 1883.736 | 1.24
D | 4002 | 2016-07-07 | 19 | ON | 33.65 | 4.15 | 0.08 | 0.05 | 0.1 | 0.97 | 0 | -0.06 | -0.42 | -0.06 | 0 | 0.28 | 0.27 | 0.23 | 39.24 | 1831.995 | 1.2
D | 4002 | 2016-07-07 | 20 | ON | 31.92 | 4.15 | 0.08 | 0.05 | 0.1 | 1 | 0 | -0.05 | -0.38 | -0.06 | 0 | 0.28 | 0.27 | 0.23 | 37.59 | 1776.429 | 1.23
D | 4002 | 2016-07-07 | 21 | ON | 27.56 | 4.15 | 0.08 | 0.05 | 0.07 | 1.01 | 0 | -0.05 | -0.34 | -0.06 | 0 | 0.28 | 0.27 | 0.23 | 33.25 | 1734.78 | 1.21
D | 4002 | 2016-07-07 | 22 | ON | 26.55 | 4.15 | 0.08 | 0.05 | 0.06 | 1.05 | 0 | -0.06 | -0.32 | -0.06 | 0 | 0.28 | 0.27 | 0.23 | 32.28 | 1632.243 | 1.24
D | 4002 | 2016-07-07 | 23 | ON | 24.67 | 4.15 | 0.08 | 0.05 | 0.13 | 1.15 | 0 | -0.05 | -0.23 | -0.06 | 0 | 0.28 | 0.27 | 0.23 | 30.67 | 1457.107 | 1.41
D | 4002 | 2016-07-07 | 24 | OFF | 21.69 | 4.15 | 0.08 | 0.05 | 0.17 | 0 | 0 | -0.05 | -0.17 | -0.06 | 0 | 0.28 | 0.27 | 0.23 | 26.64 | 1295.375 | 0.3
D | 4002 | 2016-07-08 | 1 | OFF | 20.01 | 4.15 | 0.46 | 0.02 | 0.06 | 0 | 0 | 0 | -0.14 | -0.06 | 0 | 0.28 | 0.27 | 0.23 | 25.28 | 1189.773 | 0.54
D | 4002 | 2016-07-08 | 2 | OFF | 12.84 | 4.15 | 0.46 | 0.02 | 0.05 | 0 | 0 | 0 | -0.15 | -0.06 | 0 | 0.28 | 0.27 | 0.23 | 18.09 | 1126.699 | 0.53
D | 4002 | 2016-07-08 | 3 | OFF | 13.96 | 4.15 | 0.46 | 0.02 | 0.06 | 0 | 0 | -0.01 | -0.09 | -0.06 | 0 | 0.28 | 0.27 | 0.23 | 19.27 | 1092.509 | 0.54
D | 4002 | 2016-07-08 | 4 | OFF | 15.35 | 4.15 | 0.46 | 0.02 | 0.05 | 0 | 0 | 0.01 | -0.1 | -0.06 | 0 | 0.28 | 0.27 | 0.23 | 20.66 | 1080.603 | 0.53
D | 4002 | 2016-07-08 | 5 | OFF | 11.63 | 4.15 | 0.46 | 0.02 | 0.1 | 0 | 0 | -0.03 | -0.08 | -0.06 | 0 | 0.28 | 0.27 | 0.23 | 16.97 | 1099.648 | 0.58
D | 4002 | 2016-07-08 | 6 | OFF | 17.91 | 4.15 | 0.46 | 0.02 | 0.2 | 0 | 0 | 0 | -0.04 | -0.06 | 0 | 0.28 | 0.27 | 0.23 | 23.42 | 1166.33 | 0.68
D | 4002 | 2016-07-08 | 7 | OFF | 23.11 | 4.15 | 0.46 | 0.02 | 0.43 | 0 | 0 | 0 | -0.13 | -0.06 | 0 | 0.28 | 0.27 | 0.23 | 28.76 | 1285.517 | 0.91
D | 4002 | 2016-07-08 | 8 | ON | 9.3 | 4.15 | 0.46 | 0.02 | 0.66 | 1.23 | 0 | -0.01 | -0.2 | -0.06 | 0.03 | 0.28 | 0.27 | 0.23 | 16.36 | 1396.97 | 2.4
D | 4002 | 2016-07-08 | 9 | ON | 7.84 | 4.15 | 0.46 | 0.02 | 0.32 | 1.17 | 0 | 0 | -0.25 | -0.06 | 0.03 | 0.28 | 0.27 | 0.23 | 14.46 | 1470.943 | 2
D | 4002 | 2016-07-08 | 10 | ON | 8.14 | 4.15 | 0.46 | 0.02 | 0.19 | 1.14 | 0 | 0.01 | -0.28 | -0.06 | 0.04 | 0.28 | 0.27 | 0.23 | 14.59 | 1528.432 | 1.85
D | 4002 | 2016-07-08 | 11 | ON | 8.57 | 4.15 | 0.46 | 0.02 | 0.16 | 1.12 | 0 | 0 | -0.28 | -0.06 | 0.04 | 0.28 | 0.27 | 0.23 | 14.96 | 1569.858 | 1.8
D | 4002 | 2016-07-08 | 12 | ON | 6.94 | 4.15 | 0.46 | 0.02 | 0.26 | 1.11 | 0 | -0.01 | -0.43 | -0.06 | 0.04 | 0.28 | 0.27 | 0.23 | 13.26 | 1590.217 | 1.89
D | 4002 | 2016-07-08 | 13 | ON | 21.92 | 4.15 | 0.46 | 0.02 | 0.19 | 1.1 | 0 | -0.04 | -0.39 | -0.06 | 0.04 | 0.28 | 0.27 | 0.23 | 28.17 | 1591.715 | 1.81
D | 4002 | 2016-07-08 | 14 | ON | 23.89 | 4.15 | 0.46 | 0.02 | 0.06 | 1.09 | 0 | -0.02 | -0.4 | -0.06 | 0.05 | 0.28 | 0.27 | 0.23 | 30.02 | 1595.883 | 1.68
D | 4002 | 2016-07-08 | 15 | ON | 21.54 | 4.15 | 0.46 | 0.02 | 0.06 | 1.09 | 0 | 0 | -0.43 | -0.06 | 0.05 | 0.28 | 0.27 | 0.23 | 27.66 | 1584.244 | 1.68
D | 4002 | 2016-07-08 | 16 | ON | 16.9 | 4.15 | 0.46 | 0.02 | 0.1 | 1.1 | 0 | -0.02 | -0.43 | -0.06 | 0.05 | 0.28 | 0.27 | 0.23 | 23.05 | 1555.286 | 1.73
D | 4002 | 2016-07-08 | 17 | ON | 17.02 | 4.15 | 0.46 | 0.02 | 0.1 | 1.1 | 0 | -0.02 | -0.45 | -0.06 | 0.05 | 0.28 | 0.27 | 0.23 | 23.15 | 1531.714 | 1.73
D | 4002 | 2016-07-08 | 18 | ON | 21.96 | 4.15 | 0.46 | 0.02 | 0.07 | 1.12 | 0 | -0.01 | -0.44 | -0.06 | 0.04 | 0.28 | 0.27 | 0.23 | 28.09 | 1502.845 | 1.71
D | 4002 | 2016-07-08 | 19 | ON | 6.68 | 4.15 | 0.46 | 0.02 | 0.13 | 1.15 | 0 | 0 | -0.42 | -0.06 | 0 | 0.28 | 0.27 | 0.23 | 12.89 | 1484.087 | 1.76
D | 4002 | 2016-07-08 | 20 | ON | 0.02 | 4.15 | 0.46 | 0.02 | 0.11 | 1.19 | 0 | 0 | -0.25 | -0.06 | 0 | 0.28 | 0.27 | 0.23 | 6.42 | 1449.723 | 1.78
D | 4002 | 2016-07-08 | 21 | ON | 0.03 | 4.15 | 0.46 | 0.02 | 0.18 | 1.2 | 0 | 0 | -0.22 | -0.06 | 0 | 0.28 | 0.27 | 0.23 | 6.54 | 1430.745 | 1.86
D | 4002 | 2016-07-08 | 22 | ON | 0.07 | 4.15 | 0.46 | 0.02 | 0.2 | 1.25 | 0 | 0 | -0.23 | -0.06 | 0 | 0.28 | 0.27 | 0.23 | 6.64 | 1375.938 | 1.93
D | 4002 | 2016-07-08 | 23 | ON | 9.8 | 4.15 | 0.46 | 0.02 | 0.41 | 1.35 | 0 | -0.02 | -0.16 | -0.06 | 0 | 0.28 | 0.27 | 0.23 | 16.73 | 1259.379 | 2.24
D | 4002 | 2016-07-08 | 24 | OFF | 2.17 | 4.15 | 0.46 | 0.02 | 0.5 | 0 | 0 | 0 | -0.17 | -0.06 | 0 | 0.28 | 0.27 | 0.23 | 7.85 | 1134.303 | 0.98
D | 4002 | 2016-07-09 | 1 | OFF | 15.17 | 4.15 | 0.24 | 0 | 0.36 | 0 | 0 | -0.02 | -0.02 | -0.06 | 0 | 0.28 | 0.27 | 0.23 | 20.6 | 1042 | 0.6
D | 4002 | 2016-07-09 | 2 | OFF | 12.89 | 4.15 | 0.24 | 0 | 0.21 | 0 | 0 | 0 | -0.09 | -0.06 | 0 | 0.28 | 0.27 | 0.23 | 18.12 | 995.447 | 0.45
D | 4002 | 2016-07-09 | 3 | OFF | 9.82 | 4.15 | 0.24 | 0 | 0.18 | 0 | 0 | -0.01 | -0.06 | -0.06 | 0 | 0.28 | 0.27 | 0.23 | 15.04 | 964.172 | 0.42
D | 4002 | 2016-07-09 | 4 | OFF | 11.64 | 4.15 | 0.24 | 0 | 0.22 | 0 | 0 | 0 | -0.05 | -0.06 | 0 | 0.28 | 0.27 | 0.23 | 16.92 | 947.63 | 0.46
D | 4002 | 2016-07-09 | 5 | OFF | 3.62 | 4.15 | 0.24 | 0 | 0.18 | 0 | 0 | 0 | -0.12 | -0.06 | 0 | 0.28 | 0.27 | 0.23 | 8.79 | 952.074 | 0.42
D | 4002 | 2016-07-09 | 6 | OFF | 12.55 | 4.15 | 0.24 | 0 | 0.25 | 0 | 0 | 0 | -0.04 | -0.06 | 0 | 0.28 | 0.27 | 0.23 | 17.87 | 976.334 | 0.49
D | 4002 | 2016-07-09 | 7 | OFF | -28.38 | 4.15 | 0.24 | 0 | 0.26 | 0 | 0 | 0.01 | -0.6 | -0.06 | 0 | 0.28 | 0.27 | 0.23 | -23.6 | 1029.163 | 0.5
D | 4002 | 2016-07-09 | 8 | OFF | 16.78 | 4.15 | 0.24 | 0 | 0.55 | 0 | 0 | -0.01 | -0.04 | -0.06 | 0 | 0.28 | 0.27 | 0.23 | 22.39 | 1119.374 | 0.79
D | 4002 | 2016-07-09 | 9 | OFF | 16.66 | 4.15 | 0.24 | 0 | 0.31 | 0 | 0 | -0.01 | -0.07 | -0.06 | 0 | 0.28 | 0.27 | 0.23 | 22 | 1216.546 | 0.55
D | 4002 | 2016-07-09 | 10 | OFF | 18.91 | 4.15 | 0.24 | 0 | 0.33 | 0 | 0 | 0.01 | -0.11 | -0.06 | 0 | 0.28 | 0.27 | 0.23 | 24.25 | 1293.796 | 0.57
D | 4002 | 2016-07-09 | 11 | OFF | 15.41 | 4.15 | 0.24 | 0 | 0.1 | 0 | 0 | -0.01 | -0.1 | -0.06 | 0 | 0.28 | 0.27 | 0.23 | 20.51 | 1329.638 | 0.34
D | 4002 | 2016-07-09 | 12 | OFF | 16.13 | 4.15 | 0.24 | 0 | 0.07 | 0 | 0 | 0 | -0.14 | -0.06 | 0 | 0.28 | 0.27 | 0.23 | 21.17 | 1344.253 | 0.31
D | 4002 | 2016-07-09 | 13 | OFF | 15.36 | 4.15 | 0.24 | 0 | 0.07 | 0 | 0 | -0.01 | -0.13 | -0.06 | 0 | 0.28 | 0.27 | 0.23 | 20.4 | 1336.563 | 0.31
D | 4002 | 2016-07-09 | 14 | OFF | 14.07 | 4.15 | 0.24 | 0 | 0.08 | 0 | 0 | -0.02 | -0.14 | -0.06 | 0 | 0.28 | 0.27 | 0.23 | 19.1 | 1316.063 | 0.32
D | 4002 | 2016-07-09 | 15 | OFF | 5.58 | 4.15 | 0.24 | 0 | 0.15 | 0 | 0 | 0 | -0.13 | -0.06 | 0 | 0.28 | 0.27 | 0.23 | 10.71 | 1295.251 | 0.39
D | 4002 | 2016-07-09 | 16 | OFF | 0.03 | 4.15 | 0.24 | 0 | 0.2 | 0 | 0 | 0 | -0.16 | -0.06 | 0 | 0.28 | 0.27 | 0.23 | 5.18 | 1281.853 | 0.44
D | 4002 | 2016-07-09 | 17 | OFF | 0.07 | 4.15 | 0.24 | 0 | 0.21 | 0 | 0 | 0 | -0.14 | -0.06 | 0 | 0.28 | 0.27 | 0.23 | 5.25 | 1285.44 | 0.45
D | 4002 | 2016-07-09 | 18 | OFF | 8.17 | 4.15 | 0.24 | 0 | 0.26 | 0 | 0 | -0.01 | -0.16 | -0.06 | 0 | 0.28 | 0.27 | 0.23 | 13.37 | 1308.56 | 0.5
D | 4002 | 2016-07-09 | 19 | OFF | 1.2 | 4.15 | 0.24 | 0 | 0.22 | 0 | 0 | 0 | -0.15 | -0.06 | 0 | 0.28 | 0.27 | 0.23 | 6.38 | 1310.826 | 0.46
D | 4002 | 2016-07-09 | 20 | OFF | 8.17 | 4.15 | 0.24 | 0 | 0.22 | 0 | 0 | -0.02 | -0.17 | -0.06 | 0 | 0.28 | 0.27 | 0.23 | 13.31 | 1287.24 | 0.46
D | 4002 | 2016-07-09 | 21 | OFF | 14.1 | 4.15 | 0.24 | 0 | 0.28 | 0 | 0 | -0.02 | -0.14 | -0.06 | 0 | 0.28 | 0.27 | 0.23 | 19.33 | 1269.812 | 0.52
D | 4002 | 2016-07-09 | 22 | OFF | 8.11 | 4.15 | 0.24 | 0 | 0.09 | 0 | 0 | -0.01 | -0.1 | -0.06 | 0 | 0.28 | 0.27 | 0.23 | 13.2 | 1208.93 | 0.33
D | 4002 | 2016-07-09 | 23 | OFF | 8.61 | 4.15 | 0.24 | 0 | 0.16 | 0 | 0 | -0.01 | -0.09 | -0.06 | 0 | 0.28 | 0.27 | 0.23 | 13.78 | 1108.932 | 0.4
D | 4002 | 2016-07-09 | 24 | OFF | -16.69 | 4.15 | 0.24 | 0 | 0.4 | 0 | 0 | 0 | -0.15 | -0.06 | 0 | 0.28 | 0.27 | 0.23 | -11.33 | 1016.075 | 0.64
D | 4002 | 2016-07-10 | 1 | OFF | -43.58 | 4.15 | 1.75 | 0 | 0.5 | 0 | 0 | -0.05 | -0.39 | -0.06 | 0 | 0.28 | 0.27 | 0.23 | -36.9 | 942.21 | 2.25
D | 4002 | 2016-07-10 | 2 | OFF | 0.95 | 4.15 | 1.75 | 0 | 0.23 | 0 | 0 | 0.01 | -0.07 | -0.06 | 0 | 0.28 | 0.27 | 0.23 | 7.74 | 898.972 | 1.98
D | 4002 | 2016-07-10 | 3 | OFF | 15.97 | 4.15 | 1.75 | 0 | 0.1 | 0 | 0 | 0.02 | 0.03 | -0.06 | 0 | 0.28 | 0.27 | 0.23 | 22.74 | 870.579 | 1.85
D | 4002 | 2016-07-10 | 4 | OFF | -26.9 | 4.15 | 1.75 | 0 | 0.49 | 0 | 0 | -0.02 | -0.41 | -0.06 | 0 | 0.28 | 0.27 | 0.23 | -20.22 | 859.91 | 2.24
D | 4002 | 2016-07-10 | 5 | OFF | 13.71 | 4.15 | 1.75 | 0 | 0.21 | 0 | 0 | 0.01 | 0.02 | -0.06 | 0 | 0.28 | 0.27 | 0.23 | 20.57 | 863.834 | 1.96
D | 4002 | 2016-07-10 | 6 | OFF | 13.86 | 4.15 | 1.75 | 0 | 0.16 | 0 | 0 | 0.01 | 0 | -0.06 | 0 | 0.28 | 0.27 | 0.23 | 20.65 | 880.357 | 1.91
D | 4002 | 2016-07-10 | 7 | OFF | -37.6 | 4.15 | 1.75 | 0 | 0.54 | 0 | 0 | -0.05 | -0.65 | -0.06 | 0 | 0.28 | 0.27 | 0.23 | -31.14 | 916.08 | 2.29
D | 4002 | 2016-07-10 | 8 | OFF | 1.65 | 4.15 | 1.75 | 0 | 0.45 | 0 | 0 | 0 | -0.01 | -0.06 | 0 | 0.28 | 0.27 | 0.23 | 8.71 | 996.524 | 2.2
D | 4002 | 2016-07-10 | 9 | OFF | 14.36 | 4.15 | 1.75 | 0 | 0.29 | 0 | 0 | 0.02 | 0.02 | -0.06 | 0 | 0.28 | 0.27 | 0.23 | 21.31 | 1099.118 | 2.04
D | 4002 | 2016-07-10 | 10 | OFF | 16.32 | 4.15 | 1.75 | 0 | 0.12 | 0 | 0 | 0.02 | 0 | -0.06 | 0 | 0.28 | 0.27 | 0.23 | 23.08 | 1195.118 | 1.87
D | 4002 | 2016-07-10 | 11 | OFF | 18.98 | 4.15 | 1.75 | 0 | 0.08 | 0 | 0 | 0.03 | -0.01 | -0.06 | 0 | 0.28 | 0.27 | 0.23 | 25.7 | 1250.983 | 1.83
D | 4002 | 2016-07-10 | 12 | OFF | 17.73 | 4.15 | 1.75 | 0 | 0.13 | 0 | 0 | 0.05 | -0.02 | -0.06 | 0 | 0.28 | 0.27 | 0.23 | 24.51 | 1281.766 | 1.88
D | 4002 | 2016-07-10 | 13 | OFF | 16.59 | 4.15 | 1.75 | 0 | 0.1 | 0 | 0 | 0.03 | -0.03 | -0.06 | 0 | 0.28 | 0.27 | 0.23 | 23.31 | 1294.989 | 1.85
D | 4002 | 2016-07-10 | 14 | OFF | 17.43 | 4.15 | 1.75 | 0 | 0.1 | 0 | 0 | 0.03 | -0.03 | -0.06 | 0 | 0.28 | 0.27 | 0.23 | 24.15 | 1285.771 | 1.85
D | 4002 | 2016-07-10 | 15 | OFF | 16.24 | 4.15 | 1.75 | 0 | 0.09 | 0 | 0 | 0.03 | -0.06 | -0.06 | 0 | 0.28 | 0.27 | 0.23 | 22.92 | 1275.245 | 1.84
D | 4002 | 2016-07-10 | 16 | OFF | 16.15 | 4.15 | 1.75 | 0 | 0.05 | 0 | 0 | 0.01 | -0.06 | -0.06 | 0 | 0.28 | 0.27 | 0.23 | 22.77 | 1269.465 | 1.8
D | 4002 | 2016-07-10 | 17 | OFF | 17.1 | 4.15 | 1.75 | 0 | 0.12 | 0 | 0 | 0.04 | -0.08 | -0.06 | 0 | 0.28 | 0.27 | 0.23 | 23.8 | 1282.812 | 1.87
D | 4002 | 2016-07-10 | 18 | OFF | 19.21 | 4.15 | 1.75 | 0 | 0.15 | 0 | 0 | 0.03 | -0.08 | -0.06 | 0 | 0.28 | 0.27 | 0.23 | 25.93 | 1309.241 | 1.9
D | 4002 | 2016-07-10 | 19 | OFF | 18.39 | 4.15 | 1.75 | 0 | 0.14 | 0 | 0 | 0.02 | -0.07 | -0.06 | 0 | 0.28 | 0.27 | 0.23 | 25.1 | 1309.083 | 1.89
D | 4002 | 2016-07-10 | 20 | OFF | 18.82 | 4.15 | 1.75 | 0 | 0.16 | 0 | 0.02 | 0.02 | -0.06 | -0.06 | 0 | 0.28 | 0.27 | 0.23 | 25.58 | 1284.716 | 1.93
D | 4002 | 2016-07-10 | 21 | OFF | 17.9 | 4.15 | 1.75 | 0 | 0.09 | 0 | 0 | 0.02 | -0.06 | -0.06 | 0 | 0.28 | 0.27 | 0.23 | 24.57 | 1275.493 | 1.84
D | 4002 | 2016-07-10 | 22 | OFF | 18.1 | 4.15 | 1.75 | 0 | 0.08 | 0 | 0 | 0.03 | -0.05 | -0.06 | 0 | 0.28 | 0.27 | 0.23 | 24.78 | 1229.861 | 1.83
D | 4002 | 2016-07-10 | 23 | OFF | 16.94 | 4.15 | 1.75 | 0 | 0.25 | 0 | 0 | 0.01 | -0.04 | -0.06 | 0 | 0.28 | 0.27 | 0.23 | 23.78 | 1122.834 | 2
D | 4002 | 2016-07-10 | 24 | OFF | 15 | 4.15 | 1.75 | 0 | 0.19 | 0 | 0 | 0.02 | -0.04 | -0.06 | 0 | 0.28 | 0.27 | 0.23 | 21.79 | 1027.65 | 1.94
D | 4002 | 2016-07-11 | 1 | OFF | 13.51 | 4.15 | 0.37 | 0 | 0.18 | 0 | 0 | 0.01 | 0 | -0.06 | 0 | 0.28 | 0.27 | 0.23 | 18.94 | 960.768 | 0.55
D | 4002 | 2016-07-11 | 2 | OFF | 13.32 | 4.15 | 0.37 | 0 | 0.18 | 0 | 0 | 0.01 | -0.01 | -0.06 | 0 | 0.28 | 0.27 | 0.23 | 18.74 | 922.499 | 0.55
D | 4002 | 2016-07-11 | 3 | OFF | 14.1 | 4.15 | 0.37 | 0 | 0.19 | 0 | 0 | -0.02 | -0.02 | -0.06 | 0 | 0.28 | 0.27 | 0.23 | 19.49 | 905.365 | 0.56
D | 4002 | 2016-07-11 | 4 | OFF | 12.34 | 4.15 | 0.37 | 0 | 0.13 | 0 | 0 | 0.02 | -0.01 | -0.06 | 0 | 0.28 | 0.27 | 0.23 | 17.72 | 908.9 | 0.5
D | 4002 | 2016-07-11 | 5 | OFF | 13.78 | 4.15 | 0.37 | 0 | 0.12 | 0 | 0 | 0 | 0 | -0.06 | 0 | 0.28 | 0.27 | 0.23 | 19.14 | 941.162 | 0.49
D | 4002 | 2016-07-11 | 6 | OFF | 10.01 | 4.15 | 0.37 | 0 | 0.47 | 0 | 0 | 0.01 | 0.01 | -0.06 | 0 | 0.28 | 0.27 | 0.23 | 15.74 | 1021.5 | 0.84
D | 4002 | 2016-07-11 | 7 | OFF | 10.62 | 4.15 | 0.37 | 0 | 0.62 | 0 | 0 | 0.03 | -0.03 | -0.06 | 0 | 0.28 | 0.27 | 0.23 | 16.48 | 1161.296 | 0.99
D | 4002 | 2016-07-11 | 8 | ON | 12.22 | 4.15 | 0.37 | 0 | 0.37 | 1.38 | 0 | 0 | -0.09 | -0.06 | 0 | 0.28 | 0.27 | 0.23 | 19.12 | 1295.24 | 2.12
D | 4002 | 2016-07-11 | 9 | ON | 20.26 | 4.15 | 0.37 | 0 | 0.12 | 1.3 | 0 | -0.01 | -0.1 | -0.06 | 0 | 0.28 | 0.27 | 0.23 | 26.81 | 1384.306 | 1.79
D | 4002 | 2016-07-11 | 10 | ON | 20.88 | 4.15 | 0.37 | 0 | 0.07 | 1.26 | 0 | 0.01 | -0.11 | -0.06 | 0 | 0.28 | 0.27 | 0.23 | 27.35 | 1431.268 | 1.7
D | 4002 | 2016-07-11 | 11 | ON | 19.29 | 4.15 | 0.37 | 0 | 0.07 | 1.22 | 0 | 0.02 | -0.14 | -0.06 | 0 | 0.28 | 0.27 | 0.23 | 25.7 | 1488.599 | 1.66
D | 4002 | 2016-07-11 | 12 | ON | 17.87 | 4.15 | 0.37 | 0 | 0.06 | 1.2 | 0 | 0 | -0.16 | -0.06 | 0 | 0.28 | 0.27 | 0.23 | 24.21 | 1522.462 | 1.63
D | 4002 | 2016-07-11 | 13 | ON | 17.8 | 4.15 | 0.37 | 0 | 0.06 | 1.19 | 0 | 0.01 | -0.18 | -0.06 | 0 | 0.28 | 0.27 | 0.23 | 24.12 | 1543.979 | 1.62
D | 4002 | 2016-07-11 | 14 | ON | 18.44 | 4.15 | 0.37 | 0 | 0.06 | 1.17 | 0 | 0 | -0.17 | -0.06 | 0 | 0.28 | 0.27 | 0.23 | 24.74 | 1574.633 | 1.6
D | 4002 | 2016-07-11 | 15 | ON | 16.38 | 4.15 | 0.37 | 0 | 0.05 | 1.16 | 0 | 0 | -0.17 | -0.06 | 0 | 0.28 | 0.27 | 0.23 | 22.66 | 1598.091 | 1.58
D | 4002 | 2016-07-11 | 16 | ON | 18.17 | 4.15 | 0.37 | 0 | 0.05 | 1.14 | 0 | -0.02 | -0.18 | -0.06 | 0 | 0.28 | 0.27 | 0.23 | 24.4 | 1609.45 | 1.56
D | 4002 | 2016-07-11 | 17 | ON | 20.37 | 4.15 | 0.37 | 0 | 0.05 | 1.13 | 0 | 0 | -0.18 | -0.06 | 0 | 0.28 | 0.27 | 0.23 | 26.61 | 1624.874 | 1.55
D | 4002 | 2016-07-11 | 18 | ON | 20.09 | 4.15 | 0.37 | 0 | 0.07 | 1.12 | 0 | 0 | -0.17 | -0.06 | 0 | 0.28 | 0.27 | 0.23 | 26.35 | 1642.09 | 1.56
D | 4002 | 2016-07-11 | 19 | ON | 20.41 | 4.15 | 0.37 | 0 | 0.08 | 1.13 | 0 | -0.03 | -0.14 | -0.06 | 0 | 0.28 | 0.27 | 0.23 | 26.69 | 1633.156 | 1.58
D | 4002 | 2016-07-11 | 20 | ON | 19.7 | 4.15 | 0.37 | 0 | 0.07 | 1.15 | 0 | -0.02 | -0.16 | -0.06 | 0 | 0.28 | 0.27 | 0.23 | 25.98 | 1590.668 | 1.59
D | 4002 | 2016-07-11 | 21 | ON | 20.72 | 4.15 | 0.37 | 0 | 0.06 | 1.17 | 0 | -0.03 | -0.15 | -0.06 | 0 | 0.28 | 0.27 | 0.23 | 27.01 | 1562.577 | 1.6
D | 4002 | 2016-07-11 | 22 | ON | 20.79 | 4.15 | 0.37 | 0 | 0.06 | 1.2 | 0 | 0.01 | -0.11 | -0.06 | 0 | 0.28 | 0.27 | 0.23 | 27.19 | 1500.495 | 1.63
D | 4002 | 2016-07-11 | 23 | ON | 17.86 | 4.15 | 0.37 | 0 | 0.2 | 1.33 | 0 | -0.05 | -0.08 | -0.06 | 0 | 0.28 | 0.27 | 0.23 | 24.5 | 1342.545 | 1.9
D | 4002 | 2016-07-11 | 24 | OFF | -39.31 | 4.15 | 0.37 | 0 | 0.26 | 0 | 0 | -0.02 | -0.34 | -0.06 | 0 | 0.28 | 0.27 | 0.23 | -34.17 | 1192.317 | 0.63
D | 4002 | 2016-07-12 | 1 | OFF | 0.73 | 4.15 | 0.8 | 0 | 0.08 | 0 | 0 | 0 | 0.05 | -0.06 | 0 | 0.28 | 0.27 | 0.23 | 6.53 | 1089.055 | 0.88
D | 4002 | 2016-07-12 | 2 | OFF | 12.3 | 4.15 | 0.8 | 0 | 0.24 | 0 | 0 | -0.05 | -0.06 | -0.06 | 0 | 0.28 | 0.27 | 0.23 | 18.1 | 1027.694 | 1.04
D | 4002 | 2016-07-12 | 3 | OFF | -6.49 | 4.15 | 0.8 | 0 | 0.18 | 0 | 0 | 0 | -0.05 | -0.06 | 0 | 0.28 | 0.27 | 0.23 | -0.69 | 994.612 | 0.98
D | 4002 | 2016-07-12 | 4 | OFF | -15.91 | 4.15 | 0.8 | 0 | 0.13 | 0 | 0 | 0 | -0.16 | -0.06 | 0 | 0.28 | 0.27 | 0.23 | -10.27 | 985.355 | 0.93
D | 4002 | 2016-07-12 | 5 | OFF | 3.78 | 4.15 | 0.8 | 0 | 0.15 | 0 | 0 | 0 | -0.1 | -0.06 | 0 | 0.28 | 0.27 | 0.23 | 9.5 | 1010.516 | 0.95
D | 4002 | 2016-07-12 | 6 | OFF | -53.06 | 4.15 | 0.8 | 0 | 0.42 | 0 | 0 | -0.15 | -0.84 | -0.06 | 0 | 0.28 | 0.27 | 0.23 | -47.96 | 1078.239 | 1.22
D | 4002 | 2016-07-12 | 7 | OFF | -42.22 | 4.15 | 0.8 | 0 | 0.62 | 0 | 0 | -0.04 | -0.28 | -0.06 | 0 | 0.28 | 0.27 | 0.23 | -36.25 | 1217.314 | 1.42
D | 4002 | 2016-07-12 | 8 | ON | 7.6 | 4.15 | 0.8 | 0 | 0.71 | 1.34 | 0 | 0 | -0.08 | -0.06 | 0 | 0.28 | 0.27 | 0.23 | 15.24 | 1361.186 | 2.85
D | 4002 | 2016-07-12 | 9 | ON | 15.8 | 4.15 | 0.8 | 0 | 0.21 | 1.25 | 0 | 0 | -0.09 | -0.06 | 0 | 0.28 | 0.27 | 0.23 | 22.84 | 1461.672 | 2.26
D | 4002 | 2016-07-12 | 10 | ON | 16.48 | 4.15 | 0.8 | 0 | 0.09 | 1.18 | 0 | 0.01 | -0.11 | -0.06 | 0 | 0.28 | 0.27 | 0.23 | 23.32 | 1548.539 | 2.07
D | 4002 | 2016-07-12 | 11 | ON | 19.4 | 4.15 | 0.8 | 0 | 0.16 | 1.13 | 0 | -0.02 | -0.12 | -0.06 | 0 | 0.28 | 0.27 | 0.23 | 26.22 | 1632.211 | 2.09
D | 4002 | 2016-07-12 | 12 | ON | 20.96 | 4.15 | 0.8 | 0 | 0.15 | 1.09 | 0 | -0.03 | -0.17 | -0.06 | 0.01 | 0.28 | 0.27 | 0.23 | 27.68 | 1694.734 | 2.05
D | 4002 | 2016-07-12 | 13 | ON | 25.48 | 4.15 | 0.8 | 0 | 0.04 | 1.06 | 0 | -0.06 | -0.2 | -0.06 | 0.02 | 0.28 | 0.27 | 0.23 | 32.01 | 1739.025 | 1.92
D | 4002 | 2016-07-12 | 14 | ON | 25.65 | 4.15 | 0.8 | 0 | 0.04 | 1.03 | 0 | -0.03 | -0.21 | -0.06 | 0.03 | 0.28 | 0.27 | 0.23 | 32.18 | 1791.363 | 1.9
D | 4002 | 2016-07-12 | 15 | ON | 27 | 4.15 | 0.8 | 0 | 0.05 | 1 | 0 | -0.02 | -0.23 | -0.06 | 0.03 | 0.28 | 0.27 | 0.23 | 33.5 | 1830.733 | 1.88
D | 4002 | 2016-07-12 | 16 | ON | 29.72 | 4.15 | 0.8 | 0 | 0.07 | 0.98 | 0 | -0.02 | -0.24 | -0.06 | 0.02 | 0.28 | 0.27 | 0.23 | 36.2 | 1856.91 | 1.87
D | 4002 | 2016-07-12 | 17 | ON | 31.66 | 4.15 | 0.8 | 0 | 0.07 | 0.94 | 0 | -0.02 | -0.25 | -0.06 | 0.02 | 0.28 | 0.27 | 0.23 | 38.09 | 1879.907 | 1.83
D | 4002 | 2016-07-12 | 18 | ON | 31.88 | 4.15 | 0.8 | 0 | 0.07 | 0.93 | 0 | -0.03 | -0.24 | -0.06 | 0.03 | 0.28 | 0.27 | 0.23 | 38.31 | 1891.741 | 1.83
D | 4002 | 2016-07-12 | 19 | ON | 32.42 | 4.15 | 0.8 | 0 | 0.09 | 0.98 | 0 | 0.01 | -0.21 | -0.06 | 0 | 0.28 | 0.27 | 0.23 | 38.96 | 1862.187 | 1.87
D | 4002 | 2016-07-12 | 20 | ON | 29.05 | 4.15 | 0.8 | 0 | 0.13 | 1.01 | 0 | 0.02 | -0.2 | -0.06 | 0 | 0.28 | 0.27 | 0.23 | 35.68 | 1796.311 | 1.94
D | 4002 | 2016-07-12 | 21 | ON | 29.04 | 4.15 | 0.8 | 0 | 0.07 | 1 | 0 | -0.01 | -0.19 | -0.06 | 0 | 0.28 | 0.27 | 0.23 | 35.58 | 1738.138 | 1.87
D | 4002 | 2016-07-12 | 22 | ON | 26.85 | 4.15 | 0.8 | 0 | 0.09 | 1.04 | 0 | -0.02 | -0.11 | -0.06 | 0 | 0.28 | 0.27 | 0.23 | 33.52 | 1651.131 | 1.93
D | 4002 | 2016-07-12 | 23 | ON | 22.77 | 4.15 | 0.8 | 0 | 0.15 | 1.15 | 0 | -0.03 | -0.05 | -0.06 | 0 | 0.28 | 0.27 | 0.23 | 29.66 | 1471.689 | 2.1
D | 4002 | 2016-07-12 | 24 | OFF | 26.97 | 4.15 | 0.8 | 0 | 0.24 | 0 | 0 | -0.04 | -0.03 | -0.06 | 0 | 0.28 | 0.27 | 0.23 | 32.81 | 1313.299 | 1.04
D | 4002 | 2016-07-13 | 1 | OFF | 22.17 | 4.15 | 0.18 | 0 | 0.06 | 0 | 0 | 0 | -0.05 | -0.06 | 0 | 0.28 | 0.27 | 0.23 | 27.23 | 1200.837 | 0.24
D | 4002 | 2016-07-13 | 2 | OFF | 20.48 | 4.15 | 0.18 | 0 | 0.06 | 0 | 0 | -0.02 | -0.04 | -0.06 | 0 | 0.28 | 0.27 | 0.23 | 25.53 | 1132.549 | 0.24
D | 4002 | 2016-07-13 | 3 | OFF | 18.85 | 4.15 | 0.18 | 0 | 0.06 | 0 | 0 | 0 | -0.07 | -0.06 | 0 | 0.28 | 0.27 | 0.23 | 23.89 | 1088.721 | 0.24
D | 4002 | 2016-07-13 | 4 | OFF | 20.8 | 4.15 | 0.18 | 0 | 0.07 | 0 | 0 | -0.03 | -0.02 | -0.06 | 0 | 0.28 | 0.27 | 0.23 | 25.87 | 1075.287 | 0.25
D | 4002 | 2016-07-13 | 5 | OFF | 21.3 | 4.15 | 0.18 | 0 | 0.07 | 0 | 0 | -0.03 | -0.01 | -0.06 | 0 | 0.28 | 0.27 | 0.23 | 26.38 | 1096.511 | 0.25
D | 4002 | 2016-07-13 | 6 | OFF | 19.86 | 4.15 | 0.18 | 0 | 0.2 | 0 | 0 | -0.01 | -0.02 | -0.06 | 0 | 0.28 | 0.27 | 0.23 | 25.08 | 1165.117 | 0.38
D | 4002 | 2016-07-13 | 7 | OFF | 21.55 | 4.15 | 0.18 | 0 | 0.11 | 0 | 0 | 0.02 | -0.05 | -0.06 | 0 | 0.28 | 0.27 | 0.23 | 26.68 | 1312.046 | 0.29
D | 4002 | 2016-07-13 | 8 | ON | 24.6 | 4.15 | 0.18 | 0 | 0.24 | 1.21 | 0 | 0.02 | -0.09 | -0.06 | 0.03 | 0.28 | 0.27 | 0.23 | 31.06 | 1482.945 | 1.66
D | 4002 | 2016-07-13 | 9 | ON | 22.86 | 4.15 | 0.18 | 0 | 0.08 | 1.12 | 0 | 0.01 | -0.09 | -0.06 | 0.02 | 0.28 | 0.27 | 0.23 | 29.05 | 1613.618 | 1.4
D | 4002 | 2016-07-13 | 10 | ON | 23.21 | 4.15 | 0.18 | 0 | 0.07 | 1.03 | 0 | 0.03 | -0.13 | -0.06 | 0.02 | 0.28 | 0.27 | 0.23 | 29.28 | 1715.535 | 1.3
D | 4002 | 2016-07-13 | 11 | ON | 27.67 | 4.15 | 0.18 | 0 | 0.06 | 0.97 | 0 | 0 | -0.17 | -0.06 | 0.03 | 0.28 | 0.27 | 0.23 | 33.61 | 1826.176 | 1.24
D | 4002 | 2016-07-13 | 12 | ON | 34.41 | 4.15 | 0.18 | 0 | 0.09 | 0.93 | 0 | -0.01 | -0.18 | -0.06 | 0.02 | 0.28 | 0.27 | 0.23 | 40.31 | 1923.601 | 1.22
D | 4002 | 2016-07-13 | 13 | ON | 51.49 | 4.15 | 0.18 | 0 | 0.12 | 0.89 | 0.32 | -0.01 | -0.2 | -0.06 | 0.08 | 0.28 | 0.27 | 0.23 | 57.74 | 1996.861 | 1.59
D | 4002 | 2016-07-13 | 14 | ON | 47.47 | 4.15 | 0.18 | 0 | 0.13 | 0.87 | 0.09 | 0.01 | -0.23 | -0.06 | 0.08 | 0.28 | 0.27 | 0.23 | 53.47 | 2068.823 | 1.35
D | 4002 | 2016-07-13 | 15 | ON | 39.4 | 4.15 | 0.18 | 0 | 0.11 | 0.85 | 0 | -0.02 | -0.27 | -0.06 | 0.07 | 0.28 | 0.27 | 0.23 | 45.19 | 2103.296 | 1.21
D | 4002 | 2016-07-13 | 16 | ON | 48.19 | 4.15 | 0.18 | 0 | 0.22 | 0.84 | 0 | 0 | -0.31 | -0.06 | 0.08 | 0.28 | 0.27 | 0.23 | 54.07 | 2131.369 | 1.32
D | 4002 | 2016-07-13 | 17 | ON | 61.23 | 4.15 | 0.18 | 0 | 0.28 | 0.84 | 0.29 | 0.07 | -0.36 | -0.06 | 0.09 | 0.28 | 0.27 | 0.23 | 67.49 | 2149.696 | 1.68
D | 4002 | 2016-07-13 | 18 | ON | 61.39 | 4.15 | 0.18 | 0 | 0.33 | 0.86 | 0.38 | 0.08 | -0.33 | -0.06 | 0.08 | 0.28 | 0.27 | 0.23 | 67.84 | 2153.883 | 1.83
D | 4002 | 2016-07-13 | 19 | ON | 46.28 | 4.15 | 0.18 | 0 | 0.17 | 0.88 | 0.07 | 0.03 | -0.27 | -0.06 | 0 | 0.28 | 0.27 | 0.23 | 52.21 | 2126.675 | 1.3
D | 4002 | 2016-07-13 | 20 | ON | 34.03 | 4.15 | 0.18 | 0 | 0.11 | 0.92 | 0 | 0.03 | -0.23 | -0.06 | 0 | 0.28 | 0.27 | 0.23 | 39.91 | 2061.326 | 1.21
D | 4002 | 2016-07-13 | 21 | ON | 30.35 | 4.15 | 0.18 | 0 | 0.09 | 0.94 | 0 | -0.03 | -0.2 | -0.06 | 0 | 0.28 | 0.27 | 0.23 | 36.2 | 2006.276 | 1.21
D | 4002 | 2016-07-13 | 22 | ON | 26.02 | 4.15 | 0.18 | 0 | 0.09 | 0.99 | 0 | 0.01 | -0.16 | -0.06 | 0 | 0.28 | 0.27 | 0.23 | 32 | 1906.987 | 1.26
D | 4002 | 2016-07-13 | 23 | ON | 25.97 | 4.15 | 0.18 | 0 | 0.14 | 1.09 | 0 | -0.06 | -0.07 | -0.06 | 0 | 0.28 | 0.27 | 0.23 | 32.12 | 1701.251 | 1.41
D | 4002 | 2016-07-13 | 24 | OFF | 22.29 | 4.15 | 0.18 | 0 | 0.26 | 0 | 0 | 0 | -0.06 | -0.06 | 0 | 0.28 | 0.27 | 0.23 | 27.54 | 1515.195 | 0.44
D | 4002 | 2016-07-14 | 1 | OFF | 19.81 | 4.15 | 0.39 | 0 | 0.08 | 0 | 0 | 0.04 | -0.09 | -0.06 | 0 | 0.28 | 0.27 | 0.23 | 25.1 | 1378.513 | 0.47
D | 4002 | 2016-07-14 | 2 | OFF | 19.98 | 4.15 | 0.39 | 0 | 0.07 | 0 | 0 | -0.01 | -0.03 | -0.06 | 0 | 0.28 | 0.27 | 0.23 | 25.27 | 1291.381 | 0.46
D | 4002 | 2016-07-14 | 3 | OFF | 17.8 | 4.15 | 0.39 | 0 | 0.07 | 0 | 0 | 0.05 | -0.06 | -0.06 | 0 | 0.28 | 0.27 | 0.23 | 23.12 | 1233.82 | 0.46
D | 4002 | 2016-07-14 | 4 | OFF | -36.53 | 4.15 | 0.39 | 0 | 0.4 | 0 | 0 | -0.04 | -0.13 | -0.06 | 0 | 0.28 | 0.27 | 0.23 | -31.04 | 1208.562 | 0.79
D | 4002 | 2016-07-14 | 5 | OFF | 17.46 | 4.15 | 0.39 | 0 | 0.09 | 0 | 0 | -0.03 | -0.04 | -0.06 | 0 | 0.28 | 0.27 | 0.23 | 22.74 | 1224.568 | 0.48
D | 4002 | 2016-07-14 | 6 | OFF | 20.12 | 4.15 | 0.39 | 0 | 0.16 | 0 | 0 | -0.02 | -0.07 | -0.06 | 0 | 0.28 | 0.27 | 0.23 | 25.45 | 1288.558 | 0.55
D | 4002 | 2016-07-14 | 7 | OFF | 22.11 | 4.15 | 0.39 | 0 | 0.12 | 0 | 0 | -0.02 | -0.06 | -0.06 | 0 | 0.28 | 0.27 | 0.23 | 27.41 | 1437.13 | 0.51
D | 4002 | 2016-07-14 | 8 | ON | 33.08 | 4.15 | 0.39 | 0 | 0.42 | 1.13 | 0 | -0.01 | -0.07 | -0.06 | 0.02 | 0.28 | 0.27 | 0.23 | 39.83 | 1598.402 | 1.96
D | 4002 | 2016-07-14 | 9 | ON | 25.2 | 4.15 | 0.39 | 0 | 0.23 | 1.06 | 0 | 0.01 | -0.08 | -0.06 | 0.01 | 0.28 | 0.27 | 0.23 | 31.69 | 1709.213 | 1.69
D | 4002 | 2016-07-14 | 10 | ON | 22.38 | 4.15 | 0.39 | 0 | 0.07 | 1.01 | 0 | 0 | -0.1 | -0.06 | 0.01 | 0.28 | 0.27 | 0.23 | 28.63 | 1789.46 | 1.48
D | 4002 | 2016-07-14 | 11 | ON | 22.37 | 4.15 | 0.39 | 0 | 0.05 | 0.97 | 0 | -0.02 | -0.17 | -0.06 | 0.02 | 0.28 | 0.27 | 0.23 | 28.48 | 1848.112 | 1.43
D | 4002 | 2016-07-14 | 12 | ON | 25.95 | 4.15 | 0.39 | 0 | 0.06 | 0.94 | 0 | -0.03 | -0.23 | -0.06 | 0.06 | 0.28 | 0.27 | 0.23 | 32.01 | 1882.641 | 1.45
D | 4002 | 2016-07-14 | 13 | ON | 27.14 | 4.15 | 0.39 | 0 | 0.06 | 0.92 | 0 | -0.03 | -0.26 | -0.06 | 0.06 | 0.28 | 0.27 | 0.23 | 33.15 | 1925.251 | 1.43
D | 4002 | 2016-07-14 | 14 | ON | 29.25 | 4.15 | 0.39 | 0 | 0.06 | 0.9 | 0 | -0.05 | -0.33 | -0.06 | 0.07 | 0.28 | 0.27 | 0.23 | 35.16 | 1987.065 | 1.42
D | 4002 | 2016-07-14 | 15 | ON | 26.61 | 4.15 | 0.39 | 0 | 0.07 | 0.9 | 0 | -0.03 | -0.38 | -0.06 | 0.07 | 0.28 | 0.27 | 0.23 | 32.5 | 2030.487 | 1.43
D | 4002 | 2016-07-14 | 16 | ON | 32.35 | 4.15 | 0.39 | 0 | 0.07 | 0.9 | 0 | -0.05 | -0.37 | -0.06 | 0.11 | 0.28 | 0.27 | 0.23 | 38.27 | 2051.753 | 1.47
D | 4002 | 2016-07-14 | 17 | ON | 32.93 | 4.15 | 0.39 | 0 | 0.06 | 0.9 | 0 | -0.09 | -0.31 | -0.06 | 0.29 | 0.28 | 0.27 | 0.23 | 39.04 | 2044.566 | 1.64
D | 4002 | 2016-07-14 | 18 | ON | 32.56 | 4.15 | 0.39 | 0 | 0.46 | 0.9 | 0 | -0.02 | -0.34 | -0.06 | 0.11 | 0.28 | 0.27 | 0.23 | 38.93 | 2054.641 | 1.86
D | 4002 | 2016-07-14 | 19 | ON | 28.69 | 4.15 | 0.39 | 0 | 0.31 | 0.92 | 0 | -0.03 | -0.3 | -0.06 | 0 | 0.28 | 0.27 | 0.23 | 34.85 | 2022.975 | 1.62
D | 4002 | 2016-07-14 | 20 | ON | 27.49 | 4.15 | 0.39 | 0 | 0.07 | 0.94 | 0 | -0.06 | -0.25 | -0.06 | 0 | 0.28 | 0.27 | 0.23 | 33.45 | 1966.476 | 1.4
D | 4002 | 2016-07-14 | 21 | ON | 34.47 | 4.15 | 0.39 | 0 | 0.11 | 0.95 | 0 | -0.07 | -0.23 | -0.06 | 0 | 0.28 | 0.27 | 0.23 | 40.49 | 1928.01 | 1.45
D | 4002 | 2016-07-14 | 22 | ON | 35.92 | 4.15 | 0.39 | 0 | 0.15 | 0.99 | 0 | -0.07 | -0.15 | -0.06 | 0 | 0.28 | 0.27 | 0.23 | 42.1 | 1848.831 | 1.53
D | 4002 | 2016-07-14 | 23 | ON | 32.07 | 4.15 | 0.39 | 0 | 0.22 | 1.08 | 0 | -0.05 | -0.09 | -0.06 | 0 | 0.28 | 0.27 | 0.23 | 38.49 | 1666.664 | 1.69
D | 4002 | 2016-07-14 | 24 | OFF | 22.85 | 4.15 | 0.39 | 0 | 0.11 | 0 | 0 | -0.01 | -0.08 | -0.06 | 0 | 0.28 | 0.27 | 0.23 | 28.13 | 1495.115 | 0.5
D | 4002 | 2016-07-15 | 1 | OFF | 13.76 | 4.15 | 1.25 | 0 | 0.14 | 0 | 0 | 0 | -0.12 | -0.06 | 0 | 0.28 | 0.27 | 0.23 | 19.9 | 1366.327 | 1.39
D | 4002 | 2016-07-15 | 2 | OFF | 5.84 | 4.15 | 1.25 | 0 | 0.12 | 0 | 0 | -0.01 | -0.15 | -0.06 | 0 | 0.28 | 0.27 | 0.23 | 11.92 | 1293.084 | 1.37
D | 4002 | 2016-07-15 | 3 | OFF | 10.29 | 4.15 | 1.25 | 0 | 0.07 | 0 | 0 | 0.01 | -0.12 | -0.06 | 0 | 0.28 | 0.27 | 0.23 | 16.37 | 1247.093 | 1.32
D | 4002 | 2016-07-15 | 4 | OFF | 14.87 | 4.15 | 1.25 | 0 | 0.06 | 0 | 0 | -0.02 | -0.1 | -0.06 | 0 | 0.28 | 0.27 | 0.23 | 20.93 | 1225.136 | 1.31
D | 4002 | 2016-07-15 | 5 | OFF | 18.51 | 4.15 | 1.25 | 0 | 0.06 | 0 | 0 | -0.01 | -0.09 | -0.06 | 0 | 0.28 | 0.27 | 0.23 | 24.59 | 1246.361 | 1.31
D | 4002 | 2016-07-15 | 6 | OFF | -0.29 | 4.15 | 1.25 | 0 | 0.18 | 0 | 0 | 0 | -0.09 | -0.06 | 0 | 0.28 | 0.27 | 0.23 | 5.92 | 1314.342 | 1.43
D | 4002 | 2016-07-15 | 7 | OFF | -5.8 | 4.15 | 1.25 | 0 | 0.99 | 0 | 0 | 0 | -0.08 | -0.06 | 0 | 0.28 | 0.27 | 0.23 | 1.23 | 1462.494 | 2.24
D | 4002 | 2016-07-15 | 8 | ON | 20.04 | 4.15 | 1.25 | 0 | 0.21 | 1.1 | 0 | -0.02 | -0.1 | -0.06 | 0.01 | 0.28 | 0.27 | 0.23 | 27.36 | 1642.021 | 2.57
D | 4002 | 2016-07-15 | 9 | ON | 25.95 | 4.15 | 1.25 | 0 | 0.08 | 1.01 | 0 | -0.04 | -0.11 | -0.06 | 0.03 | 0.28 | 0.27 | 0.23 | 33.04 | 1793.635 | 2.37
D | 4002 | 2016-07-15 | 10 | ON | 35.95 | 4.15 | 1.25 | 0 | 0.08 | 0.94 | 0 | -0.03 | -0.19 | -0.06 | 0.06 | 0.28 | 0.27 | 0.23 | 42.93 | 1909.256 | 2.33
D | 4002 | 2016-07-15 | 11 | ON | 56.11 | 4.15 | 1.25 | 0 | 0.21 | 0.9 | 0 | -0.03 | -0.28 | -0.06 | 0.09 | 0.28 | 0.27 | 0.23 | 63.12 | 2006.662 | 2.45
D | 4002 | 2016-07-15 | 12 | ON | 61.68 | 4.15 | 1.25 | 0 | 0.22 | 0.86 | 0 | 0.07 | -0.27 | -0.06 | 0.09 | 0.28 | 0.27 | 0.23 | 68.77 | 2073.408 | 2.42
D | 4002 | 2016-07-15 | 13 | ON | 44.34 | 4.15 | 1.25 | 0 | 0.18 | 0.85 | 0 | -0.02 | -0.36 | -0.06 | 0.08 | 0.28 | 0.27 | 0.23 | 51.19 | 2105.601 | 2.36
D | 4002 | 2016-07-15 | 14 | ON | 41.83 | 4.15 | 1.25 | 0 | 0.2 | 0.83 | 0 | 0 | -0.37 | -0.06 | 0.09 | 0.28 | 0.27 | 0.23 | 48.7 | 2138.652 | 2.37
D | 4002 | 2016-07-15 | 15 | ON | 50.16 | 4.15 | 1.25 | 0 | 0.19 | 0.83 | 0 | -0.08 | -0.35 | -0.06 | 0.1 | 0.28 | 0.27 | 0.23 | 56.97 | 2144.252 | 2.37
D | 4002 | 2016-07-15 | 16 | ON | 41.8 | 4.15 | 1.25 | 0 | 0.22 | 0.83 | 0 | -0.07 | -0.4 | -0.06 | 0.1 | 0.28 | 0.27 | 0.23 | 48.6 | 2154.353 | 2.4
D | 4002 | 2016-07-15 | 17 | ON | 45.71 | 4.15 | 1.25 | 0 | 0.22 | 0.83 | 0.01 | 0 | -0.44 | -0.06 | 0.1 | 0.28 | 0.27 | 0.23 | 52.55 | 2150.389 | 2.41
D | 4002 | 2016-07-15 | 18 | ON | 45.49 | 4.15 | 1.25 | 0 | 0.17 | 0.83 | 0 | -0.06 | -0.38 | -0.06 | 0.1 | 0.28 | 0.27 | 0.23 | 52.27 | 2133.293 | 2.35
D | 4002 | 2016-07-15 | 19 | ON | 55.78 | 4.15 | 1.25 | 0 | 0.18 | 0.85 | 0 | -0.04 | -0.28 | -0.06 | 0 | 0.28 | 0.27 | 0.23 | 62.61 | 2078.325 | 2.28
D | 4002 | 2016-07-15 | 20 | ON | 50.49 | 4.15 | 1.25 | 0 | 0.13 | 0.88 | 0 | -0.01 | -0.29 | -0.06 | 0 | 0.28 | 0.27 | 0.23 | 57.32 | 1992.517 | 2.26
D | 4002 | 2016-07-15 | 21 | ON | 38.71 | 4.15 | 1.25 | 0 | 0.13 | 0.87 | 0 | 0.03 | -0.29 | -0.06 | 0 | 0.28 | 0.27 | 0.23 | 45.57 | 1938.503 | 2.25
D | 4002 | 2016-07-15 | 22 | ON | 29.3 | 4.15 | 1.25 | 0 | 0.11 | 0.91 | 0 | 0 | -0.18 | -0.06 | 0 | 0.28 | 0.27 | 0.23 | 36.26 | 1853.917 | 2.27
D | 4002 | 2016-07-15 | 23 | ON | 29.29 | 4.15 | 1.25 | 0 | 0.12 | 0.99 | 0 | -0.02 | -0.12 | -0.06 | 0 | 0.28 | 0.27 | 0.23 | 36.38 | 1679.907 | 2.36
D | 4002 | 2016-07-15 | 24 | OFF | 30.22 | 4.15 | 1.25 | 0 | 0.14 | 0 | 0 | -0.02 | -0.03 | -0.06 | 0 | 0.28 | 0.27 | 0.23 | 36.43 | 1502.571 | 1.39
D | 4002 | 2016-07-16 | 1 | OFF | 29.66 | 4.15 | 0.53 | 0 | 0.08 | 0 | 0 | 0.01 | -0.07 | -0.06 | 0 | 0.28 | 0.27 | 0.23 | 35.08 | 1365.813 | 0.61
D | 4002 | 2016-07-16 | 2 | OFF | 25.51 | 4.15 | 0.53 | 0 | 0.03 | 0 | 0 | 0.08 | -0.1 | -0.06 | 0 | 0.28 | 0.27 | 0.23 | 30.92 | 1284.51 | 0.56
D | 4002 | 2016-07-16 | 3 | OFF | 24.14 | 4.15 | 0.53 | 0 | 0.04 | 0 | 0 | 0 | -0.09 | -0.06 | 0 | 0.28 | 0.27 | 0.23 | 29.49 | 1233.128 | 0.57
D | 4002 | 2016-07-16 | 4 | OFF | 22.77 | 4.15 | 0.53 | 0 | 0.06 | 0 | 0 | 0.04 | -0.07 | -0.06 | 0 | 0.28 | 0.27 | 0.23 | 28.2 | 1193.27 | 0.59
D | 4002 | 2016-07-16 | 5 | OFF | 21.54 | 4.15 | 0.53 | 0 | 0.04 | 0 | 0 | 0.06 | -0.02 | -0.06 | 0 | 0.28 | 0.27 | 0.23 | 27.02 | 1175.772 | 0.57
D | 4002 | 2016-07-16 | 6 | OFF | 21.02 | 4.15 | 0.53 | 0 | 0.04 | 0 | 0 | 0.02 | -0.03 | -0.06 | 0 | 0.28 | 0.27 | 0.23 | 26.45 | 1177.758 | 0.57
D | 4002 | 2016-07-16 | 7 | OFF | 14.01 | 4.15 | 0.53 | 0 | 0.25 | 0 | 0 | -0.01 | -0.12 | -0.06 | 0 | 0.28 | 0.27 | 0.23 | 19.53 | 1248.461 | 0.78
D | 4002 | 2016-07-16 | 8 | OFF | 20.51 | 4.15 | 0.53 | 0 | 0.19 | 0 | 0 | -0.02 | -0.05 | -0.06 | 0 | 0.28 | 0.27 | 0.23 | 26.03 | 1389.347 | 0.72
D | 4002 | 2016-07-16 | 9 | OFF | 30.58 | 4.15 | 0.53 | 0 | 0.14 | 0 | 0 | 0.02 | -0.07 | -0.06 | 0 | 0.28 | 0.27 | 0.23 | 36.07 | 1541.111 | 0.67
D | 4002 | 2016-07-16 | 10 | OFF | 38.11 | 4.15 | 0.53 | 0 | 0.16 | 0 | 0.02 | 0 | -0.09 | -0.06 | 0 | 0.28 | 0.27 | 0.23 | 43.6 | 1657.292 | 0.71
D | 4002 | 2016-07-16 | 11 | OFF | 30.29 | 4.15 | 0.53 | 0 | 0.12 | 0 | 0 | -0.02 | -0.09 | -0.06 | 0 | 0.28 | 0.27 | 0.23 | 35.7 | 1728.357 | 0.65
D | 4002 | 2016-07-16 | 12 | OFF | 38.84 | 4.15 | 0.53 | 0 | 0.15 | 0 | 0.03 | 0 | -0.12 | -0.06 | 0 | 0.28 | 0.27 | 0.23 | 44.3 | 1775.591 | 0.71
D | 4002 | 2016-07-16 | 13 | OFF | 44.12 | 4.15 | 0.53 | 0 | 0.22 | 0 | 0 | -0.03 | -0.18 | -0.06 | 0 | 0.28 | 0.27 | 0.23 | 49.53 | 1803.77 | 0.75
D | 4002 | 2016-07-16 | 14 | OFF | 44.57 | 4.15 | 0.53 | 0 | 0.21 | 0 | 0.01 | -0.08 | -0.19 | -0.06 | 0 | 0.28 | 0.27 | 0.23 | 49.92 | 1823.39 | 0.75
D | 4002 | 2016-07-16 | 15 | OFF | 44.79 | 4.15 | 0.53 | 0 | 0.21 | 0 | 0.02 | 0 | -0.18 | -0.06 | 0 | 0.28 | 0.27 | 0.23 | 50.24 | 1837.195 | 0.76
D | 4002 | 2016-07-16 | 16 | OFF | 47.77 | 4.15 | 0.53 | 0 | 0.19 | 0 | 0 | -0.02 | -0.18 | -0.06 | 0 | 0.28 | 0.27 | 0.23 | 53.16 | 1856.889 | 0.72
D | 4002 | 2016-07-16 | 17 | OFF | 54.9 | 4.15 | 0.53 | 0 | 0.25 | 0 | 0.08 | -0.08 | -0.22 | -0.06 | 0 | 0.28 | 0.27 | 0.23 | 60.33 | 1863.722 | 0.86
D | 4002 | 2016-07-16 | 18 | OFF | 55.09 | 4.15 | 0.53 | 0 | 0.22 | 0 | 0 | -0.01 | -0.23 | -0.06 | 0 | 0.28 | 0.27 | 0.23 | 60.47 | 1859.606 | 0.75
D | 4002 | 2016-07-16 | 19 | OFF | 45.06 | 4.15 | 0.53 | 0 | 0.2 | 0 | 0.01 | 0.06 | -0.19 | -0.06 | 0 | 0.28 | 0.27 | 0.23 | 50.54 | 1820.451 | 0.74
D | 4002 | 2016-07-16 | 20 | OFF | 39.21 | 4.15 | 0.53 | 0 | 0.18 | 0 | 0.09 | 0.01 | -0.14 | -0.06 | 0 | 0.28 | 0.27 | 0.23 | 44.75 | 1759.878 | 0.8
D | 4002 | 2016-07-16 | 21 | OFF | 34.66 | 4.15 | 0.53 | 0 | 0.19 | 0 | 0 | -0.01 | -0.12 | -0.06 | 0 | 0.28 | 0.27 | 0.23 | 40.12 | 1727.843 | 0.72
D | 4002 | 2016-07-16 | 22 | OFF | 38.18 | 4.15 | 0.53 | 0 | 0.22 | 0 | 0.18 | 0.03 | -0.06 | -0.06 | 0 | 0.28 | 0.27 | 0.23 | 43.95 | 1666.188 | 0.93
D | 4002 | 2016-07-16 | 23 | OFF | 30.55 | 4.15 | 0.53 | 0 | 0.32 | 0 | 0 | 0 | -0.04 | -0.06 | 0 | 0.28 | 0.27 | 0.23 | 36.23 | 1517.532 | 0.85
D | 4002 | 2016-07-16 | 24 | OFF | 33.45 | 4.15 | 0.53 | 0 | 0.28 | 0 | 0.11 | -0.02 | -0.02 | -0.06 | 0 | 0.28 | 0.27 | 0.23 | 39.2 | 1371.005 | 0.92
D | 4002 | 2016-07-17 | 1 | OFF | 29.06 | 4.15 | 0.44 | 0 | 0.2 | 0 | 0 | -0.01 | -0.01 | -0.06 | 0 | 0.28 | 0.27 | 0.23 | 34.55 | 1258.437 | 0.64
D | 4002 | 2016-07-17 | 2 | OFF | 23.43 | 4.15 | 0.44 | 0 | 0.06 | 0 | 0 | 0.01 | -0.01 | -0.06 | 0 | 0.28 | 0.27 | 0.23 | 28.8 | 1191.676 | 0.5
D | 4002 | 2016-07-17 | 3 | OFF | 22.47 | 4.15 | 0.44 | 0 | 0.18 | 0 | 0 | -0.02 | -0.03 | -0.06 | 0 | 0.28 | 0.27 | 0.23 | 27.91 | 1145.728 | 0.62
D | 4002 | 2016-07-17 | 4 | OFF | 22.58 | 4.15 | 0.44 | 0 | 0.12 | 0 | 0 | -0.06 | 0 | -0.06 | 0 | 0.28 | 0.27 | 0.23 | 27.95 | 1121.028 | 0.56
D | 4002 | 2016-07-17 | 5 | OFF | 23.85 | 4.15 | 0.44 | 0 | 0.1 | 0 | 0 | -0.04 | 0 | -0.06 | 0 | 0.28 | 0.27 | 0.23 | 29.22 | 1114.392 | 0.54
D | 4002 | 2016-07-17 | 6 | OFF | 25.34 | 4.15 | 0.44 | 0 | 0.04 | 0 | 0 | 0.01 | 0.02 | -0.06 | 0 | 0.28 | 0.27 | 0.23 | 30.72 | 1120.143 | 0.48
D | 4002 | 2016-07-17 | 7 | OFF | 25.42 | 4.15 | 0.44 | 0 | 0.15 | 0 | 0 | -0.01 | 0.04 | -0.06 | 0 | 0.28 | 0.27 | 0.23 | 30.91 | 1154.657 | 0.59
D | 4002 | 2016-07-17 | 8 | OFF | 25.88 | 4.15 | 0.44 | 0 | 0.14 | 0 | 0 | -0.03 | 0.01 | -0.06 | 0 | 0.28 | 0.27 | 0.23 | 31.31 | 1230.465 | 0.58
D | 4002 | 2016-07-17 | 9 | OFF | 22.42 | 4.15 | 0.44 | 0 | 0.16 | 0 | 0 | 0 | 0.01 | -0.06 | 0 | 0.28 | 0.27 | 0.23 | 27.9 | 1351.482 | 0.6
D | 4002 | 2016-07-17 | 10 | OFF | 28.63 | 4.15 | 0.44 | 0 | 0.1 | 0 | 0 | -0.01 | -0.01 | -0.06 | 0 | 0.28 | 0.27 | 0.23 | 34.02 | 1473.543 | 0.54
D | 4002 | 2016-07-17 | 11 | OFF | 35.64 | 4.15 | 0.44 | 0 | 0.13 | 0 | 0 | -0.04 | -0.04 | -0.06 | 0 | 0.28 | 0.27 | 0.23 | 41 | 1562.646 | 0.57
D | 4002 | 2016-07-17 | 12 | OFF | 44.83 | 4.15 | 0.44 | 0 | 0.22 | 0 | 0 | -0.04 | -0.05 | -0.06 | 0 | 0.28 | 0.27 | 0.23 | 50.27 | 1640.745 | 0.66
D | 4002 | 2016-07-17 | 13 | OFF | 45.2 | 4.15 | 0.44 | 0 | 0.27 | 0 | 0 | -0.05 | -0.04 | -0.06 | 0 | 0.28 | 0.27 | 0.23 | 50.69 | 1693.283 | 0.71
D | 4002 | 2016-07-17 | 14 | OFF | 51.57 | 4.15 | 0.44 | 0 | 0.25 | 0 | 0.03 | -0.01 | -0.06 | -0.06 | 0 | 0.28 | 0.27 | 0.23 | 57.09 | 1712.593 | 0.72
D | 4002 | 2016-07-17 | 15 | OFF | 45.49 | 4.15 | 0.44 | 0 | 0.14 | 0 | 0 | -0.04 | -0.06 | -0.06 | 0 | 0.28 | 0.27 | 0.23 | 50.84 | 1743.75 | 0.58
D | 4002 | 2016-07-17 | 16 | OFF | 51.81 | 4.15 | 0.44 | 0 | 0.14 | 0 | 0 | 0.02 | -0.1 | -0.06 | 0 | 0.28 | 0.27 | 0.23 | 57.18 | 1768.842 | 0.58
D | 4002 | 2016-07-17 | 17 | OFF | 61.26 | 4.15 | 0.44 | 0 | 0.11 | 0 | 0.05 | -0.07 | -0.11 | -0.06 | 0 | 0.28 | 0.27 | 0.23 | 66.55 | 1811.537 | 0.6
D | 4002 | 2016-07-17 | 18 | OFF | 69.26 | 4.15 | 0.44 | 0 | 0.17 | 0 | 0.08 | -0.11 | -0.13 | -0.06 | 0 | 0.28 | 0.27 | 0.23 | 74.58 | 1840.077 | 0.69
D | 4002 | 2016-07-17 | 19 | OFF | 75.53 | 4.15 | 0.44 | 0 | 0.18 | 0 | 0 | 0.02 | -0.17 | -0.06 | 0 | 0.28 | 0.27 | 0.23 | 80.87 | 1830.212 | 0.62
D | 4002 | 2016-07-17 | 20 | OFF | 71.57 | 4.15 | 0.44 | 0 | 0.22 | 0 | 0 | 0 | -0.18 | -0.06 | 0 | 0.28 | 0.27 | 0.23 | 76.92 | 1781.261 | 0.66
D | 4002 | 2016-07-17 | 21 | OFF | 66.64 | 4.15 | 0.44 | 0 | 0.25 | 0 | 0 | 0.01 | -0.16 | -0.06 | 0 | 0.28 | 0.27 | 0.23 | 72.05 | 1750.237 | 0.69
D | 4002 | 2016-07-17 | 22 | OFF | 48.38 | 4.15 | 0.44 | 0 | 0.16 | 0 | 0.03 | 0.03 | -0.06 | -0.06 | 0 | 0.28 | 0.27 | 0.23 | 53.85 | 1670.905 | 0.63
D | 4002 | 2016-07-17 | 23 | OFF | 42.01 | 4.15 | 0.44 | 0 | 0.39 | 0 | 0.01 | 0.02 | -0.03 | -0.06 | 0 | 0.28 | 0.27 | 0.23 | 47.71 | 1506.541 | 0.84
D | 4002 | 2016-07-17 | 24 | OFF | 27.06 | 4.15 | 0.44 | 0 | 0.42 | 0 | 0 | -0.04 | -0.01 | -0.06 | 0 | 0.28 | 0.27 | 0.23 | 32.74 | 1353.505 | 0.86
D | 4002 | 2016-07-18 | 1 | OFF | 27.55 | 4.15 | 0.5 | 0 | 0.14 | 0 | 0 | 0.01 | -0.06 | -0.06 | 0 | 0.28 | 0.27 | 0.23 | 33.01 | 1243.436 | 0.64
D | 4002 | 2016-07-18 | 2 | OFF | 25.23 | 4.15 | 0.5 | 0 | 0.09 | 0 | 0 | 0.04 | 0 | -0.06 | 0 | 0.28 | 0.27 | 0.23 | 30.73 | 1166.405 | 0.59
D | 4002 | 2016-07-18 | 3 | OFF | 23.13 | 4.15 | 0.5 | 0 | 0.07 | 0 | 0 | 0.07 | -0.02 | -0.06 | 0 | 0.28 | 0.27 | 0.23 | 28.62 | 1123.013 | 0.57
D | 4002 | 2016-07-18 | 4 | OFF | 25.25 | 4.15 | 0.5 | 0 | 0.06 | 0 | 0 | 0.04 | -0.02 | -0.06 | 0 | 0.28 | 0.27 | 0.23 | 30.7 | 1109.058 | 0.56
D | 4002 | 2016-07-18 | 5 | OFF | 25.7 | 4.15 | 0.5 | 0 | 0.05 | 0 | 0 | 0.01 | -0.02 | -0.06 | 0 | 0.28 | 0.27 | 0.23 | 31.11 | 1128.926 | 0.55
D | 4002 | 2016-07-18 | 6 | OFF | 26.48 | 4.15 | 0.5 | 0 | 0.2 | 0 | 0 | 0.04 | -0.02 | -0.06 | 0 | 0.28 | 0.27 | 0.23 | 32.07 | 1205.894 | 0.7
D | 4002 | 2016-07-18 | 7 | OFF | 26.89 | 4.15 | 0.5 | 0 | 0.3 | 0 | 0 | -0.01 | -0.06 | -0.06 | 0 | 0.28 | 0.27 | 0.23 | 32.49 | 1353.083 | 0.8
D | 4002 | 2016-07-18 | 8 | ON | 23.54 | 4.15 | 0.5 | 0 | 0.44 | 1.13 | 0 | -0.02 | -0.08 | -0.06 | 0 | 0.28 | 0.27 | 0.23 | 30.38 | 1528.28 | 2.07
D | 4002 | 2016-07-18 | 9 | ON | 26.15 | 4.15 | 0.5 | 0 | 0.17 | 1.04 | 0 | -0.05 | -0.09 | -0.06 | 0 | 0.28 | 0.27 | 0.23 | 32.59 | 1679.344 | 1.71
D | 4002 | 2016-07-18 | 10 | ON | 29.26 | 4.15 | 0.5 | 0 | 0.07 | 0.97 | 0 | -0.05 | -0.11 | -0.06 | 0.01 | 0.28 | 0.27 | 0.23 | 35.52 | 1814.636 | 1.55
D | 4002 | 2016-07-18 | 11 | ON | 51.71 | 4.15 | 0.5 | 0 | 0.19 | 0.91 | 0 | -0.16 | -0.18 | -0.06 | 0.03 | 0.28 | 0.27 | 0.23 | 57.87 | 1945.895 | 1.63
D | 4002 | 2016-07-18 | 12 | ON | 54.37 | 4.15 | 0.5 | 0 | 0.16 | 0.87 | 0 | -0.11 | -0.24 | -0.06 | 0.03 | 0.28 | 0.27 | 0.23 | 60.45 | 2043.22 | 1.56
D | 4002 | 2016-07-18 | 13 | ON | 51.1 | 4.15 | 0.5 | 0 | 0.17 | 0.84 | 0 | -0.06 | -0.25 | -0.06 | 0.04 | 0.28 | 0.27 | 0.23 | 57.21 | 2089.679 | 1.55
D | 4002 | 2016-07-18 | 14 | ON | 59.59 | 4.15 | 0.5 | 0 | 0.16 | 0.81 | 0.05 | -0.14 | -0.26 | -0.06 | 0.05 | 0.28 | 0.27 | 0.23 | 65.63 | 2146.022 | 1.57
D | 4002 | 2016-07-18 | 15 | ON | 58.58 | 4.15 | 0.5 | 0 | 0.18 | 0.8 | 0 | -0.03 | -0.23 | -0.06 | 0.05 | 0.28 | 0.27 | 0.23 | 64.72 | 2120.51 | 1.53
D | 4002 | 2016-07-18 | 16 | ON | 47.11 | 4.15 | 0.5 | 0 | 0.2 | 0.83 | 0 | 0.1 | -0.35 | -0.06 | 0.05 | 0.28 | 0.27 | 0.23 | 53.31 | 1961.794 | 1.58
D | 4002 | 2016-07-18 | 17 | ON | 40.3 | 4.15 | 0.5 | 0 | 0.15 | 0.85 | 0 | 0.02 | -0.37 | -0.06 | 0.05 | 0.28 | 0.27 | 0.23 | 46.37 | 1880.691 | 1.55
D | 4002 | 2016-07-18 | 18 | ON | 32.89 | 4.15 | 0.5 | 0 | 0.08 | 0.87 | 0 | 0.02 | -0.37 | -0.06 | 0.04 | 0.28 | 0.27 | 0.23 | 38.9 | 1900.637 | 1.49
D | 4002 | 2016-07-18 | 19 | ON | 29.95 | 4.15 | 0.5 | 0 | 0.06 | 0.89 | 0 | -0.01 | -0.32 | -0.06 | 0 | 0.28 | 0.27 | 0.23 | 35.94 | 1894.141 | 1.45
D | 4002 | 2016-07-18 | 20 | ON | 29.9 | 4.15 | 0.5 | 0 | 0.07 | 0.91 | 0 | -0.03 | -0.32 | -0.06 | 0 | 0.28 | 0.27 | 0.23 | 35.9 | 1859.003 | 1.48
D | 4002 | 2016-07-18 | 21 | ON | 32.74 | 4.15 | 0.5 | 0 | 0.09 | 0.92 | 0 | -0.06 | -0.33 | -0.06 | 0 | 0.28 | 0.27 | 0.23 | 38.73 | 1826.831 | 1.51
D | 4002 | 2016-07-18 | 22 | ON | 26.32 | 4.15 | 0.5 | 0 | 0.05 | 0.97 | 0 | -0.02 | -0.18 | -0.06 | 0 | 0.28 | 0.27 | 0.23 | 32.51 | 1742.959 | 1.52
D | 4002 | 2016-07-18 | 23 | ON | 20.29 | 4.15 | 0.5 | 0 | 0.07 | 1.06 | 0 | -0.05 | -0.11 | -0.06 | 0 | 0.28 | 0.27 | 0.23 | 26.63 | 1571.233 | 1.63
D | 4002 | 2016-07-18 | 24 | OFF | 21.3 | 4.15 | 0.5 | 0 | 0.15 | 0 | 0 | -0.05 | -0.08 | -0.06 | 0 | 0.28 | 0.27 | 0.23 | 26.69 | 1411.861 | 0.65
D | 4002 | 2016-07-19 | 1 | OFF | 24.23 | 4.15 | 0.14 | 0 | 0.09 | 0 | 0 | -0.05 | -0.11 | -0.06 | 0 | 0.28 | 0.27 | 0.23 | 29.17 | 1295.426 | 0.23
D | 4002 | 2016-07-19 | 2 | OFF | 25.46 | 4.15 | 0.14 | 0 | 0.07 | 0 | 0 | 0.02 | -0.1 | -0.06 | 0 | 0.28 | 0.27 | 0.23 | 30.46 | 1222.322 | 0.21
D | 4002 | 2016-07-19 | 3 | OFF | 21.34 | 4.15 | 0.14 | 0 | 0.06 | 0 | 0 | 0.02 | -0.1 | -0.06 | 0 | 0.28 | 0.27 | 0.23 | 26.33 | 1172.906 | 0.2
D | 4002 | 2016-07-19 | 4 | OFF | 19.99 | 4.15 | 0.14 | 0 | 0.07 | 0 | 0 | -0.01 | -0.09 | -0.06 | 0 | 0.28 | 0.27 | 0.23 | 24.97 | 1151.655 | 0.21
D | 4002 | 2016-07-19 | 5 | OFF | 20.37 | 4.15 | 0.14 | 0 | 0.07 | 0 | 0 | -0.07 | -0.07 | -0.06 | 0 | 0.28 | 0.27 | 0.23 | 25.31 | 1174.625 | 0.21
D | 4002 | 2016-07-19 | 6 | OFF | 20.47 | 4.15 | 0.14 | 0 | 0.2 | 0 | 0 | -0.05 | -0.07 | -0.06 | 0 | 0.28 | 0.27 | 0.23 | 25.56 | 1238.552 | 0.34
D | 4002 | 2016-07-19 | 7 | OFF | 19.65 | 4.15 | 0.14 | 0 | 0.47 | 0 | 0 | -0.03 | -0.09 | -0.06 | 0 | 0.28 | 0.27 | 0.23 | 25.01 | 1369.63 | 0.61
D | 4002 | 2016-07-19 | 8 | ON | 27.86 | 4.15 | 0.14 | 0 | 0.38 | 1.15 | 0 | -0.02 | -0.11 | -0.06 | 0 | 0.28 | 0.27 | 0.23 | 34.27 | 1521.523 | 1.67
D | 4002 | 2016-07-19 | 9 | ON | 23.73 | 4.15 | 0.14 | 0 | 0.19 | 1.1 | 0 | 0.06 | -0.16 | -0.06 | 0 | 0.28 | 0.27 | 0.23 | 29.93 | 1615.141 | 1.43
D | 4002 | 2016-07-19 | 10 | ON | 20.85 | 4.15 | 0.14 | 0 | 0.07 | 1.06 | 0 | 0 | -0.18 | -0.06 | 0 | 0.28 | 0.27 | 0.23 | 26.81 | 1681.438 | 1.27
D | 4002 | 2016-07-19 | 11 | ON | 20.02 | 4.15 | 0.14 | 0 | 0.03 | 0.93 | 0 | 0 | -0.18 | -0.06 | 0 | 0.28 | 0.27 | 0.23 | 25.81 | 1739.913 | 1.1
D | 4002 | 2016-07-19 | 12 | ON | 21.54 | 4.15 | 0.14 | 0 | 0.04 | 0.9 | 0 | 0 | -0.25 | -0.06 | 0.01 | 0.28 | 0.27 | 0.23 | 27.25 | 1758.329 | 1.09
D | 4002 | 2016-07-19 | 13 | ON | 22.66 | 4.15 | 0.14 | 0 | 0.06 | 0.9 | 0 | 0 | -0.25 | -0.06 | 0.01 | 0.28 | 0.27 | 0.23 | 28.39 | 1739.89 | 1.11
D | 4002 | 2016-07-19 | 14 | ON | 20.78 | 4.15 | 0.14 | 0 | 0.06 | 0.98 | 0 | -0.01 | -0.28 | -0.06 | 0.01 | 0.28 | 0.27 | 0.23 | 26.55 | 1738.737 | 1.19
D | 4002 | 2016-07-19 | 15 | ON | 22.92 | 4.15 | 0.14 | 0 | 0.07 | 0.98 | 0 | -0.02 | -0.27 | -0.06 | 0.01 | 0.28 | 0.27 | 0.23 | 28.7 | 1727.763 | 1.2
D | 4002 | 2016-07-19 | 16 | ON | 23.72 | 4.15 | 0.14 | 0 | 0.07 | 0.98 | 0 | -0.03 | -0.25 | -0.06 | 0.01 | 0.28 | 0.27 | 0.23 | 29.51 | 1713.706 | 1.2
D | 4002 | 2016-07-19 | 17 | ON | 23.8 | 4.15 | 0.14 | 0 | 0.08 | 0.98 | 0 | -0.02 | -0.28 | -0.06 | 0.01 | 0.28 | 0.27 | 0.23 | 29.58 | 1695.625 | 1.21
D | 4002 | 2016-07-19 | 18 | ON | 23.45 | 4.15 | 0.14 | 0 | 0.07 | 0.99 | 0 | -0.02 | -0.27 | -0.06 | 0 | 0.28 | 0.27 | 0.23 | 29.23 | 1670.699 | 1.2
D | 4002 | 2016-07-19 | 19 | ON | 24.41 | 4.15 | 0.14 | 0 | 0.09 | 1.02 | 0 | -0.02 | -0.2 | -0.06 | 0 | 0.28 | 0.27 | 0.23 | 30.31 | 1623.648 | 1.25
D | 4002 | 2016-07-19 | 20 | ON | 23.88 | 4.15 | 0.14 | 0 | 0.04 | 1.06 | 0 | 0 | -0.14 | -0.06 | 0 | 0.28 | 0.27 | 0.23 | 29.85 | 1576.056 | 1.24
D | 4002 | 2016-07-19 | 21 | ON | 23.46 | 4.15 | 0.14 | 0 | 0.03 | 1.09 | 0 | -0.02 | -0.12 | -0.06 | 0 | 0.28 | 0.27 | 0.23 | 29.45 | 1547.562 | 1.26
D | 4002 | 2016-07-19 | 22 | ON | 23.59 | 4.15 | 0.14 | 0 | 0.04 | 1.14 | 0 | -0.02 | -0.1 | -0.06 | 0 | 0.28 | 0.27 | 0.23 | 29.66 | 1472.232 | 1.32
D | 4002 | 2016-07-19 | 23 | ON | 22.64 | 4.15 | 0.14 | 0 | 0.1 | 1.26 | 0 | -0.03 | -0.06 | -0.06 | 0 | 0.28 | 0.27 | 0.23 | 28.92 | 1314.185 | 1.5
D | 4002 | 2016-07-19 | 24 | OFF | 18.54 | 4.15 | 0.14 | 0 | 0.12 | 0 | 0 | 0.01 | -0.05 | -0.06 | 0 | 0.28 | 0.27 | 0.23 | 23.63 | 1170.957 | 0.26
D | 4002 | 2016-07-20 | 1 | OFF | 19.15 | 4.15 | 0.84 | 0 | 0.1 | 0 | 0 | 0 | -0.09 | -0.06 | 0 | 0.28 | 0.27 | 0.23 | 24.87 | 1075.714 | 0.94
D | 4002 | 2016-07-20 | 2 | OFF | -48.21 | 4.15 | 0.84 | 0 | 0.2 | 0 | 0 | -0.22 | -0.35 | -0.06 | 0 | 0.28 | 0.27 | 0.23 | -42.87 | 1022.181 | 1.04
D | 4002 | 2016-07-20 | 3 | OFF | -46.25 | 4.15 | 0.84 | 0 | 0.22 | 0 | 0 | -0.05 | -0.21 | -0.06 | 0 | 0.28 | 0.27 | 0.23 | -40.58 | 986.984 | 1.06
D | 4002 | 2016-07-20 | 4 | OFF | -5.16 | 4.15 | 0.84 | 0 | 0.14 | 0 | 0 | -0.01 | -0.05 | -0.06 | 0 | 0.28 | 0.27 | 0.23 | 0.63 | 983.171 | 0.98
D | 4002 | 2016-07-20 | 5 | OFF | -11.18 | 4.15 | 0.84 | 0 | 0.22 | 0 | 0 | 0 | -0.09 | -0.06 | 0 | 0.28 | 0.27 | 0.23 | -5.34 | 1009.309 | 1.06
D | 4002 | 2016-07-20 | 6 | OFF | 17.72 | 4.15 | 0.84 | 0 | 0.2 | 0 | 0 | -0.01 | -0.07 | -0.06 | 0 | 0.28 | 0.27 | 0.23 | 23.55 | 1074.652 | 1.04
D | 4002 | 2016-07-20 | 7 | OFF | 18.9 | 4.15 | 0.84 | 0 | 0.24 | 0 | 0 | 0 | -0.08 | -0.06 | 0 | 0.28 | 0.27 | 0.23 | 24.77 | 1215.314 | 1.08
D | 4002 | 2016-07-20 | 8 | ON | 16.64 | 4.15 | 0.84 | 0 | 0.45 | 1.33 | 0 | -0.03 | -0.09 | -0.06 | 0 | 0.28 | 0.27 | 0.23 | 24.01 | 1347.44 | 2.62
D | 4002 | 2016-07-20 | 9 | ON | 20.01 | 4.15 | 0.84 | 0 | 0.16 | 1.25 | 0 | 0.01 | -0.11 | -0.06 | 0 | 0.28 | 0.27 | 0.23 | 27.03 | 1440.3 | 2.25
D | 4002 | 2016-07-20 | 10 | ON | 20.1 | 4.15 | 0.84 | 0 | 0.17 | 1.11 | 0 | -0.01 | -0.12 | -0.06 | 0 | 0.28 | 0.27 | 0.23 | 26.96 | 1504.818 | 2.12
D | 4002 | 2016-07-20 | 11 | ON | 20.32 | 4.15 | 0.84 | 0 | 0.06 | 1.07 | 0 | -0.06 | -0.11 | -0.06 | 0 | 0.28 | 0.27 | 0.23 | 26.99 | 1560.84 | 1.97
D | 4002 | 2016-07-20 | 12 | ON | 20.68 | 4.15 | 0.84 | 0 | 0.05 | 1.04 | 0 | -0.06 | -0.12 | -0.06 | 0 | 0.28 | 0.27 | 0.23 | 27.3 | 1593.505 | 1.93
D | 4002 | 2016-07-20 | 13 | ON | 20.53 | 4.15 | 0.84 | 0 | 0.05 | 1.11 | 0 | -0.06 | -0.13 | -0.06 | 0 | 0.28 | 0.27 | 0.23 | 27.21 | 1609.29 | 2
D | 4002 | 2016-07-20 | 14 | ON | 20.75 | 4.15 | 0.84 | 0 | 0.04 | 1.08 | 0 | -0.04 | -0.14 | -0.06 | 0 | 0.28 | 0.27 | 0.23 | 27.4 | 1641.095 | 1.96
D | 4002 | 2016-07-20 | 15 | ON | 20.59 | 4.15 | 0.84 | 0 | 0.05 | 1.05 | 0 | -0.07 | -0.14 | -0.06 | 0 | 0.28 | 0.27 | 0.23 | 27.19 | 1655.773 | 1.94
D | 4002 | 2016-07-20 | 16 | ON | 27.67 | 4.15 | 0.84 | 0 | 0.05 | 1.04 | 0.01 | -0.06 | -0.15 | -0.06 | 0 | 0.28 | 0.27 | 0.23 | 34.27 | 1664.408 | 1.94
D | 4002 | 2016-07-20 | 17 | ON | 51.85 | 4.15 | 0.84 | 0 | 0.18 | 1.02 | 0.1 | -0.14 | -0.1 | -0.06 | 0.01 | 0.28 | 0.27 | 0.23 | 58.63 | 1675.048 | 2.15
D | 4002 | 2016-07-20 | 18 | ON | 37.29 | 4.15 | 0.84 | 0 | 0.14 | 1.01 | 0 | 0.02 | -0.12 | -0.06 | 0.01 | 0.28 | 0.27 | 0.23 | 44.06 | 1681.251 | 2
D | 4002 | 2016-07-20 | 19 | ON | 32.49 | 4.15 | 0.84 | 0 | 0.1 | 1.03 | 0 | 0 | -0.15 | -0.06 | 0 | 0.28 | 0.27 | 0.23 | 39.18 | 1652.07 | 1.97
D | 4002 | 2016-07-20 | 20 | ON | 25.35 | 4.15 | 0.84 | 0 | 0.05 | 1.06 | 0 | -0.06 | -0.13 | -0.06 | 0 | 0.28 | 0.27 | 0.23 | 31.98 | 1607.547 | 1.95
D | 4002 | 2016-07-20 | 21 | ON | 26.14 | 4.15 | 0.84 | 0 | 0.05 | 1.08 | 0 | -0.06 | -0.11 | -0.06 | 0 | 0.28 | 0.27 | 0.23 | 32.81 | 1587.198 | 1.97
D | 4002 | 2016-07-20 | 22 | ON | 25.69 | 4.15 | 0.84 | 0 | 0.06 | 1.12 | 0 | -0.07 | -0.1 | -0.06 | 0 | 0.28 | 0.27 | 0.23 | 32.41 | 1516.06 | 2.02
D | 4002 | 2016-07-20 | 23 | ON | 21.92 | 4.15 | 0.84 | 0 | 0.12 | 1.24 | 0 | -0.03 | -0.08 | -0.06 | 0 | 0.28 | 0.27 | 0.23 | 28.88 | 1358.858 | 2.2
D | 4002 | 2016-07-20 | 24 | OFF | 19.4 | 4.15 | 0.84 | 0 | 0.14 | 0 | 0 | 0 | -0.06 | -0.06 | 0 | 0.28 | 0.27 | 0.23 | 25.19 | 1209.021 | 0.98
D | 4002 | 2016-07-21 | 1 | OFF | 21.21 | 4.15 | 0.21 | 0 | 0.07 | 0 | 0 | -0.02 | 0 | -0.06 | 0 | 0.28 | 0.27 | 0.23 | 26.34 | 1107.153 | 0.28
D | 4002 | 2016-07-21 | 2 | OFF | 20.38 | 4.15 | 0.21 | 0 | 0.06 | 0 | 0 | 0 | 0 | -0.06 | 0 | 0.28 | 0.27 | 0.23 | 25.52 | 1048.198 | 0.27
D | 4002 | 2016-07-21 | 3 | OFF | 20.34 | 4.15 | 0.21 | 0 | 0.04 | 0 | 0 | -0.01 | 0.02 | -0.06 | 0 | 0.28 | 0.27 | 0.23 | 25.47 | 1011.834 | 0.25
D | 4002 | 2016-07-21 | 4 | OFF | 20.54 | 4.15 | 0.21 | 0 | 0.07 | 0 | 0 | -0.03 | 0.01 | -0.06 | 0 | 0.28 | 0.27 | 0.23 | 25.67 | 1004.64 | 0.28
D | 4002 | 2016-07-21 | 5 | OFF | 20.46 | 4.15 | 0.21 | 0 | 0.06 | 0 | 0 | 0 | 0.04 | -0.06 | 0 | 0.28 | 0.27 | 0.23 | 25.64 | 1035.308 | 0.27
D | 4002 | 2016-07-21 | 6 | OFF | 20.08 | 4.15 | 0.21 | 0 | 0.1 | 0 | 0 | 0.02 | 0.04 | -0.06 | 0 | 0.28 | 0.27 | 0.23 | 25.32 | 1111.842 | 0.31
D | 4002 | 2016-07-21 | 7 | OFF | 21.13 | 4.15 | 0.21 | 0 | 0.16 | 0 | 0 | -0.01 | -0.03 | -0.06 | 0 | 0.28 | 0.27 | 0.23 | 26.33 | 1244.177 | 0.37
D | 4002 | 2016-07-21 | 8 | ON | 21.12 | 4.15 | 0.21 | 0 | 0.23 | 1.28 | 0 | -0.01 | -0.07 | -0.06 | 0 | 0.28 | 0.27 | 0.23 | 27.63 | 1395.197 | 1.72
D | 4002 | 2016-07-21 | 9 | ON | 21.54 | 4.15 | 0.21 | 0 | 0.15 | 1.19 | 0 | 0 | -0.09 | -0.06 | 0 | 0.28 | 0.27 | 0.23 | 27.87 | 1506.021 | 1.55
D | 4002 | 2016-07-21 | 10 | ON | 20.43 | 4.15 | 0.21 | 0 | 0.1 | 1.13 | 0 | 0.01 | -0.11 | -0.06 | 0 | 0.28 | 0.27 | 0.23 | 26.64 | 1591.867 | 1.44
D | 4002 | 2016-07-21 | 11 | ON | 20.69 | 4.15 | 0.21 | 0 | 0.05 | 1.07 | 0 | -0.01 | -0.16 | -0.06 | 0 | 0.28 | 0.27 | 0.23 | 26.72 | 1673.101 | 1.33
D | 4002 | 2016-07-21 | 12 | ON | 21.14 | 4.15 | 0.21 | 0 | 0.04 | 1 | 0 | -0.03 | -0.17 | -0.06 | 0 | 0.28 | 0.27 | 0.23 | 27.06 | 1727.902 | 1.25
D | 4002 | 2016-07-21 | 13 | ON | 24.84 | 4.15 | 0.21 | 0 | 0.04 | 0.97 | 0 | -0.04 | -0.21 | -0.06 | 0 | 0.28 | 0.27 | 0.23 | 30.68 | 1764.915 | 1.22
D | 4002 | 2016-07-21 | 14 | ON | 35.93 | 4.15 | 0.21 | 0 | 0.11 | 0.93 | 0 | -0.03 | -0.29 | -0.06 | 0.02 | 0.28 | 0.27 | 0.23 | 41.75 | 1808.943 | 1.27
D | 4002 | 2016-07-21 | 15 | ON | 35.7 | 4.15 | 0.21 | 0 | 0.13 | 0.94 | 0 | -0.02 | -0.27 | -0.06 | 0.01 | 0.28 | 0.27 | 0.23 | 41.57 | 1846.932 | 1.29
D | 4002 | 2016-07-21 | 16 | ON | 38.17 | 4.15 | 0.21 | 0 | 0.14 | 0.91 | 0 | -0.03 | -0.27 | -0.06 | 0.02 | 0.28 | 0.27 | 0.23 | 44.02 | 1884.977 | 1.28
D | 4002 | 2016-07-21 | 17 | ON | 40.93 | 4.15 | 0.21 | 0 | 0.13 | 0.89 | 0 | 0 | -0.26 | -0.06 | 0.01 | 0.28 | 0.27 | 0.23 | 46.78 | 1906.94 | 1.24
D | 4002 | 2016-07-21 | 18 | ON | 43.8 | 4.15 | 0.21 | 0 | 0.14 | 0.89 | 0 | -0.07 | -0.24 | -0.06 | 0.01 | 0.28 | 0.27 | 0.23 | 49.61 | 1917.712 | 1.25
D | 4002 | 2016-07-21 | 19 | ON | 48.48 | 4.15 | 0.21 | 0 | 0.16 | 0.91 | 0 | -0.09 | -0.27 | -0.06 | 0 | 0.28 | 0.27 | 0.23 | 54.27 | 1903.152 | 1.28
D | 4002 | 2016-07-21 | 20 | ON | 33.59 | 4.15 | 0.21 | 0 | 0.14 | 0.93 | 0 | -0.01 | -0.24 | -0.06 | 0 | 0.28 | 0.27 | 0.23 | 39.49 | 1847.12 | 1.28
D | 4002 | 2016-07-21 | 21 | ON | 27.44 | 4.15 | 0.21 | 0 | 0.13 | 0.95 | 0 | 0.01 | -0.24 | -0.06 | 0 | 0.28 | 0.27 | 0.23 | 33.37 | 1806.878 | 1.29
D | 4002 | 2016-07-21 | 22 | ON | 23.51 | 4.15 | 0.21 | 0 | 0.08 | 0.99 | 0 | 0 | -0.17 | -0.06 | 0 | 0.28 | 0.27 | 0.23 | 29.49 | 1714.106 | 1.28
D | 4002 | 2016-07-21 | 23 | ON | 23.05 | 4.15 | 0.21 | 0 | 0.09 | 1.08 | 0 | -0.08 | -0.1 | -0.06 | 0 | 0.28 | 0.27 | 0.23 | 29.12 | 1529.366 | 1.38
D | 4002 | 2016-07-21 | 24 | OFF | 21.41 | 4.15 | 0.21 | 0 | 0.13 | 0 | 0 | -0.02 | -0.06 | -0.06 | 0 | 0.28 | 0.27 | 0.23 | 26.54 | 1376.658 | 0.34
D | 4002 | 2016-07-22 | 1 | OFF | 21.21 | 4.15 | 2.46 | 0 | 0.07 | 0 | 0 | 0.03 | -0.07 | -0.06 | 0 | 0.28 | 0.27 | 0.23 | 28.57 | 1262.687 | 2.53
D | 4002 | 2016-07-22 | 2 | OFF | 21.57 | 4.15 | 2.46 | 0 | 0.05 | 0 | 0 | 0.01 | -0.09 | -0.06 | 0 | 0.28 | 0.27 | 0.23 | 28.87 | 1189.196 | 2.51
D | 4002 | 2016-07-22 | 3 | OFF | 19.23 | 4.15 | 2.46 | 0 | 0.05 | 0 | 0 | 0 | -0.1 | -0.06 | 0 | 0.28 | 0.27 | 0.23 | 26.51 | 1142.8 | 2.51
D | 4002 | 2016-07-22 | 4 | OFF | 15.4 | 4.15 | 2.46 | 0 | 0.07 | 0 | 0 | -0.02 | -0.04 | -0.06 | 0 | 0.28 | 0.27 | 0.23 | 22.74 | 1124.557 | 2.53
D | 4002 | 2016-07-22 | 5 | OFF | 10.17 | 4.15 | 2.46 | 0 | 0.09 | 0 | 0 | 0 | -0.08 | -0.06 | 0 | 0.28 | 0.27 | 0.23 | 17.51 | 1146.851 | 2.55
D | 4002 | 2016-07-22 | 6 | OFF | 14.17 | 4.15 | 2.46 | 0 | 0.11 | 0 | 0 | 0.02 | -0.08 | -0.06 | 0 | 0.28 | 0.27 | 0.23 | 21.55 | 1217.605 | 2.57
D | 4002 | 2016-07-22 | 7 | OFF | 17.9 | 4.15 | 2.46 | 0 | 0.29 | 0 | 0 | -0.02 | -0.08 | -0.06 | 0 | 0.28 | 0.27 | 0.23 | 25.42 | 1356.365 | 2.75
D | 4002 | 2016-07-22 | 8 | ON | 15.12 | 4.15 | 2.46 | 0 | 0.32 | 1.13 | 0 | -0.02 | -0.11 | -0.06 | 0 | 0.28 | 0.27 | 0.23 | 23.77 | 1530.827 | 3.91
D | 4002 | 2016-07-22 | 9 | ON | 20.9 | 4.15 | 2.46 | 0 | 0.12 | 1.05 | 0 | -0.01 | -0.12 | -0.06 | 0 | 0.28 | 0.27 | 0.23 | 29.27 | 1655.923 | 3.63
D | 4002 | 2016-07-22 | 10 | ON | 24.56 | 4.15 | 2.46 | 0 | 0.07 | 0.99 | 0 | -0.05 | -0.15 | -0.06 | 0.02 | 0.28 | 0.27 | 0.23 | 32.77 | 1748.089 | 3.54
D | 4002 | 2016-07-22 | 11 | ON | 35.6 | 4.15 | 2.46 | 0 | 0.08 | 0.93 | 0 | -0.1 | -0.26 | -0.06 | 0.04 | 0.28 | 0.27 | 0.23 | 43.62 | 1867.495 | 3.51
D | 4002 | 2016-07-22 | 12 | ON | 57.33 | 4.15 | 2.46 | 0 | 0.18 | 0.88 | 0.17 | -0.09 | -0.32 | -0.06 | 0.06 | 0.28 | 0.27 | 0.23 | 65.54 | 1981.009 | 3.75
D | 4002 | 2016-07-22 | 13 | ON | 56.67 | 4.15 | 2.46 | 0 | 0.2 | 0.84 | 0 | -0.07 | -0.35 | -0.06 | 0.06 | 0.28 | 0.27 | 0.23 | 64.68 | 2067.609 | 3.56
D | 4002 | 2016-07-22 | 14 | ON | 65.11 | 4.15 | 2.46 | 0 | 0.18 | 0.82 | 0 | -0.1 | -0.36 | -0.06 | 0.06 | 0.28 | 0.27 | 0.23 | 73.04 | 2135.217 | 3.52
D | 4002 | 2016-07-22 | 15 | ON | 108.11 | 4.15 | 2.46 | 0 | 0.52 | 0.65 | 3.02 | 0.14 | -0.42 | -0.06 | 0.06 | 0.28 | 0.27 | 0.23 | 119.41 | 2186.586 | 6.71
D | 4002 | 2016-07-22 | 16 | ON | 55.82 | 4.15 | 2.46 | 0 | 0.15 | 0.79 | 0 | -0.03 | -0.43 | -0.06 | 0.05 | 0.28 | 0.27 | 0.23 | 63.68 | 2215.974 | 3.45
D | 4002 | 2016-07-22 | 17 | ON | 49.45 | 4.15 | 2.46 | 0 | 0.12 | 0.78 | 0 | -0.01 | -0.41 | -0.06 | 0.05 | 0.28 | 0.27 | 0.23 | 57.31 | 2229.445 | 3.41
D | 4002 | 2016-07-22 | 18 | ON | 55.62 | 4.15 | 2.46 | 0 | 0.13 | 0.74 | 0.03 | -0.09 | -0.4 | -0.06 | 0.06 | 0.28 | 0.27 | 0.23 | 63.42 | 2219.738 | 3.42
D | 4002 | 2016-07-22 | 19 | ON | 128.67 | 4.15 | 2.46 | 0 | 0.72 | 0.6 | 0.07 | -0.19 | -0.37 | -0.06 | 0 | 0.28 | 0.27 | 0.23 | 136.83 | 2177.156 | 3.85
D | 4002 | 2016-07-22 | 20 | ON | 68.9 | 4.15 | 2.46 | 0 | 0.37 | 0.65 | 0 | -0.13 | -0.4 | -0.06 | 0 | 0.28 | 0.27 | 0.23 | 76.72 | 2105.577 | 3.48
D | 4002 | 2016-07-22 | 21 | ON | 55.39 | 4.15 | 2.46 | 0 | 0.11 | 0.72 | 0.1 | -0.11 | -0.26 | -0.06 | 0 | 0.28 | 0.27 | 0.23 | 63.28 | 2048.943 | 3.39
D | 4002 | 2016-07-22 | 22 | ON | 45.34 | 4.15 | 2.46 | 0 | 0.12 | 0.84 | 0 | -0.1 | -0.16 | -0.06 | 0 | 0.28 | 0.27 | 0.23 | 53.37 | 1955.155 | 3.42
D | 4002 | 2016-07-22 | 23 | ON | 47.57 | 4.15 | 2.46 | 0 | 0.17 | 0.91 | 0 | -0.24 | -0.03 | -0.06 | 0 | 0.28 | 0.27 | 0.23 | 55.71 | 1773.028 | 3.54
D | 4002 | 2016-07-22 | 24 | OFF | 38.68 | 4.15 | 2.46 | 0 | 0.26 | 0 | 0.08 | -0.13 | -0.03 | -0.06 | 0 | 0.28 | 0.27 | 0.23 | 46.19 | 1595.891 | 2.8
D | 4002 | 2016-07-23 | 1 | OFF | 40.22 | 4.15 | 1.59 | 0 | 0.53 | 0 | 0 | -0.1 | -0.05 | -0.06 | 0 | 0.28 | 0.27 | 0.23 | 47.06 | 1445.281 | 2.12
D | 4002 | 2016-07-23 | 2 | OFF | 34.38 | 4.15 | 1.59 | 0 | 0.1 | 0 | 0 | -0.01 | -0.07 | -0.06 | 0 | 0.28 | 0.27 | 0.23 | 40.86 | 1358.561 | 1.69
D | 4002 | 2016-07-23 | 3 | OFF | 30.09 | 4.15 | 1.59 | 0 | 0.13 | 0 | 0 | 0 | -0.06 | -0.06 | 0 | 0.28 | 0.27 | 0.23 | 36.62 | 1296.71 | 1.72
D | 4002 | 2016-07-23 | 4 | OFF | 41.03 | 4.15 | 1.59 | 0 | 0.35 | 0 | 0 | -0.05 | -0.06 | -0.06 | 0 | 0.28 | 0.27 | 0.23 | 47.73 | 1267.817 | 1.94
D | 4002 | 2016-07-23 | 5 | OFF | 27.59 | 4.15 | 1.59 | 0 | 0.14 | 0 | 0 | -0.01 | -0.05 | -0.06 | 0 | 0.28 | 0.27 | 0.23 | 34.13 | 1242.495 | 1.73
D | 4002 | 2016-07-23 | 6 | OFF | 25.43 | 4.15 | 1.59 | 0 | 0.1 | 0 | 0 | 0.01 | -0.06 | -0.06 | 0 | 0.28 | 0.27 | 0.23 | 31.94 | 1240.686 | 1.69
D | 4002 | 2016-07-23 | 7 | OFF | 27.75 | 4.15 | 1.59 | 0 | 0.27 | 0 | 0 | -0.04 | -0.06 | -0.06 | 0 | 0.28 | 0.27 | 0.23 | 34.38 | 1305.175 | 1.86
D | 4002 | 2016-07-23 | 8 | OFF | 35.53 | 4.15 | 1.59 | 0 | 0.19 | 0 | 0 | -0.05 | -0.08 | -0.06 | 0 | 0.28 | 0.27 | 0.23 | 42.05 | 1445.487 | 1.78
D | 4002 | 2016-07-23 | 9 | OFF | 46.38 | 4.15 | 1.59 | 0 | 0.22 | 0 | 0.39 | 0.01 | -0.07 | -0.06 | 0 | 0.28 | 0.27 | 0.23 | 53.39 | 1611.351 | 2.2
D | 4002 | 2016-07-23 | 10 | OFF | 34.06 | 4.15 | 1.59 | 0 | 0.08 | 0 | 0.04 | 0.01 | -0.12 | -0.06 | 0 | 0.28 | 0.27 | 0.23 | 40.53 | 1751.016 | 1.71
D | 4002 | 2016-07-23 | 11 | OFF | 30.19 | 4.15 | 1.59 | 0 | 0.07 | 0 | 0.01 | 0 | -0.12 | -0.06 | 0 | 0.28 | 0.27 | 0.23 | 36.61 | 1857.645 | 1.67
D | 4002 | 2016-07-23 | 12 | OFF | 38.71 | 4.15 | 1.59 | 0 | 0.09 | 0 | 0.05 | -0.03 | -0.2 | -0.06 | 0 | 0.28 | 0.27 | 0.23 | 45.08 | 1927.935 | 1.73
D | 4002 | 2016-07-23 | 13 | OFF | 42.53 | 4.15 | 1.59 | 0 | 0.06 | 0 | 0 | -0.03 | -0.22 | -0.06 | 0 | 0.28 | 0.27 | 0.23 | 48.8 | 1958.56 | 1.65
D | 4002 | 2016-07-23 | 14 | OFF | 43.1 | 4.15 | 1.59 | 0 | 0.09 | 0 | 0.03 | -0.05 | -0.23 | -0.06 | 0 | 0.28 | 0.27 | 0.23 | 49.4 | 1982.299 | 1.71
D | 4002 | 2016-07-23 | 15 | OFF | 45.38 | 4.15 | 1.59 | 0 | 0.11 | 0 | 0.19 | 0 | -0.24 | -0.06 | 0 | 0.28 | 0.27 | 0.23 | 51.9 | 1982.456 | 1.89
D | 4002 | 2016-07-23 | 16 | OFF | 47.99 | 4.15 | 1.59 | 0 | 0.15 | 0 | 0.09 | -0.01 | -0.28 | -0.06 | 0 | 0.28 | 0.27 | 0.23 | 54.4 | 1985.522 | 1.83
D | 4002 | 2016-07-23 | 17 | OFF | 83.87 | 4.15 | 1.59 | 0 | 0.2 | 0 | 4.8 | -0.04 | -0.23 | -0.06 | 0 | 0.28 | 0.27 | 0.23 | 95.06 | 1963.795 | 6.59
D | 4002 | 2016-07-23 | 18 | OFF | 118.19 | 4.15 | 1.59 | 0 | 0.45 | 0 | 5.48 | -0.02 | -0.26 | -0.06 | 0 | 0.28 | 0.27 | 0.23 | 130.3 | 1900.695 | 7.52
D | 4002 | 2016-07-23 | 19 | OFF | 56.96 | 4.15 | 1.59 | 0 | 0.23 | 0 | 0.28 | 0.12 | -0.3 | -0.06 | 0 | 0.28 | 0.27 | 0.23 | 63.75 | 1665.074 | 2.1
D | 4002 | 2016-07-23 | 20 | OFF | 32.21 | 4.15 | 1.59 | 0 | 0.1 | 0 | 0 | 0.02 | -0.23 | -0.06 | 0 | 0.28 | 0.27 | 0.23 | 38.56 | 1502.149 | 1.69
D | 4002 | 2016-07-23 | 21 | OFF | 25.23 | 4.15 | 1.59 | 0 | 0.06 | 0 | 0 | -0.03 | -0.23 | -0.06 | 0 | 0.28 | 0.27 | 0.23 | 31.49 | 1477.713 | 1.65
D | 4002 | 2016-07-23 | 22 | OFF | 24.02 | 4.15 | 1.59 | 0 | 0.09 | 0 | 0 | -0.02 | -0.17 | -0.06 | 0 | 0.28 | 0.27 | 0.23 | 30.38 | 1433.608 | 1.68
D | 4002 | 2016-07-23 | 23 | OFF | 22.31 | 4.15 | 1.59 | 0 | 0.15 | 0 | 0 | -0.03 | -0.13 | -0.06 | 0 | 0.28 | 0.27 | 0.23 | 28.76 | 1321.008 | 1.74
D | 4002 | 2016-07-23 | 24 | OFF | 22.5 | 4.15 | 1.59 | 0 | 0.19 | 0 | 0 | -0.02 | -0.13 | -0.06 | 0 | 0.28 | 0.27 | 0.23 | 29 | 1209.754 | 1.78
D | 4002 | 2016-07-24 | 1 | OFF | 21.51 | 4.15 | 0.65 | 0 | 0.15 | 0 | 0 | 0 | -0.11 | -0.06 | 0 | 0.28 | 0.27 | 0.23 | 27.07 | 1113.21 | 0.8
D | 4002 | 2016-07-24 | 2 | OFF | 21.78 | 4.15 | 0.65 | 0 | 0.05 | 0 | 0 | 0 | -0.14 | -0.06 | 0 | 0.28 | 0.27 | 0.23 | 27.21 | 1054.157 | 0.7
D | 4002 | 2016-07-24 | 3 | OFF | 21.18 | 4.15 | 0.65 | 0 | 0.05 | 0 | 0 | -0.01 | -0.15 | -0.06 | 0 | 0.28 | 0.27 | 0.23 | 26.59 | 1017.157 | 0.7
D | 4002 | 2016-07-24 | 4 | OFF | 19.43 | 4.15 | 0.65 | 0 | 0.06 | 0 | 0 | -0.01 | -0.13 | -0.06 | 0 | 0.28 | 0.27 | 0.23 | 24.87 | 995.54 | 0.71
D | 4002 | 2016-07-24 | 5 | OFF | 8.97 | 4.15 | 0.65 | 0 | 0.15 | 0 | 0 | 0.01 | -0.08 | -0.06 | 0 | 0.28 | 0.27 | 0.23 | 14.57 | 991.987 | 0.8
D | 4002 | 2016-07-24 | 6 | OFF | 20.07 | 4.15 | 0.65 | 0 | 0.08 | 0 | 0 | 0.02 | -0.06 | -0.06 | 0 | 0.28 | 0.27 | 0.23 | 25.63 | 997.772 | 0.73
D | 4002 | 2016-07-24 | 7 | OFF | 17.42 | 4.15 | 0.65 | 0 | 0.13 | 0 | 0 | 0 | -0.07 | -0.06 | 0 | 0.28 | 0.27 | 0.23 | 23 | 1047.352 | 0.78
D | 4002 | 2016-07-24 | 8 | OFF | -61.22 | 4.15 | 0.65 | 0 | 1 | 0 | 0 | 0.06 | -0.15 | -0.06 | 0 | 0.28 | 0.27 | 0.23 | -54.79 | 1163.771 | 1.65
D | 4002 | 2016-07-24 | 9 | OFF | -21.24 | 4.15 | 0.65 | 0 | 0.5 | 0 | 0 | 0 | -0.14 | -0.06 | 0 | 0.28 | 0.27 | 0.23 | -15.36 | 1305.963 | 1.15
D | 4002 | 2016-07-24 | 10 | OFF | 21.85 | 4.15 | 0.65 | 0 | 0.8 | 0 | 0 | 0.02 | -0.11 | -0.06 | 0 | 0.28 | 0.27 | 0.23 | 28.08 | 1424.113 | 1.45
D | 4002 | 2016-07-24 | 11 | OFF | 23.95 | 4.15 | 0.65 | 0 | 0.21 | 0 | 0 | 0 | -0.13 | -0.06 | 0 | 0.28 | 0.27 | 0.23 | 29.55 | 1506.854 | 0.86
D | 4002 | 2016-07-24 | 12 | OFF | 26.39 | 4.15 | 0.65 | 0 | 0.07 | 0 | 0 | -0.01 | -0.16 | -0.06 | 0 | 0.28 | 0.27 | 0.23 | 31.81 | 1569.374 | 0.72
D | 4002 | 2016-07-24 | 13 | OFF | 29.44 | 4.15 | 0.65 | 0 | 0.07 | 0 | 0 | -0.02 | -0.2 | -0.06 | 0 | 0.28 | 0.27 | 0.23 | 34.81 | 1610.745 | 0.72
D | 4002 | 2016-07-24 | 14 | OFF | 33.08 | 4.15 | 0.65 | 0 | 0.11 | 0 | 0 | -0.04 | -0.22 | -0.06 | 0 | 0.28 | 0.27 | 0.23 | 38.45 | 1640.526 | 0.76
D | 4002 | 2016-07-24 | 15 | OFF | 39.68 | 4.15 | 0.65 | 0 | 0.1 | 0 | 0 | -0.1 | -0.26 | -0.06 | 0 | 0.28 | 0.27 | 0.23 | 44.94 | 1672.314 | 0.75
D | 4002 | 2016-07-24 | 16 | OFF | 41.42 | 4.15 | 0.65 | 0 | 0.11 | 0 | 0.03 | -0.02 | -0.26 | -0.06 | 0 | 0.28 | 0.27 | 0.23 | 46.8 | 1706.036 | 0.79
D | 4002 | 2016-07-24 | 17 | OFF | 43.62 | 4.15 | 0.65 | 0 | 0.1 | 0 | 0.31 | -0.07 | -0.23 | -0.06 | 0 | 0.28 | 0.27 | 0.23 | 49.25 | 1740.161 | 1.06
D | 4002 | 2016-07-24 | 18 | OFF | 52.53 | 4.15 | 0.65 | 0 | 0.15 | 0 | 0.57 | -0.01 | -0.21 | -0.06 | 0 | 0.28 | 0.27 | 0.23 | 58.55 | 1785.738 | 1.37
D | 4002 | 2016-07-24 | 19 | OFF | 43.52 | 4.15 | 0.65 | 0 | 0.25 | 0 | 0.39 | 0.03 | -0.26 | -0.06 | 0 | 0.28 | 0.27 | 0.23 | 49.45 | 1768.733 | 1.29
D | 4002 | 2016-07-24 | 20 | OFF | 33.69 | 4.15 | 0.65 | 0 | 0.17 | 0 | 0 | -0.04 | -0.23 | -0.06 | 0 | 0.28 | 0.27 | 0.23 | 39.11 | 1713.881 | 0.82
D | 4002 | 2016-07-24 | 21 | OFF | 31.76 | 4.15 | 0.65 | 0 | 0.12 | 0 | 0 | 0 | -0.23 | -0.06 | 0 | 0.28 | 0.27 | 0.23 | 37.17 | 1672.051 | 0.77
D | 4002 | 2016-07-24 | 22 | OFF | 35.53 | 4.15 | 0.65 | 0 | 0.13 | 0 | 0 | 0.02 | -0.18 | -0.06 | 0 | 0.28 | 0.27 | 0.23 | 41.02 | 1579.89 | 0.78
D | 4002 | 2016-07-24 | 23 | OFF | 25.44 | 4.15 | 0.65 | 0 | 0.14 | 0 | 0 | 0 | -0.13 | -0.06 | 0 | 0.28 | 0.27 | 0.23 | 30.97 | 1416.272 | 0.79
D | 4002 | 2016-07-24 | 24 | OFF | 23.16 | 4.15 | 0.65 | 0 | 0.12 | 0 | 0 | 0 | -0.16 | -0.06 | 0 | 0.28 | 0.27 | 0.23 | 28.64 | 1270.225 | 0.77
D | 4002 | 2016-07-25 | 1 | OFF | 20.41 | 4.15 | 2.3 | 0 | 0.28 | 0 | 0 | 0.02 | -0.06 | -0.06 | 0 | 0.28 | 0.27 | 0.23 | 27.82 | 1165.077 | 2.58
D | 4002 | 2016-07-25 | 2 | OFF | 5.99 | 4.15 | 2.3 | 0 | 0.24 | 0 | 0 | 0.01 | -0.09 | -0.06 | 0 | 0.28 | 0.27 | 0.23 | 13.32 | 1090.715 | 2.54
D | 4002 | 2016-07-25 | 3 | OFF | 0.65 | 4.15 | 2.3 | 0 | 0.18 | 0 | 0 | 0 | -0.07 | -0.06 | 0 | 0.28 | 0.27 | 0.23 | 7.93 | 1051.782 | 2.48
D | 4002 | 2016-07-25 | 4 | OFF | 13.75 | 4.15 | 2.3 | 0 | 0.18 | 0 | 0 | 0.02 | -0.02 | -0.06 | 0 | 0.28 | 0.27 | 0.23 | 21.1 | 1019.869 | 2.48
D | 4002 | 2016-07-25 | 5 | OFF | 12.59 | 4.15 | 2.3 | 0 | 0.26 | 0 | 0 | 0.02 | -0.06 | -0.06 | 0 | 0.28 | 0.27 | 0.23 | 19.98 | 1050.832 | 2.56
D | 4002 | 2016-07-25 | 6 | OFF | 14.06 | 4.15 | 2.3 | 0 | 0.56 | 0 | 0 | -0.03 | -0.06 | -0.06 | 0 | 0.28 | 0.27 | 0.23 | 21.7 | 1125.823 | 2.86
D | 4002 | 2016-07-25 | 7 | OFF | 8.7 | 4.15 | 2.3 | 0 | 0.31 | 0 | 0 | 0 | -0.12 | -0.06 | 0 | 0.28 | 0.27 | 0.23 | 16.06 | 1260.397 | 2.61
D | 4002 | 2016-07-25 | 8 | ON | 15.8 | 4.15 | 2.3 | 0 | 0.43 | 1.06 | 0 | -0.02 | -0.11 | -0.06 | 0.02 | 0.28 | 0.27 | 0.23 | 24.35 | 1404.181 | 3.81
D | 4002 | 2016-07-25 | 9 | ON | 24.97 | 4.15 | 2.3 | 0 | 0.17 | 0.65 | 0 | -0.05 | -0.18 | -0.06 | 0.04 | 0.28 | 0.27 | 0.23 | 32.77 | 1526.69 | 3.16
D | 4002 | 2016-07-25 | 10 | ON | 40.72 | 4.15 | 2.3 | 0 | 0.18 | 0.61 | 0.4 | -0.03 | -0.3 | -0.06 | 0.08 | 0.28 | 0.27 | 0.23 | 48.83 | 1634.394 | 3.57
D | 4002 | 2016-07-25 | 11 | ON | 41.17 | 4.15 | 2.3 | 0 | 0.08 | 0.86 | 0 | -0.13 | -0.21 | -0.06 | 0.09 | 0.28 | 0.27 | 0.23 | 49.03 | 1742.756 | 3.33
D | 4002 | 2016-07-25 | 12 | ON | 61 | 4.15 | 2.3 | 0 | 0.14 | 0.81 | 0 | -0.12 | -0.29 | -0.06 | 0.11 | 0.28 | 0.27 | 0.23 | 68.82 | 1844.638 | 3.36
D | 4002 | 2016-07-25 | 13 | ON | 86.85 | 4.15 | 2.3 | 0 | 0.23 | 0.77 | 0.39 | -0.2 | -0.31 | -0.06 | 0.12 | 0.28 | 0.27 | 0.23 | 95.02 | 1923.868 | 3.81
D | 4002 | 2016-07-25 | 14 | ON | 82.72 | 4.15 | 2.3 | 0 | 1.2 | 0.82 | 0.34 | -0.03 | -0.45 | -0.06 | 0.13 | 0.28 | 0.27 | 0.23 | 91.9 | 1990.578 | 4.79
D | 4002 | 2016-07-25 | 15 | ON | 111.03 | 4.15 | 2.3 | 0 | 1.85 | 0.8 | 0.28 | -0.11 | -0.61 | -0.06 | 0.17 | 0.28 | 0.27 | 0.23 | 120.58 | 2045.688 | 5.4
D | 4002 | 2016-07-25 | 16 | ON | 96.29 | 4.15 | 2.3 | 0 | 2.38 | 0.8 | 0.58 | -0.04 | -0.63 | -0.06 | 0.14 | 0.28 | 0.27 | 0.23 | 106.69 | 2057.101 | 6.2
D | 4002 | 2016-07-25 | 17 | ON | 69.07 | 4.15 | 2.3 | 0 | 2.63 | 0.81 | 0.34 | -0.02 | -0.53 | -0.06 | 0.11 | 0.28 | 0.27 | 0.23 | 79.58 | 2058.244 | 6.19
D | 4002 | 2016-07-25 | 18 | ON | 60.61 | 4.15 | 2.3 | 0 | 2.39 | 0.82 | 0.01 | -0.02 | -0.52 | -0.06 | 0.1 | 0.28 | 0.27 | 0.23 | 70.56 | 2062.313 | 5.62
D | 4002 | 2016-07-25 | 19 | ON | 75.08 | 4.15 | 2.3 | 0 | 2.4 | 0.83 | 0.21 | 0.04 | -0.47 | -0.06 | 0 | 0.28 | 0.27 | 0.23 | 85.26 | 2038.281 | 5.74
D | 4002 | 2016-07-25 | 20 | ON | 49.74 | 4.15 | 2.3 | 0 | 0.51 | 0.84 | 0.06 | -0.06 | -0.4 | -0.06 | 0 | 0.28 | 0.27 | 0.23 | 57.86 | 1979.581 | 3.71
D | 4002 | 2016-07-25 | 21 | ON | 62.52 | 4.15 | 2.3 | 0 | 0.13 | 0.86 | 0.15 | -0.07 | -0.34 | -0.06 | 0 | 0.28 | 0.27 | 0.23 | 70.42 | 1934.704 | 3.44
D | 4002 | 2016-07-25 | 22 | ON | 29.75 | 4.15 | 2.3 | 0 | 0.07 | 0.9 | 0 | 0 | -0.23 | -0.06 | 0 | 0.28 | 0.27 | 0.23 | 37.66 | 1828.099 | 3.27
D | 4002 | 2016-07-25 | 23 | ON | 25.57 | 4.15 | 2.3 | 0 | 0.06 | 0.99 | 0 | -0.02 | -0.2 | -0.06 | 0 | 0.28 | 0.27 | 0.23 | 33.57 | 1640.726 | 3.35
D | 4002 | 2016-07-25 | 24 | OFF | 23.92 | 4.15 | 2.3 | 0 | 0.06 | 0 | 0 | -0.03 | -0.13 | -0.06 | 0 | 0.28 | 0.27 | 0.23 | 30.99 | 1482.588 | 2.36
D | 4002 | 2016-07-26 | 1 | OFF | 24.47 | 4.15 | 1.03 | 0 | 0.03 | 0 | 0 | -0.06 | -0.09 | -0.06 | 0 | 0.28 | 0.27 | 0.23 | 30.25 | 1361.064 | 1.06
D | 4002 | 2016-07-26 | 2 | OFF | 22.01 | 4.15 | 1.03 | 0 | 0.05 | 0 | 0 | -0.01 | -0.06 | -0.06 | 0 | 0.28 | 0.27 | 0.23 | 27.89 | 1286.549 | 1.08
D | 4002 | 2016-07-26 | 3 | OFF | 15.62 | 4.15 | 1.03 | 0 | 0.2 | 0 | 0 | 0 | -0.09 | -0.06 | 0 | 0.28 | 0.27 | 0.23 | 21.63 | 1242.197 | 1.23
D | 4002 | 2016-07-26 | 4 | OFF | 17.44 | 4.15 | 1.03 | 0 | 0.3 | 0 | 0 | -0.01 | -0.1 | -0.06 | 0 | 0.28 | 0.27 | 0.23 | 23.53 | 1220.568 | 1.33
D | 4002 | 2016-07-26 | 5 | OFF | 21.01 | 4.15 | 1.03 | 0 | 0.31 | 0 | 0 | -0.02 | -0.09 | -0.06 | 0 | 0.28 | 0.27 | 0.23 | 27.11 | 1236.754 | 1.34
D | 4002 | 2016-07-26 | 6 | OFF | 21.52 | 4.15 | 1.03 | 0 | 0.22 | 0 | 0 | -0.01 | -0.08 | -0.06 | 0 | 0.28 | 0.27 | 0.23 | 27.55 | 1304.723 | 1.25
D | 4002 | 2016-07-26 | 7 | OFF | 13.52 | 4.15 | 1.03 | 0 | 0.29 | 0 | 0 | 0 | -0.01 | -0.06 | 0 | 0.28 | 0.27 | 0.23 | 19.7 | 1452.792 | 1.32
D | 4002 | 2016-07-26 | 8 | ON | 23.46 | 4.15 | 1.03 | 0 | 0.24 | 1.06 | 0 | -0.01 | -0.1 | -0.06 | 0.02 | 0.28 | 0.27 | 0.23 | 30.57 | 1636.687 | 2.35
D | 4002 | 2016-07-26 | 9 | ON | 25.57 | 4.15 | 1.03 | 0 | 0.18 | 0.98 | 0 | 0 | -0.16 | -0.06 | 0.04 | 0.28 | 0.27 | 0.23 | 32.51 | 1765.499 | 2.23
D | 4002 | 2016-07-26 | 10 | ON | 23.85 | 4.15 | 1.03 | 0 | 0.14 | 0.91 | 0 | -0.01 | -0.2 | -0.06 | 0.07 | 0.28 | 0.27 | 0.23 | 30.66 | 1874.199 | 2.15
D | 4002 | 2016-07-26 | 11 | ON | 28.74 | 4.15 | 1.03 | 0 | 0.09 | 0.87 | 0 | -0.03 | -0.24 | -0.06 | 0.08 | 0.28 | 0.27 | 0.23 | 35.41 | 1958.12 | 2.07
D | 4002 | 2016-07-26 | 12 | ON | 33.75 | 4.15 | 1.03 | 0 | 0.05 | 0.84 | 0 | 0.02 | -0.32 | -0.06 | 0.08 | 0.28 | 0.27 | 0.23 | 40.32 | 2018.816 | 2
D | 4002 | 2016-07-26 | 13 | ON | 35.12 | 4.15 | 1.03 | 0 | 0.07 | 0.82 | 0 | -0.03 | -0.39 | -0.06 | 0.1 | 0.28 | 0.27 | 0.23 | 41.59 | 2049.987 | 2.02
D | 4002 | 2016-07-26 | 14 | ON | 37.85 | 4.15 | 1.03 | 0 | 0.04 | 0.82 | 0 | -0.03 | -0.43 | -0.06 | 0.1 | 0.28 | 0.27 | 0.23 | 44.25 | 2101.095 | 1.99
D | 4002 | 2016-07-26 | 15 | ON | 33.22 | 4.15 | 1.03 | 0 | 0.08 | 0.81 | 0 | -0.03 | -0.47 | -0.06 | 0.09 | 0.28 | 0.27 | 0.23 | 39.6 | 2134.562 | 2.01
D | 4002 | 2016-07-26 | 16 | ON | 32.81 | 4.15 | 1.03 | 0 | 2.2 | 0.79 | 0 | -0.02 | -0.48 | -0.06 | 0.1 | 0.28 | 0.27 | 0.23 | 41.3 | 2144.659 | 4.12
D | 4002 | 2016-07-26 | 17 | ON | 49.08 | 4.15 | 1.03 | 0 | 2.09 | 0.78 | 0 | 0.01 | -0.51 | -0.06 | 0.11 | 0.28 | 0.27 | 0.23 | 57.46 | 2156.731 | 4.01
D | 4002 | 2016-07-26 | 18 | ON | 41.27 | 4.15 | 1.03 | 0 | 2.08 | 0.79 | 0 | -0.01 | -0.46 | -0.06 | 0.1 | 0.28 | 0.27 | 0.23 | 49.67 | 2154.124 | 4
D | 4002 | 2016-07-26 | 19 | ON | 47.38 | 4.15 | 1.03 | 0 | 2.23 | 0.81 | 0 | -0.01 | -0.43 | -0.06 | 0 | 0.28 | 0.27 | 0.23 | 55.88 | 2107.788 | 4.07
D | 4002 | 2016-07-26 | 20 | ON | 37.18 | 4.15 | 1.03 | 0 | 0.39 | 0.84 | 0 | -0.1 | -0.36 | -0.06 | 0 | 0.28 | 0.27 | 0.23 | 43.85 | 2030.301 | 2.26
D | 4002 | 2016-07-26 | 21 | ON | 29.92 | 4.15 | 1.03 | 0 | 0.06 | 0.86 | 0 | -0.08 | -0.32 | -0.06 | 0 | 0.28 | 0.27 | 0.23 | 36.34 | 1967.942 | 1.95
D | 4002 | 2016-07-26 | 22 | ON | 34.05 | 4.15 | 1.03 | 0 | 0.16 | 0.9 | 0 | -0.05 | -0.2 | -0.06 | 0 | 0.28 | 0.27 | 0.23 | 40.76 | 1852.688 | 2.09
D | 4002 | 2016-07-26 | 23 | ON | 25.26 | 4.15 | 1.03 | 0 | 0.09 | 1 | 0 | -0.05 | -0.12 | -0.06 | 0 | 0.28 | 0.27 | 0.23 | 32.08 | 1641.833 | 2.12
D | 4002 | 2016-07-26 | 24 | OFF | 23.04 | 4.15 | 1.03 | 0 | 0.08 | 0 | 0 | -0.01 | -0.08 | -0.06 | 0 | 0.28 | 0.27 | 0.23 | 28.93 | 1455.994 | 1.11
D | 4002 | 2016-07-27 | 1 | OFF | 23.67 | 4.15 | 0.77 | 0 | 0.13 | 0 | 0 | 0.03 | -0.07 | -0.06 | 0 | 0.28 | 0.27 | 0.23 | 29.4 | 1320.847 | 0.9
D | 4002 | 2016-07-27 | 2 | OFF | 22.24 | 4.15 | 0.77 | 0 | 0.1 | 0 | 0 | 0 | -0.07 | -0.06 | 0 | 0.28 | 0.27 | 0.23 | 27.91 | 1237.785 | 0.87
D | 4002 | 2016-07-27 | 3 | OFF | 20.88 | 4.15 | 0.77 | 0 | 0.07 | 0 | 0 | -0.03 | -0.08 | -0.06 | 0 | 0.28 | 0.27 | 0.23 | 26.48 | 1182.666 | 0.84
D | 4002 | 2016-07-27 | 4 | OFF | 17.24 | 4.15 | 0.77 | 0 | 0.26 | 0 | 0 | -0.02 | -0.07 | -0.06 | 0 | 0.28 | 0.27 | 0.23 | 23.05 | 1158.487 | 1.03
D | 4002 | 2016-07-27 | 5 | OFF | 18.41 | 4.15 | 0.77 | 0 | 0.32 | 0 | 0 | -0.01 | -0.08 | -0.06 | 0 | 0.28 | 0.27 | 0.23 | 24.28 | 1172.956 | 1.09
D | 4002 | 2016-07-27 | 6 | OFF | 19.35 | 4.15 | 0.77 | 0 | 0.34 | 0 | 0 | 0 | -0.08 | -0.06 | 0 | 0.28 | 0.27 | 0.23 | 25.25 | 1235.9 | 1.11
D | 4002 | 2016-07-27 | 7 | OFF | 23.16 | 4.15 | 0.77 | 0 | 0.68 | 0 | 0 | 0.01 | -0.08 | -0.06 | 0 | 0.28 | 0.27 | 0.23 | 29.41 | 1372.467 | 1.45
D | 4002 | 2016-07-27 | 8 | ON | 30.09 | 4.15 | 0.77 | 0 | 0.34 | 1.13 | 0 | -0.1 | -0.11 | -0.06 | 0.02 | 0.28 | 0.27 | 0.23 | 37.01 | 1543.124 | 2.26
D | 4002 | 2016-07-27 | 9 | ON | 27.19 | 4.15 | 0.77 | 0 | 0.12 | 1.05 | 0 | 0.01 | -0.15 | -0.06 | 0.03 | 0.28 | 0.27 | 0.23 | 33.89 | 1676.597 | 1.97
D | 4002 | 2016-07-27 | 10 | ON | 32.64 | 4.15 | 0.77 | 0 | 0.11 | 0.98 | 0 | 0 | -0.15 | -0.06 | 0.06 | 0.28 | 0.27 | 0.23 | 39.28 | 1793.491 | 1.92
D | 4002 | 2016-07-27 | 11 | ON | 34.47 | 4.15 | 0.77 | 0 | 0.12 | 0.93 | 0 | -0.01 | -0.21 | -0.06 | 0.07 | 0.28 | 0.27 | 0.23 | 41.01 | 1897.932 | 1.89
D | 4002 | 2016-07-27 | 12 | ON | 45.33 | 4.15 | 0.77 | 0 | 0.14 | 0.89 | 0 | -0.05 | -0.25 | -0.06 | 0.09 | 0.28 | 0.27 | 0.23 | 51.79 | 1973.102 | 1.89
D | 4002 | 2016-07-27 | 13 | ON | 38.23 | 4.15 | 0.77 | 0 | 0.15 | 0.86 | 0 | -0.01 | -0.29 | -0.06 | 0.09 | 0.28 | 0.27 | 0.23 | 44.67 | 2024.592 | 1.87
D | 4002 | 2016-07-27 | 14 | ON | 36.19 | 4.15 | 0.77 | 0 | 0.12 | 0.83 | 0 | 0.01 | -0.28 | -0.06 | 0.09 | 0.28 | 0.27 | 0.23 | 42.6 | 2084.693 | 1.81
D | 4002 | 2016-07-27 | 15 | ON | 41.63 | 4.15 | 0.77 | 0 | 0.12 | 0.82 | 0 | -0.05 | -0.35 | -0.06 | 0.09 | 0.28 | 0.27 | 0.23 | 47.9 | 2128.389 | 1.8
D | 4002 | 2016-07-27 | 16 | ON | 52.84 | 4.15 | 0.77 | 0 | 0.14 | 0.81 | 0.06 | -0.04 | -0.35 | -0.06 | 0.09 | 0.28 | 0.27 | 0.23 | 59.19 | 2150.383 | 1.87
D | 4002 | 2016-07-27 | 17 | ON | 64.26 | 4.15 | 0.77 | 0 | 0.23 | 0.8 | 0.11 | -0.05 | -0.34 | -0.06 | 0.09 | 0.28 | 0.27 | 0.23 | 70.74 | 2167.424 | 2
D | 4002 | 2016-07-27 | 18 | ON | 77.39 | 4.15 | 0.77 | 0 | 2.2 | 0.8 | 0.55 | -0.03 | -0.34 | -0.06 | 0.1 | 0.28 | 0.27 | 0.23 | 86.31 | 2164.394 | 4.42
D | 4002 | 2016-07-27 | 19 | ON | 96.3 | 4.15 | 0.77 | 0 | 3.68 | 0.68 | 2.85 | -0.07 | -0.56 | -0.06 | 0 | 0.28 | 0.27 | 0.23 | 108.52 | 2116.973 | 7.98
D | 4002 | 2016-07-27 | 20 | ON | 45.11 | 4.15 | 0.77 | 0 | 0.88 | 0.83 | 0.01 | -0.02 | -0.25 | -0.06 | 0 | 0.28 | 0.27 | 0.23 | 52.2 | 2035.825 | 2.49
D | 4002 | 2016-07-27 | 21 | ON | 43.6 | 4.15 | 0.77 | 0 | 0.11 | 0.85 | 0.02 | -0.01 | -0.21 | -0.06 | 0 | 0.28 | 0.27 | 0.23 | 50 | 1973.298 | 1.75
D | 4002 | 2016-07-27 | 22 | ON | 39.6 | 4.15 | 0.77 | 0 | 0.06 | 0.89 | 0 | -0.06 | -0.12 | -0.06 | 0 | 0.28 | 0.27 | 0.23 | 46.01 | 1852.524 | 1.72
D | 4002 | 2016-07-27 | 23 | ON | 42.07 | 4.15 | 0.77 | 0 | 0.31 | 0.98 | 0 | -0.07 | -0.1 | -0.06 | 0 | 0.28 | 0.27 | 0.23 | 48.83 | 1645.503 | 2.06
D | 4002 | 2016-07-27 | 24 | OFF | 31.43 | 4.15 | 0.77 | 0 | 0.22 | 0 | 0 | 0.01 | -0.06 | -0.06 | 0 | 0.28 | 0.27 | 0.23 | 37.24 | 1464.051 | 0.99
D | 4002 | 2016-07-28 | 1 | OFF | 30.18 | 4.15 | 0.46 | 0 | 0.08 | 0 | 0 | 0.03 | -0.04 | -0.06 | 0 | 0.28 | 0.27 | 0.23 | 35.58 | 1336.285 | 0.54
D | 4002 | 2016-07-28 | 2 | OFF | 25.64 | 4.15 | 0.46 | 0 | 0.04 | 0 | 0 | 0.01 | -0.05 | -0.06 | 0 | 0.28 | 0.27 | 0.23 | 30.97 | 1251.794 | 0.5
D | 4002 | 2016-07-28 | 3 | OFF | 25.95 | 4.15 | 0.46 | 0 | 0.07 | 0 | 0 | 0.01 | -0.06 | -0.06 | 0 | 0.28 | 0.27 | 0.23 | 31.3 | 1199.083 | 0.53
D | 4002 | 2016-07-28 | 4 | OFF | 22.92 | 4.15 | 0.46 | 0 | 0.06 | 0 | 0 | 0.02 | -0.04 | -0.06 | 0 | 0.28 | 0.27 | 0.23 | 28.29 | 1173.392 | 0.52
D | 4002 | 2016-07-28 | 5 | OFF | 22.81 | 4.15 | 0.46 | 0 | 0.04 | 0 | 0 | 0.01 | -0.07 | -0.06 | 0 | 0.28 | 0.27 | 0.23 | 28.12 | 1186.49 | 0.5
D | 4002 | 2016-07-28 | 6 | OFF | 26.96 | 4.15 | 0.46 | 0 | 0.13 | 0 | 0 | 0.03 | -0.07 | -0.06 | 0 | 0.28 | 0.27 | 0.23 | 32.38 | 1254.313 | 0.59
D | 4002 | 2016-07-28 | 7 | OFF | 26.3 | 4.15 | 0.46 | 0 | 0.17 | 0 | 0 | 0.03 | -0.09 | -0.06 | 0 | 0.28 | 0.27 | 0.23 | 31.74 | 1389.03 | 0.63
D | 4002 | 2016-07-28 | 8 | ON | 26.47 | 4.15 | 0.46 | 0 | 0.18 | 1.11 | 0 | -0.02 | -0.13 | -0.06 | 0.01 | 0.28 | 0.27 | 0.23 | 32.95 | 1552.141 | 1.76
D | 4002 | 2016-07-28 | 9 | ON | 32.48 | 4.15 | 0.46 | 0 | 0.14 | 1.03 | 0 | 0 | -0.14 | -0.06 | 0.03 | 0.28 | 0.27 | 0.23 | 38.87 | 1692.759 | 1.66
D | 4002 | 2016-07-28 | 10 | ON | 33.68 | 4.15 | 0.46 | 0 | 0.07 | 0.96 | 0 | -0.04 | -0.17 | -0.06 | 0.05 | 0.28 | 0.27 | 0.23 | 39.88 | 1822.792 | 1.54
D | 4002 | 2016-07-28 | 11 | ON | 45.04 | 4.15 | 0.46 | 0 | 0.13 | 0.9 | 0.13 | -0.08 | -0.22 | -0.06 | 0.06 | 0.28 | 0.27 | 0.23 | 51.29 | 1948.345 | 1.68
D | 4002 | 2016-07-28 | 12 | ON | 56.84 | 4.15 | 0.46 | 0 | 0.22 | 0.86 | 0.37 | -0.05 | -0.27 | -0.06 | 0.07 | 0.28 | 0.27 | 0.23 | 63.37 | 2039.469 | 1.98
D | 4002 | 2016-07-28 | 13 | ON | 55.98 | 4.15 | 0.46 | 0 | 0.12 | 0.83 | 0.24 | -0.06 | -0.32 | -0.06 | 0.07 | 0.28 | 0.27 | 0.23 | 62.19 | 2105.937 | 1.72
D | 4002 | 2016-07-28 | 14 | ON | 56.95 | 4.15 | 0.46 | 0 | 0.11 | 0.81 | 0.05 | -0.08 | -0.35 | -0.06 | 0.08 | 0.28 | 0.27 | 0.23 | 62.9 | 2172.254 | 1.51
D | 4002 | 2016-07-28 | 15 | ON | 77.01 | 4.15 | 0.46 | 0 | 0.85 | 0.8 | 0.32 | -0.04 | -0.39 | -0.06 | 0.08 | 0.28 | 0.27 | 0.23 | 83.96 | 2192.99 | 2.51
D | 4002 | 2016-07-28 | 16 | ON | 107.83 | 4.15 | 0.46 | 0 | 1.79 | 0.8 | 1.1 | -0.08 | -0.41 | -0.06 | 0.08 | 0.28 | 0.27 | 0.23 | 116.44 | 2186.896 | 4.23
D | 4002 | 2016-07-28 | 17 | ON | 67.79 | 4.15 | 0.46 | 0 | 1.33 | 0.79 | 0.29 | -0.02 | -0.39 | -0.06 | 0.06 | 0.28 | 0.27 | 0.23 | 75.18 | 2154.293 | 2.93
D | 4002 | 2016-07-28 | 18 | ON | 77.48 | 4.15 | 0.46 | 0 | 0.28 | 0.79 | 0.71 | -0.14 | -0.28 | -0.06 | 0.03 | 0.28 | 0.27 | 0.23 | 84.2 | 2097.213 | 2.27
D | 4002 | 2016-07-28 | 19 | ON | 52.7 | 4.15 | 0.46 | 0 | 0.21 | 0.83 | 0.16 | -0.03 | -0.34 | -0.06 | 0 | 0.28 | 0.27 | 0.23 | 58.86 | 2040.313 | 1.66
D | 4002 | 2016-07-28 | 20 | ON | 48.3 | 4.15 | 0.46 | 0 | 0.17 | 0.85 | 0 | -0.12 | -0.25 | -0.06 | 0 | 0.28 | 0.27 | 0.23 | 54.28 | 1989.18 | 1.48
D | 4002 | 2016-07-28 | 21 | ON | 52.32 | 4.15 | 0.46 | 0 | 0.18 | 0.85 | 0.15 | -0.03 | -0.2 | -0.06 | 0 | 0.28 | 0.27 | 0.23 | 58.6 | 1958.757 | 1.64
D | 4002 | 2016-07-28 | 22 | ON | 37.09 | 4.15 | 0.46 | 0 | 0.14 | 0.87 | 0 | -0.09 | -0.2 | -0.06 | 0 | 0.28 | 0.27 | 0.23 | 43.14 | 1848.493 | 1.47
D | 4002 | 2016-07-28 | 23 | ON | 36.75 | 4.15 | 0.46 | 0 | 0.27 | 0.95 | 0 | -0.09 | -0.07 | -0.06 | 0 | 0.28 | 0.27 | 0.23 | 43.14 | 1658.188 | 1.68
D | 4002 | 2016-07-28 | 24 | OFF | 42.18 | 4.15 | 0.46 | 0 | 0.32 | 0 | 0.17 | -0.12 | -0.02 | -0.06 | 0 | 0.28 | 0.27 | 0.23 | 47.86 | 1503.637 | 0.95
D | 4002 | 2016-07-29 | 1 | OFF | 30.15 | 4.15 | 2.89 | 0 | 0.23 | 0 | 0 | -0.07 | -0.05 | -0.06 | 0 | 0.28 | 0.27 | 0.23 | 38.02 | 1385.951 | 3.12
D | 4002 | 2016-07-29 | 2 | OFF | 35.89 | 4.15 | 2.89 | 0 | 0.21 | 0 | 0 | -0.14 | -0.01 | -0.06 | 0 | 0.28 | 0.27 | 0.23 | 43.71 | 1309.846 | 3.1
D | 4002 | 2016-07-29 | 3 | OFF | 38.45 | 4.15 | 2.89 | 0 | 0.2 | 0 | 0 | -0.12 | -0.01 | -0.06 | 0 | 0.28 | 0.27 | 0.23 | 46.28 | 1284.513 | 3.09
D | 4002 | 2016-07-29 | 4 | OFF | 34.04 | 4.15 | 2.89 | 0 | 0.14 | 0 | 0 | -0.04 | -0.02 | -0.06 | 0 | 0.28 | 0.27 | 0.23 | 41.88 | 1261.966 | 3.03
D | 4002 | 2016-07-29 | 5 | OFF | 31.29 | 4.15 | 2.89 | 0 | 0.08 | 0 | 0 | -0.02 | 0.02 | -0.06 | 0 | 0.28 | 0.27 | 0.23 | 39.13 | 1279.561 | 2.97
D | 4002 | 2016-07-29 | 6 | OFF | 56.96 | 4.15 | 2.89 | 0 | 0.3 | 0 | 0 | -0.01 | 0.1 | -0.06 | 0 | 0.28 | 0.27 | 0.23 | 65.11 | 1346.631 | 3.19
D | 4002 | 2016-07-29 | 7 | OFF | 44.39 | 4.15 | 2.89 | 0 | 0.4 | 0 | 0 | -0.08 | 0.03 | -0.06 | 0 | 0.28 | 0.27 | 0.23 | 52.5 | 1468.987 | 3.29
D | 4002 | 2016-07-29 | 8 | ON | 44.48 | 4.15 | 2.89 | 0 | 0.58 | 1.06 | 0.04 | -0.06 | 0 | -0.06 | 0 | 0.28 | 0.27 | 0.23 | 53.86 | 1592.225 | 4.57
D | 4002 | 2016-07-29 | 9 | ON | 41.01 | 4.15 | 2.89 | 0 | 0.26 | 1.01 | 0.11 | -0.01 | -0.05 | -0.06 | 0.01 | 0.28 | 0.27 | 0.23 | 50.1 | 1666.219 | 4.28
D | 4002 | 2016-07-29 | 10 | ON | 34.87 | 4.15 | 2.89 | 0 | 0.14 | 0.99 | 0.06 | 0.04 | -0.09 | -0.06 | 0.01 | 0.28 | 0.27 | 0.23 | 43.78 | 1725.905 | 4.09
D | 4002 | 2016-07-29 | 11 | ON | 27.46 | 4.15 | 2.89 | 0 | 0.08 | 0.97 | 0 | -0.02 | -0.14 | -0.06 | 0.01 | 0.28 | 0.27 | 0.23 | 36.12 | 1773.841 | 3.95
D | 4002 | 2016-07-29 | 12 | ON | 29.55 | 4.15 | 2.89 | 0 | 0.1 | 0.96 | 0 | 0 | -0.11 | -0.06 | 0.02 | 0.28 | 0.27 | 0.23 | 38.28 | 1817.225 | 3.97
D | 4002 | 2016-07-29 | 13 | ON | 31.82 | 4.15 | 2.89 | 0 | 0.14 | 0.95 | 0 | -0.02 | -0.13 | -0.06 | 0.01 | 0.28 | 0.27 | 0.23 | 40.53 | 1852.139 | 3.99
D | 4002 | 2016-07-29 | 14 | ON | 42.15 | 4.15 | 2.89 | 0 | 0.14 | 0.93 | 0.05 | -0.08 | -0.15 | -0.06 | 0.02 | 0.28 | 0.27 | 0.23 | 50.82 | 1909.086 | 4.03
D | 4002 | 2016-07-29 | 15 | ON | 52.73 | 4.15 | 2.89 | 0 | 0.13 | 0.92 | 0 | -0.04 | -0.13 | -0.06 | 0.02 | 0.28 | 0.27 | 0.23 | 61.39 | 1957.111 | 3.96
D | 4002 | 2016-07-29 | 16 | ON | 75.59 | 4.15 | 2.89 | 0 | 0.63 | 0.88 | 0.29 | -0.05 | -0.12 | -0.06 | 0.02 | 0.28 | 0.27 | 0.23 | 85 | 1976.849 | 4.71
D | 4002 | 2016-07-29 | 17 | ON | 132.92 | 4.15 | 2.89 | 0 | 1.87 | 0.87 | 0.96 | 0.06 | -0.12 | -0.06 | 0.04 | 0.28 | 0.27 | 0.23 | 144.36 | 1982.33 | 6.63
D | 4002 | 2016-07-29 | 18 | ON | 159.78 | 4.15 | 2.89 | 0 | 1.01 | 0.87 | 0.69 | -0.09 | -0.1 | -0.06 | 0.05 | 0.28 | 0.27 | 0.23 | 169.97 | 1966.268 | 5.51
D | 4002 | 2016-07-29 | 19 | ON | 61.02 | 4.15 | 2.89 | 0 | 0.24 | 0.88 | 0.29 | 0.01 | -0.11 | -0.06 | 0 | 0.28 | 0.27 | 0.23 | 70.09 | 1908.827 | 4.3
D | 4002 | 2016-07-29 | 20 | ON | 92.57 | 4.15 | 2.89 | 0 | 0.4 | 0.87 | 1.5 | -0.12 | 0.1 | -0.06 | 0 | 0.28 | 0.27 | 0.23 | 103.08 | 1842.47 | 5.66
D | 4002 | 2016-07-29 | 21 | ON | 88.97 | 4.15 | 2.89 | 0 | 0.38 | 0.92 | 1.21 | -0.12 | 0.17 | -0.06 | 0 | 0.28 | 0.27 | 0.23 | 99.29 | 1806.755 | 5.4
D | 4002 | 2016-07-29 | 22 | ON | 40.01 | 4.15 | 2.89 | 0 | 0.16 | 0.98 | 0.08 | -0.05 | 0 | -0.06 | 0 | 0.28 | 0.27 | 0.23 | 48.94 | 1726.62 | 4.11
D | 4002 | 2016-07-29 | 23 | ON | 60.82 | 4.15 | 2.89 | 0 | 0.26 | 1.06 | 0.19 | -0.16 | 0.02 | -0.06 | 0 | 0.28 | 0.27 | 0.23 | 69.95 | 1566.77 | 4.4
D | 4002 | 2016-07-29 | 24 | OFF | 35.71 | 4.15 | 2.89 | 0 | 0.34 | 0 | 0 | 0.01 | -0.01 | -0.06 | 0 | 0.28 | 0.27 | 0.23 | 43.81 | 1404.564 | 3.23
D | 4002 | 2016-07-30 | 1 | OFF | 41.43 | 4.15 | 1.87 | 0 | 0.19 | 0 | 0.61 | -0.05 | -0.04 | -0.06 | 0 | 0.28 | 0.27 | 0.23 | 48.88 | 1281.851 | 2.67
D | 4002 | 2016-07-30 | 2 | OFF | 28.22 | 4.15 | 1.87 | 0 | 0.17 | 0 | 0 | -0.04 | -0.03 | -0.06 | 0 | 0.28 | 0.27 | 0.23 | 35.06 | 1200.818 | 2.04
D | 4002 | 2016-07-30 | 3 | OFF | 26.3 | 4.15 | 1.87 | 0 | 0.15 | 0 | 0 | -0.03 | -0.02 | -0.06 | 0 | 0.28 | 0.27 | 0.23 | 33.14 | 1144.009 | 2.02
D | 4002 | 2016-07-30 | 4 | OFF | 24.74 | 4.15 | 1.87 | 0 | 0.13 | 0 | 0 | -0.09 | 0 | -0.06 | 0 | 0.28 | 0.27 | 0.23 | 31.52 | 1113.064 | 2
D | 4002 | 2016-07-30 | 5 | OFF | 26.94 | 4.15 | 1.87 | 0 | 0.07 | 0 | 0 | -0.03 | -0.01 | -0.06 | 0 | 0.28 | 0.27 | 0.23 | 33.71 | 1104.211 | 1.94
D | 4002 | 2016-07-30 | 6 | OFF | 30.81 | 4.15 | 1.87 | 0 | 0.1 | 0 | 0 | -0.11 | 0.02 | -0.06 | 0 | 0.28 | 0.27 | 0.23 | 37.56 | 1109.574 | 1.97
D | 4002 | 2016-07-30 | 7 | OFF | 44.38 | 4.15 | 1.87 | 0 | 0.52 | 0 | 0 | -0.07 | 0.01 | -0.06 | 0 | 0.28 | 0.27 | 0.23 | 51.58 | 1164.586 | 2.39
D | 4002 | 2016-07-30 | 8 | OFF | 26.09 | 4.15 | 1.87 | 0 | 0.21 | 0 | 0 | -0.06 | -0.03 | -0.06 | 0 | 0.28 | 0.27 | 0.23 | 32.95 | 1275.69 | 2.08
D | 4002 | 2016-07-30 | 9 | OFF | 24.26 | 4.15 | 1.87 | 0 | 0.13 | 0 | 0 | -0.03 | -0.04 | -0.06 | 0 | 0.28 | 0.27 | 0.23 | 31.06 | 1404.169 | 2
D | 4002 | 2016-07-30 | 10 | OFF | 24.28 | 4.15 | 1.87 | 0 | 0.09 | 0 | 0 | -0.02 | -0.07 | -0.06 | 0 | 0.28 | 0.27 | 0.23 | 31.02 | 1491.126 | 1.96
D | 4002 | 2016-07-30 | 11 | OFF | 23.45 | 4.15 | 1.87 | 0 | 0.09 | 0 | 0.04 | -0.04 | -0.09 | -0.06 | 0 | 0.28 | 0.27 | 0.23 | 30.19 | 1553.55 | 2
D | 4002 | 2016-07-30 | 12 | OFF | 38.39 | 4.15 | 1.87 | 0 | 0.11 | 0 | 0.18 | -0.07 | -0.11 | -0.06 | 0 | 0.28 | 0.27 | 0.23 | 45.24 | 1594.39 | 2.16
D | 4002 | 2016-07-30 | 13 | OFF | 45.16 | 4.15 | 1.87 | 0 | 0.18 | 0 | 0.01 | -0.11 | -0.09 | -0.06 | 0 | 0.28 | 0.27 | 0.23 | 51.89 | 1618.908 | 2.06
D | 4002 | 2016-07-30 | 14 | OFF | 58.48 | 4.15 | 1.87 | 0 | 0.19 | 0 | 0.4 | -0.08 | -0.08 | -0.06 | 0 | 0.28 | 0.27 | 0.23 | 65.65 | 1637.045 | 2.46
D | 4002 | 2016-07-30 | 15 | OFF | 43.97 | 4.15 | 1.87 | 0 | 0.13 | 0 | 0.21 | -0.02 | -0.06 | -0.06 | 0 | 0.28 | 0.27 | 0.23 | 50.97 | 1646.766 | 2.21
D | 4002 | 2016-07-30 | 16 | OFF | 52.02 | 4.15 | 1.87 | 0 | 0.28 | 0 | 0.65 | 0.02 | -0.05 | -0.06 | 0 | 0.28 | 0.27 | 0.23 | 59.66 | 1664.689 | 2.8
D | 4002 | 2016-07-30 | 17 | OFF | 76.1 | 4.15 | 1.87 | 0 | 0.2 | 0 | 1.21 | -0.11 | -0.03 | -0.06 | 0 | 0.28 | 0.27 | 0.23 | 84.11 | 1696.635 | 3.28
D | 4002 | 2016-07-30 | 18 | OFF | 102.08 | 4.15 | 1.87 | 0 | 1.6 | 0 | 1.04 | -0.02 | -0.05 | -0.06 | 0 | 0.28 | 0.27 | 0.23 | 111.39 | 1714.291 | 4.51
D | 4002 | 2016-07-30 | 19 | OFF | 64.74 | 4.15 | 1.87 | 0 | 0.64 | 0 | 1.05 | 0.04 | -0.05 | -0.06 | 0 | 0.28 | 0.27 | 0.23 | 73.16 | 1681.741 | 3.56
D | 4002 | 2016-07-30 | 20 | OFF | 25.66 | 4.15 | 1.87 | 0 | 0.41 | 0 | 0.01 | -0.02 | -0.11 | -0.06 | 0 | 0.28 | 0.27 | 0.23 | 32.69 | 1631.955 | 2.29
D | 4002 | 2016-07-30 | 21 | OFF | 46.29 | 4.15 | 1.87 | 0 | 0.33 | 0 | 0.51 | -0.02 | -0.08 | -0.06 | 0 | 0.28 | 0.27 | 0.23 | 53.77 | 1617.482 | 2.71
D | 4002 | 2016-07-30 | 22 | OFF | 30.89 | 4.15 | 1.87 | 0 | 0.14 | 0 | 0.1 | -0.04 | -0.06 | -0.06 | 0 | 0.28 | 0.27 | 0.23 | 37.77 | 1548.482 | 2.11
D | 4002 | 2016-07-30 | 23 | OFF | 27.05 | 4.15 | 1.87 | 0 | 0.18 | 0 | 0 | -0.06 | -0.03 | -0.06 | 0 | 0.28 | 0.27 | 0.23 | 33.88 | 1420.785 | 2.05
D | 4002 | 2016-07-30 | 24 | OFF | 27.36 | 4.15 | 1.87 | 0 | 0.33 | 0 | 0 | -0.04 | -0.01 | -0.06 | 0 | 0.28 | 0.27 | 0.23 | 34.38 | 1296.855 | 2.2
D | 4002 | 2016-07-31 | 1 | OFF | 36.98 | 4.15 | 0.27 | 0 | 0.29 | 0 | 0 | -0.04 | 0.03 | -0.06 | 0 | 0.28 | 0.27 | 0.23 | 42.4 | 1194.945 | 0.56
D | 4002 | 2016-07-31 | 2 | OFF | 36.99 | 4.15 | 0.27 | 0 | 0.2 | 0 | 0 | -0.07 | 0.04 | -0.06 | 0 | 0.28 | 0.27 | 0.23 | 42.3 | 1126.164 | 0.47
D | 4002 | 2016-07-31 | 3 | OFF | 49.44 | 4.15 | 0.27 | 0 | 0.38 | 0 | 0 | -0.16 | 0.09 | -0.06 | 0 | 0.28 | 0.27 | 0.23 | 54.89 | 1084.707 | 0.65
D | 4002 | 2016-07-31 | 4 | OFF | 33.35 | 4.15 | 0.27 | 0 | 0.13 | 0 | 0 | -0.01 | 0.04 | -0.06 | 0 | 0.28 | 0.27 | 0.23 | 38.65 | 1063.178 | 0.4
D | 4002 | 2016-07-31 | 5 | OFF | 32.46 | 4.15 | 0.27 | 0 | 0.07 | 0 | 0 | -0.01 | 0.05 | -0.06 | 0 | 0.28 | 0.27 | 0.23 | 37.71 | 1055.055 | 0.34
D | 4002 | 2016-07-31 | 6 | OFF | 36.21 | 4.15 | 0.27 | 0 | 0.19 | 0 | 0 | -0.04 | 0.08 | -0.06 | 0 | 0.28 | 0.27 | 0.23 | 41.58 | 1066.655 | 0.46
D | 4002 | 2016-07-31 | 7 | OFF | 27.96 | 4.15 | 0.27 | 0 | 0.25 | 0 | 0 | 0 | 0.05 | -0.06 | 0 | 0.28 | 0.27 | 0.23 | 33.4 | 1096.104 | 0.52
D | 4002 | 2016-07-31 | 8 | OFF | 23.95 | 4.15 | 0.27 | 0 | 0.1 | 0 | 0 | -0.02 | 0.05 | -0.06 | 0 | 0.28 | 0.27 | 0.23 | 29.22 | 1162.368 | 0.37
D | 4002 | 2016-07-31 | 9 | OFF | 26.72 | 4.15 | 0.27 | 0 | 0.08 | 0 | 0 | 0 | 0.04 | -0.06 | 0 | 0.28 | 0.27 | 0.23 | 31.98 | 1259.341 | 0.35
D | 4002 | 2016-07-31 | 10 | OFF | 31.16 | 4.15 | 0.27 | 0 | 0.12 | 0 | 0 | 0.01 | 0.01 | -0.06 | 0 | 0.28 | 0.27 | 0.23 | 36.44 | 1336.551 | 0.39
D | 4002 | 2016-07-31 | 11 | OFF | 31.04 | 4.15 | 0.27 | 0 | 0.12 | 0 | 0 | -0.03 | -0.03 | -0.06 | 0 | 0.28 | 0.27 | 0.23 | 36.24 | 1384.352 | 0.39
D | 4002 | 2016-07-31 | 12 | OFF | 35.79 | 4.15 | 0.27 | 0 | 0.2 | 0 | 0 | 0.02 | -0.04 | -0.06 | 0 | 0.28 | 0.27 | 0.23 | 41.11 | 1407.17 | 0.47
D | 4002 | 2016-07-31 | 13 | OFF | 34.25 | 4.15 | 0.27 | 0 | 0.16 | 0 | 0 | 0.01 | -0.08 | -0.06 | 0 | 0.28 | 0.27 | 0.23 | 39.48 | 1412.012 | 0.43
D | 4002 | 2016-07-31 | 14 | OFF | 31.89 | 4.15 | 0.27 | 0 | 0.16 | 0 | 0 | 0 | -0.06 | -0.06 | 0 | 0.28 | 0.27 | 0.23 | 37.13 | 1407.42 | 0.43
D | 4002 | 2016-07-31 | 15 | OFF | 30.8 | 4.15 | 0.27 | 0 | 0.14 | 0 | 0 | -0.02 | -0.06 | -0.06 | 0 | 0.28 | 0.27 | 0.23 | 36 | 1397.573 | 0.41
D | 4002 | 2016-07-31 | 16 | OFF | 43.3 | 4.15 | 0.27 | 0 | 0.17 | 0 | 0.14 | -0.03 | -0.04 | -0.06 | 0 | 0.28 | 0.27 | 0.23 | 48.68 | 1404.025 | 0.58
D | 4002 | 2016-07-31 | 17 | OFF | 55.44 | 4.15 | 0.27 | 0 | 0.23 | 0 | 0.4 | -0.08 | 0 | -0.06 | 0 | 0.28 | 0.27 | 0.23 | 61.13 | 1423.44 | 0.9
D | 4002 | 2016-07-31 | 18 | OFF | 49.76 | 4.15 | 0.27 | 0 | 0.24 | 0 | 0.13 | -0.05 | -0.05 | -0.06 | 0 | 0.28 | 0.27 | 0.23 | 55.17 | 1456.012 | 0.64
D | 4002 | 2016-07-31 | 19 | OFF | 53.49 | 4.15 | 0.27 | 0 | 0.27 | 0 | 0 | -0.02 | -0.03 | -0.06 | 0 | 0.28 | 0.27 | 0.23 | 58.85 | 1458.418 | 0.54
D | 4002 | 2016-07-31 | 20 | OFF | 50.6 | 4.15 | 0.27 | 0 | 0.24 | 0 | 0.16 | -0.05 | -0.03 | -0.06 | 0 | 0.28 | 0.27 | 0.23 | 56.06 | 1447.255 | 0.67
D | 4002 | 2016-07-31 | 21 | OFF | 51.37 | 4.15 | 0.27 | 0 | 0.28 | 0 | 0.15 | -0.02 | -0.04 | -0.06 | 0 | 0.28 | 0.27 | 0.23 | 56.88 | 1441.79 | 0.7
D | 4002 | 2016-07-31 | 22 | OFF | 29.88 | 4.15 | 0.27 | 0 | 0.19 | 0 | 0 | -0.04 | -0.08 | -0.06 | 0 | 0.28 | 0.27 | 0.23 | 35.09 | 1379.64 | 0.46
D | 4002 | 2016-07-31 | 23 | OFF | 26.39 | 4.15 | 0.27 | 0 | 0.23 | 0 | 0 | -0.02 | -0.03 | -0.06 | 0 | 0.28 | 0.27 | 0.23 | 31.71 | 1266.143 | 0.5
D | 4002 | 2016-07-31 | 24 | OFF | 21.77 | 4.15 | 0.27 | 0 | 0.21 | 0 | 0 | -0.02 | -0.02 | -0.06 | 0 | 0.28 | 0.27 | 0.23 | 27.08 | 1159.166 | 0.48
T | 744 lines

## whlsecost_hourly_4002_201608
C | Hourly Wholesale Load Cost Report
C | Filename: whlsecost_hourly_4002_201608.csv
C | Report for: 08 2016
C | Report generated: 02/28/2017 15:34:37 EST
H | Location ID | Local Date | Local Hour | OnOffPeak | RTLMP | Capacity | First Contingency | Second Contingency | Regulation | Forward Reserves | Real-Time Reserves | Inadvertent | Marginal Loss Rev Fund | Auction Rev Rights | Price Responsive Demand Cost | ISO Sched 2 | ISO Sched 3 | NEPOOL Exp | Total Cost | RTLO | Total Ancillary & NCPC
H | Number | Date | Number | String | Number | Number | Number | Number | Number | Number | Number | Number | Number | Number | Number | Number | Number | Number | Number | Number
D | 4002 | 2016-08-01 | 1 | OFF | 25.42 | 4.15 | 0.1 | 0 | 0.13 | 0 | 0 | 0.02 | -0.09 | -0.06 | 0 | 0.28 | 0.27 | 0.23 | 30.45 | 1085.199 | 0.23
D | 4002 | 2016-08-01 | 2 | OFF | 21.77 | 4.15 | 0.1 | 0 | 0.06 | 0 | 0 | -0.02 | -0.04 | -0.06 | 0 | 0.28 | 0.27 | 0.23 | 26.74 | 1038.986 | 0.16
D | 4002 | 2016-08-01 | 3 | OFF | 22.64 | 4.15 | 0.1 | 0 | 0.05 | 0 | 0 | -0.01 | -0.05 | -0.06 | 0 | 0.28 | 0.27 | 0.23 | 27.6 | 1018.241 | 0.15
D | 4002 | 2016-08-01 | 4 | OFF | 22.71 | 4.15 | 0.1 | 0 | 0.05 | 0 | 0 | -0.03 | -0.06 | -0.06 | 0 | 0.28 | 0.27 | 0.23 | 27.64 | 1018.496 | 0.15
D | 4002 | 2016-08-01 | 5 | OFF | 23.3 | 4.15 | 0.1 | 0 | 0.05 | 0 | 0 | -0.03 | -0.03 | -0.06 | 0 | 0.28 | 0.27 | 0.23 | 28.26 | 1048.964 | 0.15
D | 4002 | 2016-08-01 | 6 | OFF | 27.08 | 4.15 | 0.1 | 0 | 0.33 | 0 | 0 | -0.02 | -0.05 | -0.06 | 0 | 0.28 | 0.27 | 0.23 | 32.31 | 1138.547 | 0.43
D | 4002 | 2016-08-01 | 7 | OFF | 31.63 | 4.15 | 0.1 | 0 | 0.48 | 0 | 0 | -0.02 | -0.07 | -0.06 | 0 | 0.28 | 0.27 | 0.23 | 36.99 | 1270.495 | 0.58
D | 4002 | 2016-08-01 | 8 | ON | 21.24 | 4.15 | 0.1 | 0 | 0.21 | 1.12 | 0 | -0.01 | -0.08 | -0.06 | 0 | 0.28 | 0.27 | 0.23 | 27.45 | 1410.485 | 1.43
D | 4002 | 2016-08-01 | 9 | ON | 21.27 | 4.15 | 0.1 | 0 | 0.08 | 1.06 | 0 | -0.03 | -0.11 | -0.06 | 0 | 0.28 | 0.27 | 0.23 | 27.24 | 1512.377 | 1.24
D | 4002 | 2016-08-01 | 10 | ON | 26.29 | 4.15 | 0.1 | 0 | 0.05 | 1.01 | 0 | -0.03 | -0.12 | -0.06 | 0.02 | 0.28 | 0.27 | 0.23 | 32.19 | 1578.922 | 1.18
D | 4002 | 2016-08-01 | 11 | ON | 24.29 | 4.15 | 0.1 | 0 | 0.05 | 0.98 | 0 | -0.02 | -0.14 | -0.06 | 0.02 | 0.28 | 0.27 | 0.23 | 30.15 | 1633.387 | 1.15
D | 4002 | 2016-08-01 | 12 | ON | 23.25 | 4.15 | 0.1 | 0 | 0.04 | 0.96 | 0 | -0.02 | -0.15 | -0.06 | 0.02 | 0.28 | 0.27 | 0.23 | 29.07 | 1651.136 | 1.12
D | 4002 | 2016-08-01 | 13 | ON | 24.64 | 4.15 | 0.1 | 0 | 0.06 | 0.94 | 0 | -0.04 | -0.18 | -0.06 | 0.02 | 0.28 | 0.27 | 0.23 | 30.41 | 1641.669 | 1.12
D | 4002 | 2016-08-01 | 14 | ON | 25.44 | 4.15 | 0.1 | 0 | 0.06 | 0.93 | 0 | -0.05 | -0.16 | -0.06 | 0.01 | 0.28 | 0.27 | 0.23 | 31.2 | 1644.402 | 1.1
D | 4002 | 2016-08-01 | 15 | ON | 24.2 | 4.15 | 0.1 | 0 | 0.06 | 0.93 | 0 | -0.04 | -0.18 | -0.06 | 0.01 | 0.28 | 0.27 | 0.23 | 29.95 | 1620.894 | 1.1
D | 4002 | 2016-08-01 | 16 | ON | 23.62 | 4.15 | 0.1 | 0 | 0.07 | 0.93 | 0 | -0.03 | -0.18 | -0.06 | 0.01 | 0.28 | 0.27 | 0.23 | 29.39 | 1599.156 | 1.11
D | 4002 | 2016-08-01 | 17 | ON | 24.68 | 4.15 | 0.1 | 0 | 0.06 | 0.94 | 0 | -0.05 | -0.17 | -0.06 | 0.01 | 0.28 | 0.27 | 0.23 | 30.44 | 1588.407 | 1.11
D | 4002 | 2016-08-01 | 18 | ON | 27.83 | 4.15 | 0.1 | 0 | 0.19 | 0.94 | 0 | -0.07 | -0.19 | -0.06 | 0.02 | 0.28 | 0.27 | 0.23 | 33.69 | 1594.112 | 1.25
D | 4002 | 2016-08-01 | 19 | ON | 24.96 | 4.15 | 0.1 | 0 | 0.29 | 0.96 | 0 | -0.06 | -0.15 | -0.06 | 0 | 0.28 | 0.27 | 0.23 | 30.97 | 1578.127 | 1.35
D | 4002 | 2016-08-01 | 20 | ON | 23.3 | 4.15 | 0.1 | 0 | 0.1 | 0.98 | 0 | -0.05 | -0.12 | -0.06 | 0 | 0.28 | 0.27 | 0.23 | 29.18 | 1550.808 | 1.18
D | 4002 | 2016-08-01 | 21 | ON | 23.54 | 4.15 | 0.1 | 0 | 0.05 | 0.99 | 0 | -0.01 | -0.13 | -0.06 | 0 | 0.28 | 0.27 | 0.23 | 29.41 | 1526.564 | 1.14
D | 4002 | 2016-08-01 | 22 | ON | 21.22 | 4.15 | 0.1 | 0 | 0.06 | 1.04 | 0 | -0.02 | -0.08 | -0.06 | 0 | 0.28 | 0.27 | 0.23 | 27.19 | 1434.526 | 1.2
D | 4002 | 2016-08-01 | 23 | ON | 20.62 | 4.15 | 0.1 | 0 | 0.16 | 1.14 | 0 | -0.05 | -0.08 | -0.06 | 0 | 0.28 | 0.27 | 0.23 | 26.76 | 1299.993 | 1.4
D | 4002 | 2016-08-01 | 24 | OFF | 20.06 | 4.15 | 0.1 | 0 | 0.2 | 0 | 0 | -0.04 | -0.05 | -0.06 | 0 | 0.28 | 0.27 | 0.23 | 25.14 | 1179.233 | 0.3
D | 4002 | 2016-08-02 | 1 | OFF | 21.67 | 4.15 | 0.07 | 0 | 0.09 | 0 | 0 | -0.06 | -0.06 | -0.06 | 0 | 0.28 | 0.27 | 0.23 | 26.58 | 1095.27 | 0.16
D | 4002 | 2016-08-02 | 2 | OFF | 22.87 | 4.15 | 0.07 | 0 | 0.07 | 0 | 0 | -0.05 | -0.05 | -0.06 | 0 | 0.28 | 0.27 | 0.23 | 27.78 | 1044.906 | 0.14
D | 4002 | 2016-08-02 | 3 | OFF | 22.49 | 4.15 | 0.07 | 0 | 0.08 | 0 | 0 | -0.03 | -0.05 | -0.06 | 0 | 0.28 | 0.27 | 0.23 | 27.43 | 1020.283 | 0.15
D | 4002 | 2016-08-02 | 4 | OFF | 23.77 | 4.15 | 0.07 | 0 | 0.07 | 0 | 0 | -0.03 | -0.04 | -0.06 | 0 | 0.28 | 0.27 | 0.23 | 28.71 | 1015.801 | 0.14
D | 4002 | 2016-08-02 | 5 | OFF | 24.07 | 4.15 | 0.07 | 0 | 0.07 | 0 | 0 | -0.02 | -0.03 | -0.06 | 0 | 0.28 | 0.27 | 0.23 | 29.03 | 1044.399 | 0.14
D | 4002 | 2016-08-02 | 6 | OFF | 25.75 | 4.15 | 0.07 | 0 | 0.27 | 0 | 0 | -0.04 | -0.03 | -0.06 | 0 | 0.28 | 0.27 | 0.23 | 30.89 | 1126.576 | 0.34
D | 4002 | 2016-08-02 | 7 | OFF | 42.63 | 4.15 | 0.07 | 0 | 0.56 | 0 | 0 | 0.01 | 0.03 | -0.06 | 0 | 0.28 | 0.27 | 0.23 | 48.17 | 1257.686 | 0.63
D | 4002 | 2016-08-02 | 8 | ON | 37.43 | 4.15 | 0.07 | 0 | 0.26 | 1.15 | 0 | -0.02 | -0.02 | -0.06 | 0.02 | 0.28 | 0.27 | 0.23 | 43.76 | 1390.009 | 1.5
D | 4002 | 2016-08-02 | 9 | ON | 34.51 | 4.15 | 0.07 | 0 | 0.36 | 1.09 | 0 | 0 | -0.08 | -0.06 | 0.01 | 0.28 | 0.27 | 0.23 | 40.83 | 1473.414 | 1.53
D | 4002 | 2016-08-02 | 10 | ON | 25.6 | 4.15 | 0.07 | 0 | 0.08 | 1.06 | 0 | 0.01 | -0.1 | -0.06 | 0 | 0.28 | 0.27 | 0.23 | 31.59 | 1537.246 | 1.21
D | 4002 | 2016-08-02 | 11 | ON | 23.5 | 4.15 | 0.07 | 0 | 0.04 | 1.03 | 0 | 0 | -0.11 | -0.06 | 0 | 0.28 | 0.27 | 0.23 | 29.4 | 1597.489 | 1.14
D | 4002 | 2016-08-02 | 12 | ON | 23.52 | 4.15 | 0.07 | 0 | 0.05 | 1.01 | 0 | 0.01 | -0.14 | -0.06 | 0 | 0.28 | 0.27 | 0.23 | 29.39 | 1635.123 | 1.13
D | 4002 | 2016-08-02 | 13 | ON | 23.21 | 4.15 | 0.07 | 0 | 0.06 | 1.01 | 0 | -0.01 | -0.14 | -0.06 | 0 | 0.28 | 0.27 | 0.23 | 29.07 | 1651.597 | 1.14
D | 4002 | 2016-08-02 | 14 | ON | 23.39 | 4.15 | 0.07 | 0 | 0.05 | 1.01 | 0 | 0.01 | -0.16 | -0.06 | 0.01 | 0.28 | 0.27 | 0.23 | 29.25 | 1681.592 | 1.14
D | 4002 | 2016-08-02 | 15 | ON | 22.21 | 4.15 | 0.07 | 0 | 0.05 | 1.01 | 0 | -0.01 | -0.16 | -0.06 | 0.02 | 0.28 | 0.27 | 0.23 | 28.06 | 1683.5 | 1.15
D | 4002 | 2016-08-02 | 16 | ON | 21.65 | 4.15 | 0.07 | 0 | 0.05 | 1.01 | 0 | -0.02 | -0.18 | -0.06 | 0.02 | 0.28 | 0.27 | 0.23 | 27.47 | 1687.039 | 1.15
D | 4002 | 2016-08-02 | 17 | ON | 22.32 | 4.15 | 0.07 | 0 | 0.05 | 1 | 0 | -0.03 | -0.18 | -0.06 | 0.02 | 0.28 | 0.27 | 0.23 | 28.12 | 1695.052 | 1.14
D | 4002 | 2016-08-02 | 18 | ON | 22.79 | 4.15 | 0.07 | 0 | 0.05 | 0.99 | 0 | -0.02 | -0.17 | -0.06 | 0.02 | 0.28 | 0.27 | 0.23 | 28.6 | 1694.461 | 1.13
D | 4002 | 2016-08-02 | 19 | ON | 24.25 | 4.15 | 0.07 | 0 | 0.07 | 1 | 0 | -0.04 | -0.16 | -0.06 | 0 | 0.28 | 0.27 | 0.23 | 30.06 | 1661.54 | 1.14
D | 4002 | 2016-08-02 | 20 | ON | 24.41 | 4.15 | 0.07 | 0 | 0.08 | 1.03 | 0 | -0.04 | -0.14 | -0.06 | 0 | 0.28 | 0.27 | 0.23 | 30.28 | 1609.085 | 1.18
D | 4002 | 2016-08-02 | 21 | ON | 23.35 | 4.15 | 0.07 | 0 | 0.08 | 1.04 | 0 | -0.05 | -0.14 | -0.06 | 0 | 0.28 | 0.27 | 0.23 | 29.22 | 1589.967 | 1.19
D | 4002 | 2016-08-02 | 22 | ON | 22.92 | 4.15 | 0.07 | 0 | 0.05 | 1.09 | 0 | -0.04 | -0.1 | -0.06 | 0 | 0.28 | 0.27 | 0.23 | 28.86 | 1498.481 | 1.21
D | 4002 | 2016-08-02 | 23 | ON | 21.6 | 4.15 | 0.07 | 0 | 0.1 | 1.2 | 0 | -0.08 | -0.07 | -0.06 | 0 | 0.28 | 0.27 | 0.23 | 27.69 | 1338.799 | 1.37
D | 4002 | 2016-08-02 | 24 | OFF | 19.3 | 4.15 | 0.07 | 0 | 0.09 | 0 | 0 | -0.01 | -0.03 | -0.06 | 0 | 0.28 | 0.27 | 0.23 | 24.29 | 1194.732 | 0.16
D | 4002 | 2016-08-03 | 1 | OFF | 17.96 | 4.15 | 0.16 | 0 | 0.08 | 0 | 0 | 0.01 | -0.01 | -0.06 | 0 | 0.28 | 0.27 | 0.23 | 23.07 | 1097.352 | 0.24
D | 4002 | 2016-08-03 | 2 | OFF | 17.39 | 4.15 | 0.16 | 0 | 0.07 | 0 | 0 | 0.03 | -0.04 | -0.06 | 0 | 0.28 | 0.27 | 0.23 | 22.48 | 1039.297 | 0.23
D | 4002 | 2016-08-03 | 3 | OFF | 16.02 | 4.15 | 0.16 | 0 | 0.08 | 0 | 0 | 0.06 | -0.13 | -0.06 | 0 | 0.28 | 0.27 | 0.23 | 21.06 | 1006.269 | 0.24
D | 4002 | 2016-08-03 | 4 | OFF | 17.68 | 4.15 | 0.16 | 0 | 0.08 | 0 | 0 | 0 | -0.03 | -0.06 | 0 | 0.28 | 0.27 | 0.23 | 22.76 | 992.526 | 0.24
D | 4002 | 2016-08-03 | 5 | OFF | 17.44 | 4.15 | 0.16 | 0 | 0.09 | 0 | 0 | -0.02 | -0.01 | -0.06 | 0 | 0.28 | 0.27 | 0.23 | 22.53 | 1018.066 | 0.25
D | 4002 | 2016-08-03 | 6 | OFF | 17.36 | 4.15 | 0.16 | 0 | 0.2 | 0 | 0 | -0.05 | -0.03 | -0.06 | 0 | 0.28 | 0.27 | 0.23 | 22.51 | 1090.647 | 0.36
D | 4002 | 2016-08-03 | 7 | OFF | 20.77 | 4.15 | 0.16 | 0 | 0.18 | 0 | 0 | -0.01 | -0.05 | -0.06 | 0 | 0.28 | 0.27 | 0.23 | 25.92 | 1209.259 | 0.34
D | 4002 | 2016-08-03 | 8 | ON | 22.06 | 4.15 | 0.16 | 0 | 0.17 | 1.16 | 0 | -0.03 | -0.06 | -0.06 | 0 | 0.28 | 0.27 | 0.23 | 28.33 | 1343.101 | 1.49
D | 4002 | 2016-08-03 | 9 | ON | 24.34 | 4.15 | 0.16 | 0 | 0.13 | 1.09 | 0 | -0.05 | -0.06 | -0.06 | 0 | 0.28 | 0.27 | 0.23 | 30.48 | 1439.274 | 1.38
D | 4002 | 2016-08-03 | 10 | ON | 22.4 | 4.15 | 0.16 | 0 | 0.06 | 1.04 | 0 | -0.04 | -0.1 | -0.06 | 0 | 0.28 | 0.27 | 0.23 | 28.39 | 1518.223 | 1.26
D | 4002 | 2016-08-03 | 11 | ON | 23.13 | 4.15 | 0.16 | 0 | 0.06 | 1 | 0 | -0.05 | -0.1 | -0.06 | 0 | 0.28 | 0.27 | 0.23 | 29.07 | 1589.939 | 1.22
D | 4002 | 2016-08-03 | 12 | ON | 23.14 | 4.15 | 0.16 | 0 | 0.06 | 0.97 | 0 | -0.05 | -0.11 | -0.06 | 0 | 0.28 | 0.27 | 0.23 | 29.04 | 1656.091 | 1.19
D | 4002 | 2016-08-03 | 13 | ON | 25.28 | 4.15 | 0.16 | 0 | 0.06 | 0.94 | 0 | -0.04 | -0.14 | -0.06 | 0.01 | 0.28 | 0.27 | 0.23 | 31.14 | 1687.621 | 1.17
D | 4002 | 2016-08-03 | 14 | ON | 31.97 | 4.15 | 0.16 | 0 | 0.07 | 0.92 | 0 | -0.06 | -0.16 | -0.06 | 0.01 | 0.28 | 0.27 | 0.23 | 37.78 | 1736.519 | 1.16
D | 4002 | 2016-08-03 | 15 | ON | 42.47 | 4.15 | 0.16 | 0 | 0.24 | 0.9 | 0.25 | -0.11 | -0.18 | -0.06 | 0.02 | 0.28 | 0.27 | 0.23 | 48.62 | 1765.824 | 1.57
D | 4002 | 2016-08-03 | 16 | ON | 44.24 | 4.15 | 0.16 | 0 | 0.1 | 0.88 | 0.02 | -0.09 | -0.16 | -0.06 | 0.03 | 0.28 | 0.27 | 0.23 | 50.05 | 1780.845 | 1.19
D | 4002 | 2016-08-03 | 17 | ON | 41.57 | 4.15 | 0.16 | 0 | 0.16 | 0.87 | 0.04 | -0.1 | -0.16 | -0.06 | 0.03 | 0.28 | 0.27 | 0.23 | 47.44 | 1784.942 | 1.26
D | 4002 | 2016-08-03 | 18 | ON | 53.91 | 4.15 | 0.16 | 0 | 0.26 | 0.87 | 0.26 | -0.07 | -0.17 | -0.06 | 0.03 | 0.28 | 0.27 | 0.23 | 60.12 | 1785.227 | 1.58
D | 4002 | 2016-08-03 | 19 | ON | 37.81 | 4.15 | 0.16 | 0 | 0.19 | 0.89 | 0 | -0.05 | -0.15 | -0.06 | 0 | 0.28 | 0.27 | 0.23 | 43.72 | 1755.959 | 1.24
D | 4002 | 2016-08-03 | 20 | ON | 35.71 | 4.15 | 0.16 | 0 | 0.15 | 0.93 | 0 | -0.05 | -0.16 | -0.06 | 0 | 0.28 | 0.27 | 0.23 | 41.61 | 1697.499 | 1.24
D | 4002 | 2016-08-03 | 21 | ON | 27.91 | 4.15 | 0.16 | 0 | 0.06 | 0.94 | 0 | -0.04 | -0.15 | -0.06 | 0 | 0.28 | 0.27 | 0.23 | 33.75 | 1668.924 | 1.16
D | 4002 | 2016-08-03 | 22 | ON | 25.03 | 4.15 | 0.16 | 0 | 0.03 | 0.99 | 0 | -0.02 | -0.1 | -0.06 | 0 | 0.28 | 0.27 | 0.23 | 30.96 | 1567.231 | 1.18
D | 4002 | 2016-08-03 | 23 | ON | 22.28 | 4.15 | 0.16 | 0 | 0.09 | 1.09 | 0 | -0.06 | -0.07 | -0.06 | 0 | 0.28 | 0.27 | 0.23 | 28.36 | 1398.364 | 1.34
D | 4002 | 2016-08-03 | 24 | OFF | 19.87 | 4.15 | 0.16 | 0 | 0.11 | 0 | 0 | -0.02 | -0.05 | -0.06 | 0 | 0.28 | 0.27 | 0.23 | 24.94 | 1246.104 | 0.27
D | 4002 | 2016-08-04 | 1 | OFF | 19.27 | 4.15 | 0.5 | 0 | 0.07 | 0 | 0 | 0 | -0.02 | -0.06 | 0 | 0.28 | 0.27 | 0.23 | 24.69 | 1141.247 | 0.57
D | 4002 | 2016-08-04 | 2 | OFF | 16.73 | 4.15 | 0.5 | 0 | 0.07 | 0 | 0 | 0.03 | -0.06 | -0.06 | 0 | 0.28 | 0.27 | 0.23 | 22.14 | 1077.017 | 0.57
D | 4002 | 2016-08-04 | 3 | OFF | 14.21 | 4.15 | 0.5 | 0 | 0.07 | 0 | 0 | 0.01 | -0.03 | -0.06 | 0 | 0.28 | 0.27 | 0.23 | 19.63 | 1037.464 | 0.57
D | 4002 | 2016-08-04 | 4 | OFF | 16.64 | 4.15 | 0.5 | 0 | 0.09 | 0 | 0 | 0 | -0.02 | -0.06 | 0 | 0.28 | 0.27 | 0.23 | 22.08 | 1022.553 | 0.59
D | 4002 | 2016-08-04 | 5 | OFF | 18.18 | 4.15 | 0.5 | 0 | 0.08 | 0 | 0 | -0.03 | -0.03 | -0.06 | 0 | 0.28 | 0.27 | 0.23 | 23.57 | 1044.866 | 0.58
D | 4002 | 2016-08-04 | 6 | OFF | 18.18 | 4.15 | 0.5 | 0 | 0.17 | 0 | 0 | -0.01 | -0.02 | -0.06 | 0 | 0.28 | 0.27 | 0.23 | 23.69 | 1112.188 | 0.67
D | 4002 | 2016-08-04 | 7 | OFF | 18.98 | 4.15 | 0.5 | 0 | 0.21 | 0 | 0 | -0.01 | -0.07 | -0.06 | 0 | 0.28 | 0.27 | 0.23 | 24.48 | 1234.427 | 0.71
D | 4002 | 2016-08-04 | 8 | ON | 20.09 | 4.15 | 0.5 | 0 | 0.21 | 1.15 | 0 | 0.02 | -0.07 | -0.06 | 0 | 0.28 | 0.27 | 0.23 | 26.77 | 1384.373 | 1.86
D | 4002 | 2016-08-04 | 9 | ON | 21.69 | 4.15 | 0.5 | 0 | 0.1 | 1.07 | 0 | -0.04 | -0.08 | -0.06 | 0 | 0.28 | 0.27 | 0.23 | 28.11 | 1500.435 | 1.67
D | 4002 | 2016-08-04 | 10 | ON | 21.83 | 4.15 | 0.5 | 0 | 0.05 | 1.02 | 0 | -0.03 | -0.1 | -0.06 | 0 | 0.28 | 0.27 | 0.23 | 28.14 | 1594.931 | 1.57
D | 4002 | 2016-08-04 | 11 | ON | 24.27 | 4.15 | 0.5 | 0 | 0.07 | 0.97 | 0 | -0.04 | -0.11 | -0.06 | 0 | 0.28 | 0.27 | 0.23 | 30.53 | 1687.394 | 1.54
D | 4002 | 2016-08-04 | 12 | ON | 24.97 | 4.15 | 0.5 | 0 | 0.06 | 0.94 | 0 | -0.06 | -0.13 | -0.06 | 0 | 0.28 | 0.27 | 0.23 | 31.15 | 1748.76 | 1.5
D | 4002 | 2016-08-04 | 13 | ON | 32.52 | 4.15 | 0.5 | 0 | 0.07 | 0.91 | 0 | -0.06 | -0.14 | -0.06 | 0 | 0.28 | 0.27 | 0.23 | 38.67 | 1792.811 | 1.48
D | 4002 | 2016-08-04 | 14 | ON | 41.06 | 4.15 | 0.5 | 0 | 0.16 | 0.88 | 0.05 | -0.13 | -0.18 | -0.06 | 0.04 | 0.28 | 0.27 | 0.23 | 47.25 | 1843.89 | 1.63
D | 4002 | 2016-08-04 | 15 | ON | 37.15 | 4.15 | 0.5 | 0 | 0.16 | 0.86 | 0 | -0.08 | -0.18 | -0.06 | 0.04 | 0.28 | 0.27 | 0.23 | 43.32 | 1876.352 | 1.56
D | 4002 | 2016-08-04 | 16 | ON | 31.97 | 4.15 | 0.5 | 0 | 0.1 | 0.85 | 0 | -0.06 | -0.17 | -0.06 | 0.04 | 0.28 | 0.27 | 0.23 | 38.1 | 1894.051 | 1.49
D | 4002 | 2016-08-04 | 17 | ON | 31.31 | 4.15 | 0.5 | 0 | 0.1 | 0.84 | 0 | -0.07 | -0.16 | -0.06 | 0.04 | 0.28 | 0.27 | 0.23 | 37.43 | 1907.841 | 1.48
D | 4002 | 2016-08-04 | 18 | ON | 34.5 | 4.15 | 0.5 | 0 | 0.16 | 0.83 | 0.06 | -0.07 | -0.17 | -0.06 | 0.04 | 0.28 | 0.27 | 0.23 | 40.72 | 1899.1 | 1.59
D | 4002 | 2016-08-04 | 19 | ON | 39.87 | 4.15 | 0.5 | 0 | 0.18 | 0.85 | 0 | -0.07 | -0.18 | -0.06 | 0 | 0.28 | 0.27 | 0.23 | 46.02 | 1860.229 | 1.53
D | 4002 | 2016-08-04 | 20 | ON | 30.71 | 4.15 | 0.5 | 0 | 0.09 | 0.89 | 0 | -0.07 | -0.13 | -0.06 | 0 | 0.28 | 0.27 | 0.23 | 36.86 | 1790.277 | 1.48
D | 4002 | 2016-08-04 | 21 | ON | 30.81 | 4.15 | 0.5 | 0 | 0.08 | 0.9 | 0 | -0.04 | -0.15 | -0.06 | 0 | 0.28 | 0.27 | 0.23 | 36.97 | 1751.982 | 1.48
D | 4002 | 2016-08-04 | 22 | ON | 32.72 | 4.15 | 0.5 | 0 | 0.15 | 0.95 | 0 | -0.09 | -0.1 | -0.06 | 0 | 0.28 | 0.27 | 0.23 | 39 | 1647.531 | 1.6
D | 4002 | 2016-08-04 | 23 | ON | 24.8 | 4.15 | 0.5 | 0 | 0.13 | 1.05 | 0.02 | -0.07 | -0.07 | -0.06 | 0 | 0.28 | 0.27 | 0.23 | 31.23 | 1473.002 | 1.7
D | 4002 | 2016-08-04 | 24 | OFF | 19.58 | 4.15 | 0.5 | 0 | 0.15 | 0 | 0 | -0.07 | -0.04 | -0.06 | 0 | 0.28 | 0.27 | 0.23 | 24.99 | 1313.01 | 0.65
D | 4002 | 2016-08-05 | 1 | OFF | 20.06 | 4.15 | 0.39 | 0.03 | 0.08 | 0 | 0 | -0.03 | -0.04 | -0.06 | 0 | 0.28 | 0.27 | 0.23 | 25.36 | 1199.876 | 0.5
D | 4002 | 2016-08-05 | 2 | OFF | 19.07 | 4.15 | 0.39 | 0.03 | 0.08 | 0 | 0 | -0.05 | -0.04 | -0.06 | 0 | 0.28 | 0.27 | 0.23 | 24.35 | 1128.747 | 0.5
D | 4002 | 2016-08-05 | 3 | OFF | 10.35 | 4.15 | 0.39 | 0.03 | 0.08 | 0 | 0 | 0.01 | -0.07 | -0.06 | 0 | 0.28 | 0.27 | 0.23 | 15.66 | 1082.54 | 0.5
D | 4002 | 2016-08-05 | 4 | OFF | 19.87 | 4.15 | 0.39 | 0.03 | 0.07 | 0 | 0 | -0.04 | -0.02 | -0.06 | 0 | 0.28 | 0.27 | 0.23 | 25.17 | 1063.072 | 0.49
D | 4002 | 2016-08-05 | 5 | OFF | 18.66 | 4.15 | 0.39 | 0.03 | 0.07 | 0 | 0 | -0.01 | -0.04 | -0.06 | 0 | 0.28 | 0.27 | 0.23 | 23.97 | 1081.609 | 0.49
D | 4002 | 2016-08-05 | 6 | OFF | -9.17 | 4.15 | 0.39 | 0.03 | 0.27 | 0 | 0 | 0.01 | -0.1 | -0.06 | 0 | 0.28 | 0.27 | 0.23 | -3.7 | 1143.907 | 0.69
D | 4002 | 2016-08-05 | 7 | OFF | -1.42 | 4.15 | 0.39 | 0.03 | 0.76 | 0 | 0 | 0 | -0.05 | -0.06 | 0 | 0.28 | 0.27 | 0.23 | 4.58 | 1259.229 | 1.18
D | 4002 | 2016-08-05 | 8 | ON | 20.06 | 4.15 | 0.39 | 0.03 | 0.3 | 1.08 | 0 | 0.01 | -0.05 | -0.06 | 0 | 0.28 | 0.27 | 0.23 | 26.69 | 1413.827 | 1.8
D | 4002 | 2016-08-05 | 9 | ON | 23.48 | 4.15 | 0.39 | 0.03 | 0.07 | 1 | 0 | -0.01 | -0.07 | -0.06 | 0 | 0.28 | 0.27 | 0.23 | 29.76 | 1545.321 | 1.49
D | 4002 | 2016-08-05 | 10 | ON | 24.06 | 4.15 | 0.39 | 0.03 | 0.05 | 0.94 | 0 | -0.01 | -0.08 | -0.06 | 0 | 0.28 | 0.27 | 0.23 | 30.25 | 1649.798 | 1.41
D | 4002 | 2016-08-05 | 11 | ON | 23.62 | 4.15 | 0.39 | 0.03 | 0.04 | 0.89 | 0 | -0.05 | -0.11 | -0.06 | 0 | 0.28 | 0.27 | 0.23 | 29.68 | 1751.759 | 1.35
D | 4002 | 2016-08-05 | 12 | ON | 26.59 | 4.15 | 0.39 | 0.03 | 0.05 | 0.86 | 0 | -0.05 | -0.15 | -0.06 | 0.03 | 0.28 | 0.27 | 0.23 | 32.62 | 1835.086 | 1.36
D | 4002 | 2016-08-05 | 13 | ON | 29.58 | 4.15 | 0.39 | 0.03 | 0.07 | 0.83 | 0 | -0.09 | -0.15 | -0.06 | 0.03 | 0.28 | 0.27 | 0.23 | 35.56 | 1890.265 | 1.35
D | 4002 | 2016-08-05 | 14 | ON | 31.49 | 4.15 | 0.39 | 0.03 | 0.08 | 0.81 | 0 | -0.04 | -0.14 | -0.06 | 0.03 | 0.28 | 0.27 | 0.23 | 37.52 | 1948.464 | 1.34
D | 4002 | 2016-08-05 | 15 | ON | 36.15 | 4.15 | 0.39 | 0.03 | 0.08 | 0.86 | 0 | -0.09 | -0.2 | -0.06 | 0.04 | 0.28 | 0.27 | 0.23 | 42.13 | 1983.839 | 1.4
D | 4002 | 2016-08-05 | 16 | ON | 59.19 | 4.15 | 0.39 | 0.03 | 0.96 | 0.85 | 0.23 | -0.09 | -0.21 | -0.06 | 0.03 | 0.28 | 0.27 | 0.23 | 66.25 | 2002.56 | 2.49
D | 4002 | 2016-08-05 | 17 | ON | 48.32 | 4.15 | 0.39 | 0.03 | 1.09 | 0.84 | 0.07 | -0.05 | -0.21 | -0.06 | 0.02 | 0.28 | 0.27 | 0.23 | 55.37 | 2011.514 | 2.44
D | 4002 | 2016-08-05 | 18 | ON | 32 | 4.15 | 0.39 | 0.03 | 1.62 | 0.84 | 0 | -0.03 | -0.23 | -0.06 | 0.03 | 0.28 | 0.27 | 0.23 | 39.52 | 1996.996 | 2.91
D | 4002 | 2016-08-05 | 19 | ON | 27.51 | 4.15 | 0.39 | 0.03 | 0.7 | 0.85 | 0 | -0.04 | -0.16 | -0.06 | 0 | 0.28 | 0.27 | 0.23 | 34.15 | 1948.056 | 1.97
D | 4002 | 2016-08-05 | 20 | ON | 28.75 | 4.15 | 0.39 | 0.03 | 0.08 | 0.87 | 0 | -0.03 | -0.12 | -0.06 | 0 | 0.28 | 0.27 | 0.23 | 34.84 | 1880.018 | 1.37
D | 4002 | 2016-08-05 | 21 | ON | 28.92 | 4.15 | 0.39 | 0.03 | 0.05 | 0.88 | 0 | -0.03 | -0.12 | -0.06 | 0 | 0.28 | 0.27 | 0.23 | 34.99 | 1845.512 | 1.35
D | 4002 | 2016-08-05 | 22 | ON | 25.87 | 4.15 | 0.39 | 0.03 | 0.04 | 0.92 | 0 | -0.08 | -0.09 | -0.06 | 0 | 0.28 | 0.27 | 0.23 | 31.95 | 1754.693 | 1.38
D | 4002 | 2016-08-05 | 23 | ON | 30.08 | 4.15 | 0.39 | 0.03 | 0.16 | 1 | 0 | -0.1 | -0.04 | -0.06 | 0 | 0.28 | 0.27 | 0.23 | 36.39 | 1597.955 | 1.58
D | 4002 | 2016-08-05 | 24 | OFF | 39.44 | 4.15 | 0.39 | 0.03 | 0.28 | 0 | 0.08 | -0.13 | 0 | -0.06 | 0 | 0.28 | 0.27 | 0.23 | 44.96 | 1435.844 | 0.78
D | 4002 | 2016-08-06 | 1 | OFF | 31.11 | 4.15 | 1.22 | 0 | 0.14 | 0 | 0 | -0.05 | -0.05 | -0.06 | 0 | 0.28 | 0.27 | 0.23 | 37.24 | 1310.39 | 1.36
D | 4002 | 2016-08-06 | 2 | OFF | 22.43 | 4.15 | 1.22 | 0 | 0.1 | 0 | 0 | 0.07 | -0.02 | -0.06 | 0 | 0.28 | 0.27 | 0.23 | 28.67 | 1228.469 | 1.32
D | 4002 | 2016-08-06 | 3 | OFF | 22.37 | 4.15 | 1.22 | 0 | 0.12 | 0 | 0 | -0.01 | -0.02 | -0.06 | 0 | 0.28 | 0.27 | 0.23 | 28.55 | 1171.546 | 1.34
D | 4002 | 2016-08-06 | 4 | OFF | 20.96 | 4.15 | 1.22 | 0 | 0.07 | 0 | 0 | -0.04 | -0.02 | -0.06 | 0 | 0.28 | 0.27 | 0.23 | 27.06 | 1142.787 | 1.29
D | 4002 | 2016-08-06 | 5 | OFF | 25.75 | 4.15 | 1.22 | 0 | 0.11 | 0 | 0 | -0.07 | -0.01 | -0.06 | 0 | 0.28 | 0.27 | 0.23 | 31.87 | 1137.656 | 1.33
D | 4002 | 2016-08-06 | 6 | OFF | 26.18 | 4.15 | 1.22 | 0 | 0.11 | 0 | 0 | -0.03 | -0.01 | -0.06 | 0 | 0.28 | 0.27 | 0.23 | 32.34 | 1165.096 | 1.33
D | 4002 | 2016-08-06 | 7 | OFF | 23.82 | 4.15 | 1.22 | 0 | 0.29 | 0 | 0 | -0.03 | -0.01 | -0.06 | 0 | 0.28 | 0.27 | 0.23 | 30.16 | 1221.76 | 1.51
D | 4002 | 2016-08-06 | 8 | OFF | 27.01 | 4.15 | 1.22 | 0 | 0.18 | 0 | 0 | -0.03 | -0.02 | -0.06 | 0 | 0.28 | 0.27 | 0.23 | 33.23 | 1320.091 | 1.4
D | 4002 | 2016-08-06 | 9 | OFF | 28.86 | 4.15 | 1.22 | 0 | 0.16 | 0 | 0 | -0.05 | -0.05 | -0.06 | 0 | 0.28 | 0.27 | 0.23 | 35.01 | 1425.227 | 1.38
D | 4002 | 2016-08-06 | 10 | OFF | 26.64 | 4.15 | 1.22 | 0 | 0.06 | 0 | 0.01 | 0.04 | -0.09 | -0.06 | 0 | 0.28 | 0.27 | 0.23 | 32.75 | 1520.445 | 1.29
D | 4002 | 2016-08-06 | 11 | OFF | 23.78 | 4.15 | 1.22 | 0 | 0.06 | 0 | 0 | -0.02 | -0.17 | -0.06 | 0 | 0.28 | 0.27 | 0.23 | 29.74 | 1589.281 | 1.28
D | 4002 | 2016-08-06 | 12 | OFF | 25.86 | 4.15 | 1.22 | 0 | 0.05 | 0 | 0 | 0.02 | -0.18 | -0.06 | 0 | 0.28 | 0.27 | 0.23 | 31.84 | 1648.496 | 1.27
D | 4002 | 2016-08-06 | 13 | OFF | 39.43 | 4.15 | 1.22 | 0 | 0.09 | 0 | 0.29 | -0.08 | -0.16 | -0.06 | 0 | 0.28 | 0.27 | 0.23 | 45.66 | 1723.83 | 1.6
D | 4002 | 2016-08-06 | 14 | OFF | 41.09 | 4.15 | 1.22 | 0 | 0.13 | 0 | 0.08 | -0.03 | -0.21 | -0.06 | 0 | 0.28 | 0.27 | 0.23 | 47.15 | 1795.541 | 1.43
D | 4002 | 2016-08-06 | 15 | OFF | 32.9 | 4.15 | 1.22 | 0 | 0.09 | 0 | 0 | -0.04 | -0.15 | -0.06 | 0 | 0.28 | 0.27 | 0.23 | 38.89 | 1819.465 | 1.31
D | 4002 | 2016-08-06 | 16 | OFF | 46.06 | 4.15 | 1.22 | 0 | 1.35 | 0 | 0 | -0.05 | -0.17 | -0.06 | 0 | 0.28 | 0.27 | 0.23 | 53.28 | 1846.083 | 2.57
D | 4002 | 2016-08-06 | 17 | OFF | 139.6 | 4.15 | 1.22 | 0 | 3.41 | 0 | 4.55 | -0.06 | -0.1 | -0.06 | 0 | 0.28 | 0.27 | 0.23 | 153.49 | 1876.485 | 9.18
D | 4002 | 2016-08-06 | 18 | OFF | 175.96 | 4.15 | 1.22 | 0 | 4.31 | 0 | 10.57 | 0.05 | -0.32 | -0.06 | 0 | 0.28 | 0.27 | 0.23 | 196.66 | 1889.826 | 16.1
D | 4002 | 2016-08-06 | 19 | OFF | 58.15 | 4.15 | 1.22 | 0 | 2.79 | 0 | 0 | 0.06 | -0.13 | -0.06 | 0 | 0.28 | 0.27 | 0.23 | 66.96 | 1853.221 | 4.01
D | 4002 | 2016-08-06 | 20 | OFF | 39.13 | 4.15 | 1.22 | 0 | 0.45 | 0 | 0 | -0.04 | -0.15 | -0.06 | 0 | 0.28 | 0.27 | 0.23 | 45.48 | 1777.414 | 1.67
D | 4002 | 2016-08-06 | 21 | OFF | 48.62 | 4.15 | 1.22 | 0 | 0.15 | 0 | 0.29 | -0.05 | -0.13 | -0.06 | 0 | 0.28 | 0.27 | 0.23 | 54.97 | 1744.164 | 1.66
D | 4002 | 2016-08-06 | 22 | OFF | 44.34 | 4.15 | 1.22 | 0 | 0.27 | 0 | 0.27 | -0.06 | -0.14 | -0.06 | 0 | 0.28 | 0.27 | 0.23 | 50.77 | 1648.993 | 1.76
D | 4002 | 2016-08-06 | 23 | OFF | 30.62 | 4.15 | 1.22 | 0 | 0.15 | 0 | 0.17 | -0.05 | -0.06 | -0.06 | 0 | 0.28 | 0.27 | 0.23 | 36.92 | 1501.126 | 1.54
D | 4002 | 2016-08-06 | 24 | OFF | 23.82 | 4.15 | 1.22 | 0 | 0.16 | 0 | 0 | 0 | -0.03 | -0.06 | 0 | 0.28 | 0.27 | 0.23 | 30.04 | 1351.44 | 1.38
D | 4002 | 2016-08-07 | 1 | OFF | 23.33 | 4.15 | 0.1 | 0 | 0.27 | 0 | 0 | 0 | -0.04 | -0.06 | 0 | 0.28 | 0.27 | 0.23 | 28.53 | 1225.809 | 0.37
D | 4002 | 2016-08-07 | 2 | OFF | 25.72 | 4.15 | 0.1 | 0 | 0.17 | 0 | 0 | -0.05 | -0.03 | -0.06 | 0 | 0.28 | 0.27 | 0.23 | 30.78 | 1140.586 | 0.27
D | 4002 | 2016-08-07 | 3 | OFF | 25.79 | 4.15 | 0.1 | 0 | 0.15 | 0 | 0 | -0.06 | -0.03 | -0.06 | 0 | 0.28 | 0.27 | 0.23 | 30.82 | 1083.939 | 0.25
D | 4002 | 2016-08-07 | 4 | OFF | 23.67 | 4.15 | 0.1 | 0 | 0.09 | 0 | 0 | 0.03 | -0.01 | -0.06 | 0 | 0.28 | 0.27 | 0.23 | 28.75 | 1049.254 | 0.19
D | 4002 | 2016-08-07 | 5 | OFF | 20.24 | 4.15 | 0.1 | 0 | 0.09 | 0 | 0 | 0.01 | -0.04 | -0.06 | 0 | 0.28 | 0.27 | 0.23 | 25.27 | 1031.006 | 0.19
D | 4002 | 2016-08-07 | 6 | OFF | 18.95 | 4.15 | 0.1 | 0 | 0.1 | 0 | 0 | 0 | -0.02 | -0.06 | 0 | 0.28 | 0.27 | 0.23 | 24 | 1030.116 | 0.2
D | 4002 | 2016-08-07 | 7 | OFF | 18.15 | 4.15 | 0.1 | 0 | 0.1 | 0 | 0 | 0 | 0 | -0.06 | 0 | 0.28 | 0.27 | 0.23 | 23.22 | 1058.459 | 0.2
D | 4002 | 2016-08-07 | 8 | OFF | 16.15 | 4.15 | 0.1 | 0 | 0.14 | 0 | 0 | -0.01 | -0.04 | -0.06 | 0 | 0.28 | 0.27 | 0.23 | 21.21 | 1162.249 | 0.24
D | 4002 | 2016-08-07 | 9 | OFF | 21.48 | 4.15 | 0.1 | 0 | 0.12 | 0 | 0 | 0 | -0.02 | -0.06 | 0 | 0.28 | 0.27 | 0.23 | 26.55 | 1304.144 | 0.22
D | 4002 | 2016-08-07 | 10 | OFF | 23.76 | 4.15 | 0.1 | 0 | 0.1 | 0 | 0 | 0.01 | -0.05 | -0.06 | 0 | 0.28 | 0.27 | 0.23 | 28.79 | 1423.702 | 0.2
D | 4002 | 2016-08-07 | 11 | OFF | 23.3 | 4.15 | 0.1 | 0 | 0.08 | 0 | 0 | 0 | -0.06 | -0.06 | 0 | 0.28 | 0.27 | 0.23 | 28.29 | 1506.359 | 0.18
D | 4002 | 2016-08-07 | 12 | OFF | 24.2 | 4.15 | 0.1 | 0 | 0.06 | 0 | 0 | 0 | -0.06 | -0.06 | 0 | 0.28 | 0.27 | 0.23 | 29.17 | 1559.36 | 0.16
D | 4002 | 2016-08-07 | 13 | OFF | 25.34 | 4.15 | 0.1 | 0 | 0.06 | 0 | 0 | 0.02 | -0.08 | -0.06 | 0 | 0.28 | 0.27 | 0.23 | 30.31 | 1585.498 | 0.16
D | 4002 | 2016-08-07 | 14 | OFF | 30.64 | 4.15 | 0.1 | 0 | 0.09 | 0 | 0 | 0.01 | -0.1 | -0.06 | 0 | 0.28 | 0.27 | 0.23 | 35.61 | 1594.201 | 0.19
D | 4002 | 2016-08-07 | 15 | OFF | 29.98 | 4.15 | 0.1 | 0 | 0.06 | 0 | 0 | -0.01 | -0.08 | -0.06 | 0 | 0.28 | 0.27 | 0.23 | 34.92 | 1602.841 | 0.16
D | 4002 | 2016-08-07 | 16 | OFF | 26.82 | 4.15 | 0.1 | 0 | 0.07 | 0 | 0 | -0.01 | -0.13 | -0.06 | 0 | 0.28 | 0.27 | 0.23 | 31.72 | 1627.608 | 0.17
D | 4002 | 2016-08-07 | 17 | OFF | 38.71 | 4.15 | 0.1 | 0 | 0.09 | 0 | 0 | -0.02 | -0.11 | -0.06 | 0 | 0.28 | 0.27 | 0.23 | 43.64 | 1660.92 | 0.19
D | 4002 | 2016-08-07 | 18 | OFF | 33.7 | 4.15 | 0.1 | 0 | 0.14 | 0 | 0 | -0.01 | -0.14 | -0.06 | 0 | 0.28 | 0.27 | 0.23 | 38.66 | 1694.719 | 0.24
D | 4002 | 2016-08-07 | 19 | OFF | 35.69 | 4.15 | 0.1 | 0 | 0.07 | 0 | 0 | -0.04 | -0.12 | -0.06 | 0 | 0.28 | 0.27 | 0.23 | 40.57 | 1674.743 | 0.17
D | 4002 | 2016-08-07 | 20 | OFF | 30.16 | 4.15 | 0.1 | 0 | 0.13 | 0 | 0 | -0.03 | -0.11 | -0.06 | 0 | 0.28 | 0.27 | 0.23 | 35.12 | 1615.359 | 0.23
D | 4002 | 2016-08-07 | 21 | OFF | 30.99 | 4.15 | 0.1 | 0 | 0.14 | 0 | 0 | -0.02 | -0.13 | -0.06 | 0 | 0.28 | 0.27 | 0.23 | 35.95 | 1593.248 | 0.24
D | 4002 | 2016-08-07 | 22 | OFF | 31.23 | 4.15 | 0.1 | 0 | 0.28 | 0 | 0.27 | 0.04 | -0.05 | -0.06 | 0 | 0.28 | 0.27 | 0.23 | 36.74 | 1501.759 | 0.65
D | 4002 | 2016-08-07 | 23 | OFF | 22.61 | 4.15 | 0.1 | 0 | 0.21 | 0 | 0 | -0.03 | -0.07 | -0.06 | 0 | 0.28 | 0.27 | 0.23 | 27.69 | 1356.175 | 0.31
D | 4002 | 2016-08-07 | 24 | OFF | 21.2 | 4.15 | 0.1 | 0 | 0.27 | 0 | 0 | 0.01 | -0.06 | -0.06 | 0 | 0.28 | 0.27 | 0.23 | 26.39 | 1220.4 | 0.37
D | 4002 | 2016-08-08 | 1 | OFF | 21.07 | 4.15 | 0.11 | 0 | 0.16 | 0 | 0 | 0.01 | -0.07 | -0.06 | 0 | 0.28 | 0.27 | 0.23 | 26.15 | 1123.527 | 0.27
D | 4002 | 2016-08-08 | 2 | OFF | 18.05 | 4.15 | 0.11 | 0 | 0.14 | 0 | 0 | 0 | -0.07 | -0.06 | 0 | 0.28 | 0.27 | 0.23 | 23.1 | 1062.987 | 0.25
D | 4002 | 2016-08-08 | 3 | OFF | 15.14 | 4.15 | 0.11 | 0 | 0.09 | 0 | 0 | 0 | -0.08 | -0.06 | 0 | 0.28 | 0.27 | 0.23 | 20.13 | 1028.278 | 0.2
D | 4002 | 2016-08-08 | 4 | OFF | 16.8 | 4.15 | 0.11 | 0 | 0.07 | 0 | 0 | -0.03 | -0.04 | -0.06 | 0 | 0.28 | 0.27 | 0.23 | 21.78 | 1014.673 | 0.18
D | 4002 | 2016-08-08 | 5 | OFF | 19.19 | 4.15 | 0.11 | 0 | 0.08 | 0 | 0 | 0.01 | -0.04 | -0.06 | 0 | 0.28 | 0.27 | 0.23 | 24.22 | 1049.073 | 0.19
D | 4002 | 2016-08-08 | 6 | OFF | 18.9 | 4.15 | 0.11 | 0 | 0.15 | 0 | 0 | 0.01 | -0.07 | -0.06 | 0 | 0.28 | 0.27 | 0.23 | 23.97 | 1121.625 | 0.26
D | 4002 | 2016-08-08 | 7 | OFF | 20.61 | 4.15 | 0.11 | 0 | 0.58 | 0 | 0 | -0.02 | -0.07 | -0.06 | 0 | 0.28 | 0.27 | 0.23 | 26.08 | 1248.071 | 0.69
D | 4002 | 2016-08-08 | 8 | ON | 17.65 | 4.15 | 0.11 | 0 | 0.33 | 1.15 | 0 | -0.01 | -0.08 | -0.06 | 0 | 0.28 | 0.27 | 0.23 | 24.02 | 1403.262 | 1.59
D | 4002 | 2016-08-08 | 9 | ON | 22.3 | 4.15 | 0.11 | 0 | 0.09 | 1.07 | 0 | -0.02 | -0.1 | -0.06 | 0 | 0.28 | 0.27 | 0.23 | 28.32 | 1522.291 | 1.27
D | 4002 | 2016-08-08 | 10 | ON | 22.09 | 4.15 | 0.11 | 0 | 0.04 | 1 | 0 | 0 | -0.12 | -0.06 | 0 | 0.28 | 0.27 | 0.23 | 27.99 | 1594.381 | 1.15
D | 4002 | 2016-08-08 | 11 | ON | 22.17 | 4.15 | 0.11 | 0 | 0.05 | 0.96 | 0 | 0.01 | -0.13 | -0.06 | 0 | 0.28 | 0.27 | 0.23 | 28.04 | 1665.761 | 1.12
D | 4002 | 2016-08-08 | 12 | ON | 22.7 | 4.15 | 0.11 | 0 | 0.05 | 0.93 | 0 | -0.01 | -0.17 | -0.06 | 0.01 | 0.28 | 0.27 | 0.23 | 28.49 | 1718.595 | 1.1
D | 4002 | 2016-08-08 | 13 | ON | 25.38 | 4.15 | 0.11 | 0 | 0.05 | 0.92 | 0 | 0 | -0.19 | -0.06 | 0.02 | 0.28 | 0.27 | 0.23 | 31.16 | 1754.182 | 1.1
D | 4002 | 2016-08-08 | 14 | ON | 34.22 | 4.15 | 0.11 | 0 | 0.13 | 0.9 | 0 | -0.02 | -0.21 | -0.06 | 0.02 | 0.28 | 0.27 | 0.23 | 40.02 | 1802.72 | 1.16
D | 4002 | 2016-08-08 | 15 | ON | 29.44 | 4.15 | 0.11 | 0 | 0.07 | 0.88 | 0 | -0.01 | -0.22 | -0.06 | 0.01 | 0.28 | 0.27 | 0.23 | 35.15 | 1832.654 | 1.07
D | 4002 | 2016-08-08 | 16 | ON | 29.13 | 4.15 | 0.11 | 0 | 0.09 | 0.86 | 0 | 0 | -0.22 | -0.06 | 0.02 | 0.28 | 0.27 | 0.23 | 34.86 | 1840.152 | 1.08
D | 4002 | 2016-08-08 | 17 | ON | 40.63 | 4.15 | 0.11 | 0 | 0.1 | 0.85 | 0 | 0 | -0.23 | -0.06 | 0.02 | 0.28 | 0.27 | 0.23 | 46.35 | 1853.344 | 1.08
D | 4002 | 2016-08-08 | 18 | ON | 42.21 | 4.15 | 0.11 | 0 | 0.14 | 0.85 | 0 | -0.01 | -0.22 | -0.06 | 0.02 | 0.28 | 0.27 | 0.23 | 47.97 | 1859.648 | 1.12
D | 4002 | 2016-08-08 | 19 | ON | 41.7 | 4.15 | 0.11 | 0 | 0.25 | 0.86 | 0 | -0.03 | -0.16 | -0.06 | 0 | 0.28 | 0.27 | 0.23 | 47.6 | 1826.09 | 1.22
D | 4002 | 2016-08-08 | 20 | ON | 38.63 | 4.15 | 0.11 | 0 | 0.13 | 0.9 | 0 | -0.03 | -0.13 | -0.06 | 0 | 0.28 | 0.27 | 0.23 | 44.48 | 1755.917 | 1.14
D | 4002 | 2016-08-08 | 21 | ON | 32.85 | 4.15 | 0.11 | 0 | 0.12 | 0.92 | 0 | -0.02 | -0.17 | -0.06 | 0 | 0.28 | 0.27 | 0.23 | 38.68 | 1718.476 | 1.15
D | 4002 | 2016-08-08 | 22 | ON | 23.19 | 4.15 | 0.11 | 0 | 0.06 | 0.98 | 0 | 0 | -0.12 | -0.06 | 0 | 0.28 | 0.27 | 0.23 | 29.09 | 1595.784 | 1.15
D | 4002 | 2016-08-08 | 23 | ON | 20.25 | 4.15 | 0.11 | 0 | 0.15 | 1.08 | 0 | -0.03 | -0.06 | -0.06 | 0 | 0.28 | 0.27 | 0.23 | 26.37 | 1417.766 | 1.34
D | 4002 | 2016-08-08 | 24 | OFF | 20.72 | 4.15 | 0.11 | 0 | 0.29 | 0 | 0 | 0.02 | -0.04 | -0.06 | 0 | 0.28 | 0.27 | 0.23 | 25.97 | 1264.878 | 0.4
D | 4002 | 2016-08-09 | 1 | OFF | 20.97 | 4.15 | 1.43 | 0.03 | 0.08 | 0 | 0 | 0 | -0.02 | -0.06 | 0 | 0.28 | 0.27 | 0.23 | 27.36 | 1155.008 | 1.54
D | 4002 | 2016-08-09 | 2 | OFF | 17.72 | 4.15 | 1.43 | 0.03 | 0.05 | 0 | 0 | 0.02 | -0.02 | -0.06 | 0 | 0.28 | 0.27 | 0.23 | 24.1 | 1089.246 | 1.51
D | 4002 | 2016-08-09 | 3 | OFF | 18.71 | 4.15 | 1.43 | 0.03 | 0.06 | 0 | 0 | 0.01 | -0.04 | -0.06 | 0 | 0.28 | 0.27 | 0.23 | 25.07 | 1046.878 | 1.52
D | 4002 | 2016-08-09 | 4 | OFF | 12.3 | 4.15 | 1.43 | 0.03 | 0.17 | 0 | 0 | -0.03 | 0 | -0.06 | 0 | 0.28 | 0.27 | 0.23 | 18.77 | 1030.638 | 1.63
D | 4002 | 2016-08-09 | 5 | OFF | 19.36 | 4.15 | 1.43 | 0.03 | 0.08 | 0 | 0 | -0.02 | 0.03 | -0.06 | 0 | 0.28 | 0.27 | 0.23 | 25.78 | 1053.322 | 1.54
D | 4002 | 2016-08-09 | 6 | OFF | 15.52 | 4.15 | 1.43 | 0.03 | 0.22 | 0 | 0 | 0.03 | -0.05 | -0.06 | 0 | 0.28 | 0.27 | 0.23 | 22.05 | 1127.555 | 1.68
D | 4002 | 2016-08-09 | 7 | OFF | 19.74 | 4.15 | 1.43 | 0.03 | 0.27 | 0 | 0 | 0 | -0.04 | -0.06 | 0 | 0.28 | 0.27 | 0.23 | 26.3 | 1246.381 | 1.73
D | 4002 | 2016-08-09 | 8 | ON | 21.46 | 4.15 | 1.43 | 0.03 | 0.25 | 1.16 | 0 | 0 | -0.05 | -0.06 | 0 | 0.28 | 0.27 | 0.23 | 29.15 | 1387.135 | 2.87
D | 4002 | 2016-08-09 | 9 | ON | 21.89 | 4.15 | 1.43 | 0.03 | 0.08 | 1.09 | 0 | 0.04 | -0.08 | -0.06 | 0 | 0.28 | 0.27 | 0.23 | 29.35 | 1495.298 | 2.63
D | 4002 | 2016-08-09 | 10 | ON | 20.61 | 4.15 | 1.43 | 0.03 | 0.06 | 1.03 | 0 | 0.01 | -0.12 | -0.06 | 0.03 | 0.28 | 0.27 | 0.23 | 27.95 | 1577.271 | 2.58
D | 4002 | 2016-08-09 | 11 | ON | 21.78 | 4.15 | 1.43 | 0.03 | 0.06 | 0.99 | 0 | 0.03 | -0.15 | -0.06 | 0.04 | 0.28 | 0.27 | 0.23 | 29.08 | 1657.927 | 2.55
D | 4002 | 2016-08-09 | 12 | ON | 23.42 | 4.15 | 1.43 | 0.03 | 0.06 | 0.95 | 0 | -0.01 | -0.17 | -0.06 | 0.04 | 0.28 | 0.27 | 0.23 | 30.62 | 1722.248 | 2.51
D | 4002 | 2016-08-09 | 13 | ON | 29.18 | 4.15 | 1.43 | 0.03 | 0.08 | 0.91 | 0 | -0.02 | -0.22 | -0.06 | 0.04 | 0.28 | 0.27 | 0.23 | 36.3 | 1777.973 | 2.49
D | 4002 | 2016-08-09 | 14 | ON | 45.7 | 4.15 | 1.43 | 0.03 | 0.18 | 0.88 | 0 | 0 | -0.19 | -0.06 | 0.05 | 0.28 | 0.27 | 0.23 | 52.95 | 1841.463 | 2.57
D | 4002 | 2016-08-09 | 15 | ON | 43.83 | 4.15 | 1.43 | 0.03 | 0.15 | 0.85 | 0 | -0.01 | -0.2 | -0.06 | 0.05 | 0.28 | 0.27 | 0.23 | 51 | 1885.01 | 2.51
D | 4002 | 2016-08-09 | 16 | ON | 46.98 | 4.15 | 1.43 | 0.03 | 0.13 | 0.77 | 0 | -0.08 | -0.24 | -0.06 | 0.05 | 0.28 | 0.27 | 0.23 | 53.94 | 1910.939 | 2.41
D | 4002 | 2016-08-09 | 17 | ON | 103.37 | 4.15 | 1.43 | 0.03 | 1.05 | 0.53 | 0 | -0.06 | -0.28 | -0.06 | 0.09 | 0.28 | 0.27 | 0.23 | 111.03 | 1923.255 | 3.13
D | 4002 | 2016-08-09 | 18 | ON | 61.67 | 4.15 | 1.43 | 0.03 | 1.34 | 0.51 | 0 | 0 | -0.41 | -0.06 | 0.06 | 0.28 | 0.27 | 0.23 | 69.5 | 1926.268 | 3.37
D | 4002 | 2016-08-09 | 19 | ON | 87.07 | 4.15 | 1.43 | 0.03 | 0.79 | 0.77 | 0 | -0.02 | -0.3 | -0.06 | 0 | 0.28 | 0.27 | 0.23 | 94.64 | 1871.855 | 3.02
D | 4002 | 2016-08-09 | 20 | ON | 35.6 | 4.15 | 1.43 | 0.03 | 0.15 | 0.81 | 0 | -0.02 | -0.2 | -0.06 | 0 | 0.28 | 0.27 | 0.23 | 42.67 | 1816.04 | 2.42
D | 4002 | 2016-08-09 | 21 | ON | 38.13 | 4.15 | 1.43 | 0.03 | 0.17 | 0.89 | 0 | -0.01 | -0.19 | -0.06 | 0 | 0.28 | 0.27 | 0.23 | 45.32 | 1783.114 | 2.52
D | 4002 | 2016-08-09 | 22 | ON | 29.34 | 4.15 | 1.43 | 0.03 | 0.12 | 0.95 | 0 | 0.01 | -0.1 | -0.06 | 0 | 0.28 | 0.27 | 0.23 | 36.65 | 1654.481 | 2.53
D | 4002 | 2016-08-09 | 23 | ON | 25.48 | 4.15 | 1.43 | 0.03 | 0.19 | 1.04 | 0 | -0.03 | -0.05 | -0.06 | 0 | 0.28 | 0.27 | 0.23 | 32.96 | 1474.722 | 2.69
D | 4002 | 2016-08-09 | 24 | OFF | 21.84 | 4.15 | 1.43 | 0.03 | 0.15 | 0 | 0 | -0.01 | -0.05 | -0.06 | 0 | 0.28 | 0.27 | 0.23 | 28.26 | 1312.861 | 1.61
D | 4002 | 2016-08-10 | 1 | OFF | 22.63 | 4.15 | 0.73 | 0 | 0.07 | 0 | 0 | 0.02 | -0.05 | -0.06 | 0 | 0.28 | 0.27 | 0.23 | 28.27 | 1206.424 | 0.8
D | 4002 | 2016-08-10 | 2 | OFF | 22.04 | 4.15 | 0.73 | 0 | 0.05 | 0 | 0 | -0.01 | -0.06 | -0.06 | 0 | 0.28 | 0.27 | 0.23 | 27.62 | 1137.582 | 0.78
D | 4002 | 2016-08-10 | 3 | OFF | 21.52 | 4.15 | 0.73 | 0 | 0.04 | 0 | 0 | 0 | -0.05 | -0.06 | 0 | 0.28 | 0.27 | 0.23 | 27.11 | 1095.208 | 0.77
D | 4002 | 2016-08-10 | 4 | OFF | 21.88 | 4.15 | 0.73 | 0 | 0.05 | 0 | 0 | -0.02 | -0.07 | -0.06 | 0 | 0.28 | 0.27 | 0.23 | 27.44 | 1082.087 | 0.78
D | 4002 | 2016-08-10 | 5 | OFF | 22.38 | 4.15 | 0.73 | 0 | 0.04 | 0 | 0 | -0.01 | -0.07 | -0.06 | 0 | 0.28 | 0.27 | 0.23 | 27.94 | 1108.576 | 0.77
D | 4002 | 2016-08-10 | 6 | OFF | 25.44 | 4.15 | 0.73 | 0 | 0.17 | 0 | 0 | 0 | -0.06 | -0.06 | 0 | 0.28 | 0.27 | 0.23 | 31.15 | 1194.79 | 0.9
D | 4002 | 2016-08-10 | 7 | OFF | 25.46 | 4.15 | 0.73 | 0 | 0.36 | 0 | 0 | 0.02 | -0.07 | -0.06 | 0 | 0.28 | 0.27 | 0.23 | 31.37 | 1323.979 | 1.09
D | 4002 | 2016-08-10 | 8 | ON | 26.12 | 4.15 | 0.73 | 0 | 0.43 | 1.06 | 0 | -0.03 | -0.09 | -0.06 | 0.01 | 0.28 | 0.27 | 0.23 | 33.1 | 1470.015 | 2.23
D | 4002 | 2016-08-10 | 9 | ON | 30.36 | 4.15 | 0.73 | 0 | 0.13 | 1 | 0 | 0.02 | -0.16 | -0.06 | 0.04 | 0.28 | 0.27 | 0.23 | 36.99 | 1555.451 | 1.9
D | 4002 | 2016-08-10 | 10 | ON | 26.48 | 4.15 | 0.73 | 0 | 0.09 | 0.96 | 0 | 0 | -0.13 | -0.06 | 0.06 | 0.28 | 0.27 | 0.23 | 33.06 | 1614.328 | 1.84
D | 4002 | 2016-08-10 | 11 | ON | 33.25 | 4.15 | 0.73 | 0 | 0.09 | 0.93 | 0 | -0.02 | -0.13 | -0.06 | 0.06 | 0.28 | 0.27 | 0.23 | 39.78 | 1661.194 | 1.81
D | 4002 | 2016-08-10 | 12 | ON | 35.14 | 4.15 | 0.73 | 0 | 0.13 | 0.91 | 0 | 0.02 | -0.19 | -0.06 | 0.05 | 0.28 | 0.27 | 0.23 | 41.66 | 1689.057 | 1.82
D | 4002 | 2016-08-10 | 13 | ON | 43.47 | 4.15 | 0.73 | 0 | 0.2 | 0.91 | 0 | 0 | -0.24 | -0.06 | 0.07 | 0.28 | 0.27 | 0.23 | 50.01 | 1700.909 | 1.91
D | 4002 | 2016-08-10 | 14 | ON | 32.71 | 4.15 | 0.73 | 0 | 0.14 | 0.9 | 0 | -0.02 | -0.26 | -0.06 | 0.07 | 0.28 | 0.27 | 0.23 | 39.14 | 1723.696 | 1.84
D | 4002 | 2016-08-10 | 15 | ON | 47.14 | 4.15 | 0.73 | 0 | 0.21 | 0.9 | 0 | 0 | -0.31 | -0.06 | 0.07 | 0.28 | 0.27 | 0.23 | 53.61 | 1747.841 | 1.91
D | 4002 | 2016-08-10 | 16 | ON | 57.61 | 4.15 | 0.73 | 0 | 0.21 | 0.89 | 0 | -0.03 | -0.36 | -0.06 | 0.07 | 0.28 | 0.27 | 0.23 | 63.99 | 1765.544 | 1.9
D | 4002 | 2016-08-10 | 17 | ON | 61.08 | 4.15 | 0.73 | 0 | 0.28 | 0.87 | 0 | -0.1 | -0.37 | -0.06 | 0.07 | 0.28 | 0.27 | 0.23 | 67.43 | 1801.789 | 1.95
D | 4002 | 2016-08-10 | 18 | ON | 52.13 | 4.15 | 0.73 | 0 | 0.14 | 0.86 | 0 | -0.03 | -0.32 | -0.06 | 0.07 | 0.28 | 0.27 | 0.23 | 58.45 | 1836.005 | 1.8
D | 4002 | 2016-08-10 | 19 | ON | 49.58 | 4.15 | 0.73 | 0 | 0.15 | 0.86 | 0 | -0.05 | -0.3 | -0.06 | 0 | 0.28 | 0.27 | 0.23 | 55.84 | 1844.974 | 1.74
D | 4002 | 2016-08-10 | 20 | ON | 57.44 | 4.15 | 0.73 | 0 | 0.16 | 0.86 | 0.02 | -0.31 | -0.31 | -0.06 | 0 | 0.28 | 0.27 | 0.23 | 63.46 | 1823.522 | 1.77
D | 4002 | 2016-08-10 | 21 | ON | 129.02 | 4.15 | 0.73 | 0 | 0.29 | 0.83 | 0.66 | 0.04 | 0.04 | -0.06 | 0 | 0.28 | 0.27 | 0.23 | 136.48 | 1845.347 | 2.51
D | 4002 | 2016-08-10 | 22 | ON | 41.84 | 4.15 | 0.73 | 0 | 0.13 | 0.88 | 0.19 | -0.03 | -0.18 | -0.06 | 0 | 0.28 | 0.27 | 0.23 | 48.43 | 1752.754 | 1.93
D | 4002 | 2016-08-10 | 23 | ON | 28.85 | 4.15 | 0.73 | 0 | 0.14 | 0.98 | 0 | -0.05 | -0.05 | -0.06 | 0 | 0.28 | 0.27 | 0.23 | 35.47 | 1583.929 | 1.85
D | 4002 | 2016-08-10 | 24 | OFF | 51.04 | 4.15 | 0.73 | 0 | 0.64 | 0 | 0 | -0.04 | -0.16 | -0.06 | 0 | 0.28 | 0.27 | 0.23 | 57.08 | 1442.002 | 1.37
D | 4002 | 2016-08-11 | 1 | OFF | 27.68 | 4.15 | 2.88 | 0 | 0.08 | 0 | 0 | 0.04 | -0.07 | -0.06 | 0 | 0.28 | 0.27 | 0.23 | 35.48 | 1342.739 | 2.96
D | 4002 | 2016-08-11 | 2 | OFF | 25.96 | 4.15 | 2.88 | 0 | 0.04 | 0 | 0 | 0.06 | -0.04 | -0.06 | 0 | 0.28 | 0.27 | 0.23 | 33.77 | 1257.692 | 2.92
D | 4002 | 2016-08-11 | 3 | OFF | 24.25 | 4.15 | 2.88 | 0 | 0.04 | 0 | 0 | 0.03 | -0.07 | -0.06 | 0 | 0.28 | 0.27 | 0.23 | 32 | 1209.432 | 2.92
D | 4002 | 2016-08-11 | 4 | OFF | 24.13 | 4.15 | 2.88 | 0 | 0.04 | 0 | 0 | 0 | -0.07 | -0.06 | 0 | 0.28 | 0.27 | 0.23 | 31.85 | 1191.234 | 2.92
D | 4002 | 2016-08-11 | 5 | OFF | 24.76 | 4.15 | 2.88 | 0 | 0.03 | 0 | 0 | -0.02 | -0.09 | -0.06 | 0 | 0.28 | 0.27 | 0.23 | 32.43 | 1213.822 | 2.91
D | 4002 | 2016-08-11 | 6 | OFF | 28.77 | 4.15 | 2.88 | 0 | 0.1 | 0 | 0 | -0.03 | -0.1 | -0.06 | 0 | 0.28 | 0.27 | 0.23 | 36.49 | 1301.705 | 2.98
D | 4002 | 2016-08-11 | 7 | OFF | 29.87 | 4.15 | 2.88 | 0 | 0.28 | 0 | 0 | -0.03 | -0.08 | -0.06 | 0 | 0.28 | 0.27 | 0.23 | 37.79 | 1433.196 | 3.16
D | 4002 | 2016-08-11 | 8 | ON | 32.15 | 4.15 | 2.88 | 0 | 0.19 | 0.96 | 0 | -0.02 | -0.12 | -0.06 | 0.02 | 0.28 | 0.27 | 0.23 | 40.93 | 1609.592 | 4.05
D | 4002 | 2016-08-11 | 9 | ON | 45.08 | 4.15 | 2.88 | 0 | 0.58 | 0.89 | 0 | -0.02 | -0.12 | -0.06 | 0.02 | 0.28 | 0.27 | 0.23 | 54.18 | 1764.394 | 4.37
D | 4002 | 2016-08-11 | 10 | ON | 49.23 | 4.15 | 2.88 | 0 | 0.12 | 0.84 | 0.31 | -0.15 | -0.18 | -0.06 | 0.05 | 0.28 | 0.27 | 0.23 | 57.97 | 1895.665 | 4.2
D | 4002 | 2016-08-11 | 11 | ON | 85.88 | 4.15 | 2.88 | 0 | 0.25 | 0.78 | 0.34 | -0.56 | -0.28 | -0.06 | 0.1 | 0.28 | 0.27 | 0.23 | 94.26 | 2033.716 | 4.35
D | 4002 | 2016-08-11 | 12 | ON | 110.74 | 4.15 | 2.88 | 0 | 0.41 | 0.76 | 0.9 | -0.56 | -0.41 | -0.06 | 0.11 | 0.28 | 0.27 | 0.23 | 119.7 | 2132.453 | 5.06
D | 4002 | 2016-08-11 | 13 | ON | 138.9 | 4.15 | 2.88 | 0 | 1.22 | 0.67 | 0.96 | -0.16 | -0.45 | -0.06 | 0.11 | 0.28 | 0.27 | 0.23 | 149 | 2195.929 | 5.84
D | 4002 | 2016-08-11 | 14 | ON | 381.67 | 4.15 | 2.88 | 0 | 3.55 | 0.09 | 19.46 | -0.81 | -1.5 | -0.06 | 0.22 | 0.28 | 0.27 | 0.23 | 410.43 | 2256.298 | 26.2
D | 4002 | 2016-08-11 | 15 | ON | 1420.69 | 4.15 | 2.88 | 0 | 13.26 | -5.3 | 65.71 | -0.3 | -1.88 | -0.06 | 0.74 | 0.28 | 0.27 | 0.23 | 1500.67 | 2282.606 | 77.29
D | 4002 | 2016-08-11 | 16 | ON | 510.37 | 4.15 | 2.88 | 0 | 2.63 | -0.7 | 27.89 | 0.05 | -2.32 | -0.06 | 4.27 | 0.28 | 0.27 | 0.23 | 549.94 | 2297.741 | 36.97
D | 4002 | 2016-08-11 | 17 | ON | 915.91 | 4.15 | 2.88 | 0 | 3.27 | -2.62 | 51.58 | -0.21 | -1.55 | -0.06 | 7.54 | 0.28 | 0.27 | 0.23 | 981.67 | 2308.806 | 62.65
D | 4002 | 2016-08-11 | 18 | ON | 1364.19 | 4.15 | 2.88 | 0 | 2.43 | -3.06 | 64.81 | -1.94 | -2.37 | -0.06 | 10.47 | 0.28 | 0.27 | 0.23 | 1442.28 | 2299.296 | 77.53
D | 4002 | 2016-08-11 | 19 | ON | 399.11 | 4.15 | 2.88 | 0 | 1.75 | 0.35 | 23.27 | -0.13 | -2.18 | -0.06 | 1.72 | 0.28 | 0.27 | 0.23 | 431.64 | 2257.108 | 29.97
D | 4002 | 2016-08-11 | 20 | ON | 98.11 | 4.15 | 2.88 | 0 | 0.37 | 0.68 | 0 | 0.11 | -0.49 | -0.06 | 0 | 0.28 | 0.27 | 0.23 | 106.53 | 2199.215 | 3.93
D | 4002 | 2016-08-11 | 21 | ON | 107.32 | 4.15 | 2.88 | 0 | 0.38 | 0.72 | 0.01 | 0.06 | -0.44 | -0.06 | 0 | 0.28 | 0.27 | 0.23 | 115.8 | 2165.015 | 3.99
D | 4002 | 2016-08-11 | 22 | ON | 88.57 | 4.15 | 2.88 | 0 | 0.44 | 0.77 | 0.07 | 0.01 | -0.2 | -0.06 | 0 | 0.28 | 0.27 | 0.23 | 97.41 | 2028.437 | 4.16
D | 4002 | 2016-08-11 | 23 | ON | 58.02 | 4.15 | 2.88 | 0 | 0.26 | 0.85 | 0.04 | 0.01 | -0.23 | -0.06 | 0 | 0.28 | 0.27 | 0.23 | 66.7 | 1826.595 | 4.03
D | 4002 | 2016-08-11 | 24 | OFF | 36.86 | 4.15 | 2.88 | 0 | 0.19 | 0 | 0 | 0.07 | -0.14 | -0.06 | 0 | 0.28 | 0.27 | 0.23 | 44.73 | 1648.002 | 3.07
D | 4002 | 2016-08-12 | 1 | OFF | 37.27 | 4.15 | 1.05 | 0 | 0.08 | 0 | 0 | -0.05 | -0.1 | -0.06 | 0 | 0.28 | 0.27 | 0.23 | 43.12 | 1520.899 | 1.13
D | 4002 | 2016-08-12 | 2 | OFF | 32.69 | 4.15 | 1.05 | 0 | 0.06 | 0 | 0 | -0.01 | -0.13 | -0.06 | 0 | 0.28 | 0.27 | 0.23 | 38.53 | 1431.302 | 1.11
D | 4002 | 2016-08-12 | 3 | OFF | 29.68 | 4.15 | 1.05 | 0 | 0.04 | 0 | 0 | 0 | -0.11 | -0.06 | 0 | 0.28 | 0.27 | 0.23 | 35.53 | 1376.884 | 1.09
D | 4002 | 2016-08-12 | 4 | OFF | 27.67 | 4.15 | 1.05 | 0 | 0.05 | 0 | 0 | 0 | -0.09 | -0.06 | 0 | 0.28 | 0.27 | 0.23 | 33.55 | 1354.649 | 1.1
D | 4002 | 2016-08-12 | 5 | OFF | 27.62 | 4.15 | 1.05 | 0 | 0.05 | 0 | 0 | -0.01 | -0.09 | -0.06 | 0 | 0.28 | 0.27 | 0.23 | 33.49 | 1370.149 | 1.1
D | 4002 | 2016-08-12 | 6 | OFF | 32.79 | 4.15 | 1.05 | 0 | 0.28 | 0 | 0 | -0.01 | -0.11 | -0.06 | 0 | 0.28 | 0.27 | 0.23 | 38.87 | 1445.392 | 1.33
D | 4002 | 2016-08-12 | 7 | OFF | 37.31 | 4.15 | 1.05 | 0 | 0.2 | 0 | 0 | -0.03 | -0.16 | -0.06 | 0 | 0.28 | 0.27 | 0.23 | 43.24 | 1564.873 | 1.25
D | 4002 | 2016-08-12 | 8 | ON | 34.7 | 4.15 | 1.05 | 0 | 0.33 | 0.93 | 0 | -0.02 | -0.18 | -0.06 | 0.02 | 0.28 | 0.27 | 0.23 | 41.7 | 1747.16 | 2.33
D | 4002 | 2016-08-12 | 9 | ON | 41.04 | 4.15 | 1.05 | 0 | 0.12 | 0.86 | 0 | -0.04 | -0.18 | -0.06 | 0.04 | 0.28 | 0.27 | 0.23 | 47.76 | 1915.679 | 2.07
D | 4002 | 2016-08-12 | 10 | ON | 69.8 | 4.15 | 1.05 | 0 | 0.11 | 0.81 | 0.1 | -0.28 | -0.25 | -0.06 | 0.07 | 0.28 | 0.27 | 0.23 | 76.28 | 2054.301 | 2.14
D | 4002 | 2016-08-12 | 11 | ON | 104.47 | 4.15 | 1.05 | 0 | 0.55 | 0.74 | 0 | -0.15 | -0.33 | -0.06 | 0.15 | 0.28 | 0.27 | 0.23 | 111.35 | 2169.868 | 2.49
D | 4002 | 2016-08-12 | 12 | ON | 204.57 | 4.15 | 1.05 | 0 | 0.91 | 0.71 | 0.84 | -0.19 | -0.64 | -0.06 | 0.21 | 0.28 | 0.27 | 0.23 | 212.33 | 2250.426 | 3.72
D | 4002 | 2016-08-12 | 13 | ON | 208.16 | 4.15 | 1.05 | 0 | 0.54 | 0.69 | 0.71 | -0.29 | -0.78 | -0.06 | 0.24 | 0.28 | 0.27 | 0.23 | 215.19 | 2296.842 | 3.23
D | 4002 | 2016-08-12 | 14 | ON | 204.79 | 4.15 | 1.05 | 0 | 1.7 | 0.65 | 1.1 | -0.04 | -0.83 | -0.06 | 0.24 | 0.28 | 0.27 | 0.23 | 213.53 | 2335.365 | 4.74
D | 4002 | 2016-08-12 | 15 | ON | 238.42 | 4.15 | 1.05 | 0 | 6.15 | 0.03 | 7.78 | -0.16 | -1.02 | -0.06 | 0.26 | 0.28 | 0.27 | 0.23 | 257.38 | 2353.641 | 15.27
D | 4002 | 2016-08-12 | 16 | ON | 306.38 | 4.15 | 1.05 | 0 | 6.53 | 0.36 | 15.36 | -0.03 | -1.33 | -0.06 | 0.29 | 0.28 | 0.27 | 0.23 | 333.48 | 2365.935 | 23.59
D | 4002 | 2016-08-12 | 17 | ON | 251.02 | 4.15 | 1.05 | 0 | 7.24 | 0.41 | 12.26 | 0.14 | -0.93 | -0.06 | 0.24 | 0.28 | 0.27 | 0.23 | 276.3 | 2366.912 | 21.2
D | 4002 | 2016-08-12 | 18 | ON | 148.04 | 4.15 | 1.05 | 0 | 3.28 | 0.6 | 6.82 | 0.37 | -0.74 | -0.06 | 0.17 | 0.28 | 0.27 | 0.23 | 164.46 | 2322.439 | 11.92
D | 4002 | 2016-08-12 | 19 | ON | 100.05 | 4.15 | 1.05 | 0 | 0.57 | 0.67 | 0.45 | 0.24 | -0.67 | -0.06 | 0 | 0.28 | 0.27 | 0.23 | 107.23 | 2231.417 | 2.74
D | 4002 | 2016-08-12 | 20 | ON | 96.29 | 4.15 | 1.05 | 0 | 0.42 | 0.69 | 0 | -0.04 | -0.48 | -0.06 | 0 | 0.28 | 0.27 | 0.23 | 102.8 | 2159.958 | 2.16
D | 4002 | 2016-08-12 | 21 | ON | 93.21 | 4.15 | 1.05 | 0 | 0.31 | 0.76 | 0.06 | 0 | -0.42 | -0.06 | 0 | 0.28 | 0.27 | 0.23 | 99.84 | 2119.956 | 2.18
D | 4002 | 2016-08-12 | 22 | ON | 61.06 | 4.15 | 1.05 | 0 | 0.21 | 0.82 | 0 | 0.01 | -0.25 | -0.06 | 0 | 0.28 | 0.27 | 0.23 | 67.77 | 1993.235 | 2.08
D | 4002 | 2016-08-12 | 23 | ON | 55.65 | 4.15 | 1.05 | 0 | 0.22 | 0.88 | 0 | -0.11 | -0.1 | -0.06 | 0 | 0.28 | 0.27 | 0.23 | 62.46 | 1818.741 | 2.15
D | 4002 | 2016-08-12 | 24 | OFF | 44.15 | 4.15 | 1.05 | 0 | 0.38 | 0 | 0 | 0.02 | -0.08 | -0.06 | 0 | 0.28 | 0.27 | 0.23 | 50.39 | 1636.397 | 1.43
D | 4002 | 2016-08-13 | 1 | OFF | 32.46 | 4.15 | 0.12 | 0 | 0.09 | 0 | 0 | 0.03 | -0.08 | -0.06 | 0 | 0.28 | 0.27 | 0.23 | 37.49 | 1497.54 | 0.21
D | 4002 | 2016-08-13 | 2 | OFF | 27.63 | 4.15 | 0.12 | 0 | 0.05 | 0 | 0 | 0 | -0.11 | -0.06 | 0 | 0.28 | 0.27 | 0.23 | 32.56 | 1404.887 | 0.17
D | 4002 | 2016-08-13 | 3 | OFF | 27.71 | 4.15 | 0.12 | 0 | 0.07 | 0 | 0 | 0.01 | -0.12 | -0.06 | 0 | 0.28 | 0.27 | 0.23 | 32.66 | 1341.521 | 0.19
D | 4002 | 2016-08-13 | 4 | OFF | 29.09 | 4.15 | 0.12 | 0 | 0.06 | 0 | 0 | -0.02 | -0.13 | -0.06 | 0 | 0.28 | 0.27 | 0.23 | 33.99 | 1299.311 | 0.18
D | 4002 | 2016-08-13 | 5 | OFF | 30.5 | 4.15 | 0.12 | 0 | 0.07 | 0 | 0 | -0.01 | -0.12 | -0.06 | 0 | 0.28 | 0.27 | 0.23 | 35.43 | 1274.319 | 0.19
D | 4002 | 2016-08-13 | 6 | OFF | 27.69 | 4.15 | 0.12 | 0 | 0.05 | 0 | 0 | -0.01 | -0.13 | -0.06 | 0 | 0.28 | 0.27 | 0.23 | 32.59 | 1283.893 | 0.17
D | 4002 | 2016-08-13 | 7 | OFF | 26.81 | 4.15 | 0.12 | 0 | 0.15 | 0 | 0 | -0.03 | -0.08 | -0.06 | 0 | 0.28 | 0.27 | 0.23 | 31.84 | 1317.951 | 0.27
D | 4002 | 2016-08-13 | 8 | OFF | 26.33 | 4.15 | 0.12 | 0 | 0.12 | 0 | 0 | -0.08 | -0.06 | -0.06 | 0 | 0.28 | 0.27 | 0.23 | 31.3 | 1401.203 | 0.24
D | 4002 | 2016-08-13 | 9 | OFF | 29.65 | 4.15 | 0.12 | 0 | 0.09 | 0 | 0 | 0.01 | -0.1 | -0.06 | 0 | 0.28 | 0.27 | 0.23 | 34.64 | 1499.075 | 0.21
D | 4002 | 2016-08-13 | 10 | OFF | 32.34 | 4.15 | 0.12 | 0 | 0.07 | 0 | 0 | -0.03 | -0.12 | -0.06 | 0 | 0.28 | 0.27 | 0.23 | 37.25 | 1569.915 | 0.19
D | 4002 | 2016-08-13 | 11 | OFF | 33.54 | 4.15 | 0.12 | 0 | 0.07 | 0 | 0 | 0.02 | -0.19 | -0.06 | 0 | 0.28 | 0.27 | 0.23 | 38.43 | 1609.402 | 0.19
D | 4002 | 2016-08-13 | 12 | OFF | 36.65 | 4.15 | 0.12 | 0 | 0.07 | 0 | 0 | -0.08 | -0.24 | -0.06 | 0 | 0.28 | 0.27 | 0.23 | 41.39 | 1628.646 | 0.19
D | 4002 | 2016-08-13 | 13 | OFF | 50.99 | 4.15 | 0.12 | 0 | 0.1 | 0 | 0.23 | -0.09 | -0.34 | -0.06 | 0 | 0.28 | 0.27 | 0.23 | 55.88 | 1642.307 | 0.45
D | 4002 | 2016-08-13 | 14 | OFF | 59.37 | 4.15 | 0.12 | 0 | 0.2 | 0 | 0.07 | -0.07 | -0.36 | -0.06 | 0 | 0.28 | 0.27 | 0.23 | 64.2 | 1653.081 | 0.39
D | 4002 | 2016-08-13 | 15 | OFF | 47.74 | 4.15 | 0.12 | 0 | 0.15 | 0 | 0 | 0.02 | -0.36 | -0.06 | 0 | 0.28 | 0.27 | 0.23 | 52.54 | 1670.151 | 0.27
D | 4002 | 2016-08-13 | 16 | OFF | 56.51 | 4.15 | 0.12 | 0 | 0.16 | 0 | 0.04 | 0.03 | -0.44 | -0.06 | 0 | 0.28 | 0.27 | 0.23 | 61.29 | 1669.443 | 0.32
D | 4002 | 2016-08-13 | 17 | OFF | 55.68 | 4.15 | 0.12 | 0 | 0.16 | 0 | 0 | -0.02 | -0.36 | -0.06 | 0 | 0.28 | 0.27 | 0.23 | 60.45 | 1642.379 | 0.28
D | 4002 | 2016-08-13 | 18 | OFF | 56.87 | 4.15 | 0.12 | 0 | 0.28 | 0 | 0.01 | 0.05 | -0.38 | -0.06 | 0 | 0.28 | 0.27 | 0.23 | 61.82 | 1623.25 | 0.41
D | 4002 | 2016-08-13 | 19 | OFF | 52.72 | 4.15 | 0.12 | 0 | 0.19 | 0 | 0.05 | 0.09 | -0.39 | -0.06 | 0 | 0.28 | 0.27 | 0.23 | 57.65 | 1583.779 | 0.36
D | 4002 | 2016-08-13 | 20 | OFF | 39.23 | 4.15 | 0.12 | 0 | 0.1 | 0 | 0 | -0.07 | -0.28 | -0.06 | 0 | 0.28 | 0.27 | 0.23 | 43.97 | 1566.11 | 0.22
D | 4002 | 2016-08-13 | 21 | OFF | 47.18 | 4.15 | 0.12 | 0 | 0.18 | 0 | 0 | 0.06 | -0.32 | -0.06 | 0 | 0.28 | 0.27 | 0.23 | 52.09 | 1537.436 | 0.3
D | 4002 | 2016-08-13 | 22 | OFF | 26.98 | 4.15 | 0.12 | 0 | 0.06 | 0 | 0 | 0 | -0.19 | -0.06 | 0 | 0.28 | 0.27 | 0.23 | 31.84 | 1447.224 | 0.18
D | 4002 | 2016-08-13 | 23 | OFF | 23.8 | 4.15 | 0.12 | 0 | 0.09 | 0 | 0 | 0.03 | -0.11 | -0.06 | 0 | 0.28 | 0.27 | 0.23 | 28.8 | 1331.229 | 0.21
D | 4002 | 2016-08-13 | 24 | OFF | 22.36 | 4.15 | 0.12 | 0 | 0.09 | 0 | 0 | 0.01 | -0.06 | -0.06 | 0 | 0.28 | 0.27 | 0.23 | 27.39 | 1226.431 | 0.21
D | 4002 | 2016-08-14 | 1 | OFF | 20.3 | 4.15 | 2.01 | 0 | 0.15 | 0 | 0 | 0.05 | -0.08 | -0.06 | 0 | 0.28 | 0.27 | 0.23 | 27.3 | 1145.257 | 2.16
D | 4002 | 2016-08-14 | 2 | OFF | 20.69 | 4.15 | 2.01 | 0 | 0.07 | 0 | 0 | 0.02 | -0.11 | -0.06 | 0 | 0.28 | 0.27 | 0.23 | 27.55 | 1096.384 | 2.08
D | 4002 | 2016-08-14 | 3 | OFF | -124.32 | 4.15 | 2.01 | 0 | 0.53 | 0 | 0 | -0.24 | -0.08 | -0.06 | 0 | 0.28 | 0.27 | 0.23 | -117.23 | 1063.695 | 2.54
D | 4002 | 2016-08-14 | 4 | OFF | -75.9 | 4.15 | 2.01 | 0 | 0.4 | 0 | 0 | 0.11 | -0.08 | -0.06 | 0 | 0.28 | 0.27 | 0.23 | -68.59 | 1052.637 | 2.41
D | 4002 | 2016-08-14 | 5 | OFF | -8.48 | 4.15 | 2.01 | 0 | 0.14 | 0 | 0 | 0.01 | -0.15 | -0.06 | 0 | 0.28 | 0.27 | 0.23 | -1.6 | 1052.287 | 2.15
D | 4002 | 2016-08-14 | 6 | OFF | 0.65 | 4.15 | 2.01 | 0 | 0.1 | 0 | 0 | 0 | -0.22 | -0.06 | 0 | 0.28 | 0.27 | 0.23 | 7.41 | 1076.63 | 2.11
D | 4002 | 2016-08-14 | 7 | OFF | -154.27 | 4.15 | 2.01 | 0 | 0.69 | 0 | 0 | -0.32 | -0.54 | -0.06 | 0 | 0.28 | 0.27 | 0.23 | -147.56 | 1118.941 | 2.7
D | 4002 | 2016-08-14 | 8 | OFF | -5.73 | 4.15 | 2.01 | 0 | 0.34 | 0 | 0 | -0.01 | 0.11 | -0.06 | 0 | 0.28 | 0.27 | 0.23 | 1.59 | 1238.972 | 2.35
D | 4002 | 2016-08-14 | 9 | OFF | 10.17 | 4.15 | 2.01 | 0 | 0.24 | 0 | 0 | 0.01 | -0.12 | -0.06 | 0 | 0.28 | 0.27 | 0.23 | 17.18 | 1394.011 | 2.25
D | 4002 | 2016-08-14 | 10 | OFF | 24.89 | 4.15 | 2.01 | 0 | 0.09 | 0 | 0 | -0.01 | -0.14 | -0.06 | 0 | 0.28 | 0.27 | 0.23 | 31.71 | 1575.029 | 2.1
D | 4002 | 2016-08-14 | 11 | OFF | 29.14 | 4.15 | 2.01 | 0 | 0.04 | 0 | 0 | -0.05 | -0.21 | -0.06 | 0 | 0.28 | 0.27 | 0.23 | 35.8 | 1739.026 | 2.05
D | 4002 | 2016-08-14 | 12 | OFF | 49.64 | 4.15 | 2.01 | 0 | 0.19 | 0 | 0.02 | -0.1 | -0.23 | -0.06 | 0 | 0.28 | 0.27 | 0.23 | 56.4 | 1847.795 | 2.22
D | 4002 | 2016-08-14 | 13 | OFF | 59.88 | 4.15 | 2.01 | 0 | 0.25 | 0 | 0 | 0 | -0.4 | -0.06 | 0 | 0.28 | 0.27 | 0.23 | 66.61 | 1927.985 | 2.26
D | 4002 | 2016-08-14 | 14 | OFF | 68.29 | 4.15 | 2.01 | 0 | 0.27 | 0 | 0.18 | -0.1 | -0.37 | -0.06 | 0 | 0.28 | 0.27 | 0.23 | 75.15 | 1977.964 | 2.46
D | 4002 | 2016-08-14 | 15 | OFF | 74.38 | 4.15 | 2.01 | 0 | 0.19 | 0 | 0.15 | -0.16 | -0.41 | -0.06 | 0 | 0.28 | 0.27 | 0.23 | 81.03 | 2009.034 | 2.35
D | 4002 | 2016-08-14 | 16 | OFF | 168.76 | 4.15 | 2.01 | 0 | 2.33 | 0 | 5.77 | 0.43 | -0.83 | -0.06 | 0 | 0.28 | 0.27 | 0.23 | 183.34 | 2035.429 | 10.11
D | 4002 | 2016-08-14 | 17 | OFF | 68.69 | 4.15 | 2.01 | 0 | 1.51 | 0 | 0 | -0.04 | -0.43 | -0.06 | 0 | 0.28 | 0.27 | 0.23 | 76.61 | 2066.005 | 3.52
D | 4002 | 2016-08-14 | 18 | OFF | 313.52 | 4.15 | 2.01 | 0 | 6.61 | 0 | 20.55 | 0.09 | -0.52 | -0.06 | 0 | 0.28 | 0.27 | 0.23 | 347.13 | 2086.384 | 29.17
D | 4002 | 2016-08-14 | 19 | OFF | 499.23 | 4.15 | 2.01 | 0 | 12.55 | 0 | 24.8 | 0.6 | -0.68 | -0.06 | 0 | 0.28 | 0.27 | 0.23 | 543.38 | 2048.966 | 39.36
D | 4002 | 2016-08-14 | 20 | OFF | 63.62 | 4.15 | 2.01 | 0 | 0.49 | 0 | 0 | -0.06 | -0.46 | -0.06 | 0 | 0.28 | 0.27 | 0.23 | 70.47 | 2004.639 | 2.5
D | 4002 | 2016-08-14 | 21 | OFF | 81.66 | 4.15 | 2.01 | 0 | 0.51 | 0 | 0 | -0.02 | -0.34 | -0.06 | 0 | 0.28 | 0.27 | 0.23 | 88.69 | 1972.572 | 2.52
D | 4002 | 2016-08-14 | 22 | OFF | 51.98 | 4.15 | 2.01 | 0 | 0.31 | 0 | 0 | 0.02 | -0.22 | -0.06 | 0 | 0.28 | 0.27 | 0.23 | 58.97 | 1841.962 | 2.32
D | 4002 | 2016-08-14 | 23 | OFF | 39.43 | 4.15 | 2.01 | 0 | 0.21 | 0 | 0 | 0.02 | -0.11 | -0.06 | 0 | 0.28 | 0.27 | 0.23 | 46.43 | 1666.577 | 2.22
D | 4002 | 2016-08-14 | 24 | OFF | 28.03 | 4.15 | 2.01 | 0 | 0.14 | 0 | 0 | -0.02 | -0.09 | -0.06 | 0 | 0.28 | 0.27 | 0.23 | 34.94 | 1511.605 | 2.15
D | 4002 | 2016-08-15 | 1 | OFF | 31.27 | 4.15 | 3.34 | 0 | 0.06 | 0 | 0 | -0.01 | 0 | -0.06 | 0 | 0.28 | 0.27 | 0.23 | 39.53 | 1405.678 | 3.4
D | 4002 | 2016-08-15 | 2 | OFF | 31.35 | 4.15 | 3.34 | 0 | 0.06 | 0 | 0 | 0.03 | -0.03 | -0.06 | 0 | 0.28 | 0.27 | 0.23 | 39.62 | 1348.313 | 3.4
D | 4002 | 2016-08-15 | 3 | OFF | 30.84 | 4.15 | 3.34 | 0 | 0.06 | 0 | 0 | -0.01 | -0.04 | -0.06 | 0 | 0.28 | 0.27 | 0.23 | 39.06 | 1299.466 | 3.4
D | 4002 | 2016-08-15 | 4 | OFF | 29.19 | 4.15 | 3.34 | 0 | 0.06 | 0 | 0 | 0 | -0.02 | -0.06 | 0 | 0.28 | 0.27 | 0.23 | 37.44 | 1277.087 | 3.4
D | 4002 | 2016-08-15 | 5 | OFF | 27.61 | 4.15 | 3.34 | 0 | 0.06 | 0 | 0 | 0 | -0.01 | -0.06 | 0 | 0.28 | 0.27 | 0.23 | 35.87 | 1291.218 | 3.4
D | 4002 | 2016-08-15 | 6 | OFF | 29.21 | 4.15 | 3.34 | 0 | 0.12 | 0 | 0 | 0.02 | -0.04 | -0.06 | 0 | 0.28 | 0.27 | 0.23 | 37.52 | 1365.318 | 3.46
D | 4002 | 2016-08-15 | 7 | OFF | 29.5 | 4.15 | 3.34 | 0 | 0.2 | 0 | 0 | 0.01 | -0.06 | -0.06 | 0 | 0.28 | 0.27 | 0.23 | 37.86 | 1485.572 | 3.54
D | 4002 | 2016-08-15 | 8 | ON | 30.94 | 4.15 | 3.34 | 0 | 0.28 | 0.91 | 0 | -0.02 | -0.12 | -0.06 | 0 | 0.28 | 0.27 | 0.23 | 40.2 | 1634.104 | 4.53
D | 4002 | 2016-08-15 | 9 | ON | 31.89 | 4.15 | 3.34 | 0 | 0.1 | 0.86 | 0 | 0.02 | -0.15 | -0.06 | 0.02 | 0.28 | 0.27 | 0.23 | 40.95 | 1747.799 | 4.32
D | 4002 | 2016-08-15 | 10 | ON | 30.93 | 4.15 | 3.34 | 0 | 0.06 | 0.85 | 0 | 0.02 | -0.22 | -0.06 | 0.05 | 0.28 | 0.27 | 0.23 | 39.9 | 1841.254 | 4.3
D | 4002 | 2016-08-15 | 11 | ON | 31.22 | 4.15 | 3.34 | 0 | 0.07 | 0.81 | 0 | 0 | -0.25 | -0.06 | 0.06 | 0.28 | 0.27 | 0.23 | 40.12 | 1907.371 | 4.28
D | 4002 | 2016-08-15 | 12 | ON | 40.72 | 4.15 | 3.34 | 0 | 0.07 | 0.77 | 0 | -0.02 | -0.35 | -0.06 | 0.07 | 0.28 | 0.27 | 0.23 | 49.47 | 1955.843 | 4.25
D | 4002 | 2016-08-15 | 13 | ON | 43.35 | 4.15 | 3.34 | 0 | 0.09 | 0.74 | 0 | -0.02 | -0.31 | -0.06 | 0.08 | 0.28 | 0.27 | 0.23 | 52.14 | 1986.405 | 4.25
D | 4002 | 2016-08-15 | 14 | ON | 59.46 | 4.15 | 3.34 | 0 | 0.1 | 0.72 | 0 | -0.11 | -0.4 | -0.06 | 0.09 | 0.28 | 0.27 | 0.23 | 68.07 | 2016.79 | 4.25
D | 4002 | 2016-08-15 | 15 | ON | 84.17 | 4.15 | 3.34 | 0 | 0.18 | 0.73 | 0 | -0.05 | -0.48 | -0.06 | 0.1 | 0.28 | 0.27 | 0.23 | 92.86 | 2029.893 | 4.35
D | 4002 | 2016-08-15 | 16 | ON | 92.08 | 4.15 | 3.34 | 0 | 0.22 | 0.73 | 0.03 | 0.06 | -0.53 | -0.06 | 0.11 | 0.28 | 0.27 | 0.23 | 100.91 | 2012.871 | 4.43
D | 4002 | 2016-08-15 | 17 | ON | 89.54 | 4.15 | 3.34 | 0 | 0.24 | 0.72 | 0 | 0.04 | -0.48 | -0.06 | 0.1 | 0.28 | 0.27 | 0.23 | 98.37 | 1986.611 | 4.4
D | 4002 | 2016-08-15 | 18 | ON | 88.52 | 4.15 | 3.34 | 0 | 0.49 | 0.72 | 0 | 0.01 | -0.42 | -0.06 | 0.1 | 0.28 | 0.27 | 0.23 | 97.63 | 1961.239 | 4.65
D | 4002 | 2016-08-15 | 19 | ON | 71.37 | 4.15 | 3.34 | 0 | 0.3 | 0.73 | 0 | 0.07 | -0.35 | -0.06 | 0 | 0.28 | 0.27 | 0.23 | 80.33 | 1919.449 | 4.37
D | 4002 | 2016-08-15 | 20 | ON | 50.45 | 4.15 | 3.34 | 0 | 0.28 | 0.78 | 0 | 0 | -0.31 | -0.06 | 0 | 0.28 | 0.27 | 0.23 | 59.41 | 1855.454 | 4.4
D | 4002 | 2016-08-15 | 21 | ON | 57.64 | 4.15 | 3.34 | 0 | 0.28 | 0.8 | 0 | -0.02 | -0.27 | -0.06 | 0 | 0.28 | 0.27 | 0.23 | 66.64 | 1818.145 | 4.42
D | 4002 | 2016-08-15 | 22 | ON | 41.92 | 4.15 | 3.34 | 0 | 0.2 | 0.86 | 0 | -0.04 | -0.11 | -0.06 | 0 | 0.28 | 0.27 | 0.23 | 51.04 | 1679.009 | 4.4
D | 4002 | 2016-08-15 | 23 | ON | 30.5 | 4.15 | 3.34 | 0 | 0.26 | 0.94 | 0 | -0.03 | -0.06 | -0.06 | 0 | 0.28 | 0.27 | 0.23 | 39.82 | 1503.562 | 4.54
D | 4002 | 2016-08-15 | 24 | OFF | 30.2 | 4.15 | 3.34 | 0 | 0.24 | 0 | 0 | 0.03 | -0.02 | -0.06 | 0 | 0.28 | 0.27 | 0.23 | 38.66 | 1351.318 | 3.58
D | 4002 | 2016-08-16 | 1 | OFF | 38.22 | 4.15 | 0.18 | 0 | 0.25 | 0 | 0 | -0.09 | -0.13 | -0.06 | 0 | 0.28 | 0.27 | 0.23 | 43.3 | 1237.791 | 0.43
D | 4002 | 2016-08-16 | 2 | OFF | 42.84 | 4.15 | 0.18 | 0 | 0.1 | 0 | 0 | 0.01 | -0.08 | -0.06 | 0 | 0.28 | 0.27 | 0.23 | 47.92 | 1172.01 | 0.28
D | 4002 | 2016-08-16 | 3 | OFF | 38.22 | 4.15 | 0.18 | 0 | 0.1 | 0 | 0 | 0.01 | -0.07 | -0.06 | 0 | 0.28 | 0.27 | 0.23 | 43.31 | 1128.302 | 0.28
D | 4002 | 2016-08-16 | 4 | OFF | 33.11 | 4.15 | 0.18 | 0 | 0.34 | 0 | 0 | -0.05 | -0.07 | -0.06 | 0 | 0.28 | 0.27 | 0.23 | 38.38 | 1111.138 | 0.52
D | 4002 | 2016-08-16 | 5 | OFF | 32.64 | 4.15 | 0.18 | 0 | 0.4 | 0 | 0 | -0.03 | -0.06 | -0.06 | 0 | 0.28 | 0.27 | 0.23 | 38 | 1125.604 | 0.58
D | 4002 | 2016-08-16 | 6 | OFF | 33.61 | 4.15 | 0.18 | 0 | 0.91 | 0 | 0 | 0 | -0.13 | -0.06 | 0 | 0.28 | 0.27 | 0.23 | 39.44 | 1192.722 | 1.09
D | 4002 | 2016-08-16 | 7 | OFF | 34.63 | 4.15 | 0.18 | 0 | 0.6 | 0 | 0 | -0.03 | -0.11 | -0.06 | 0 | 0.28 | 0.27 | 0.23 | 40.14 | 1316.144 | 0.78
D | 4002 | 2016-08-16 | 8 | ON | 39.77 | 4.15 | 0.18 | 0 | 0.43 | 1.02 | 0 | -0.03 | -0.2 | -0.06 | 0.03 | 0.28 | 0.27 | 0.23 | 46.07 | 1438.974 | 1.66
D | 4002 | 2016-08-16 | 9 | ON | 36 | 4.15 | 0.18 | 0 | 0.17 | 0.96 | 0 | 0.12 | -0.24 | -0.06 | 0.03 | 0.28 | 0.27 | 0.23 | 42.09 | 1520.651 | 1.34
D | 4002 | 2016-08-16 | 10 | ON | 36.39 | 4.15 | 0.18 | 0 | 0.07 | 0.92 | 0 | 0.01 | -0.25 | -0.06 | 0.05 | 0.28 | 0.27 | 0.23 | 42.24 | 1588.382 | 1.22
D | 4002 | 2016-08-16 | 11 | ON | 40.08 | 4.15 | 0.18 | 0 | 0.08 | 0.85 | 0 | -0.01 | -0.28 | -0.06 | 0.05 | 0.28 | 0.27 | 0.23 | 45.82 | 1652.661 | 1.16
D | 4002 | 2016-08-16 | 12 | ON | 42.58 | 4.15 | 0.18 | 0 | 0.06 | 0.8 | 0 | -0.08 | -0.36 | -0.06 | 0.05 | 0.28 | 0.27 | 0.23 | 48.1 | 1699.412 | 1.09
D | 4002 | 2016-08-16 | 13 | ON | 50.06 | 4.15 | 0.18 | 0 | 0.08 | 0.76 | 0 | -0.07 | -0.37 | -0.06 | 0.05 | 0.28 | 0.27 | 0.23 | 55.56 | 1741.431 | 1.07
D | 4002 | 2016-08-16 | 14 | ON | 58.09 | 4.15 | 0.18 | 0 | 0.13 | 0.73 | 0 | -0.04 | -0.41 | -0.06 | 0.05 | 0.28 | 0.27 | 0.23 | 63.6 | 1780.663 | 1.09
D | 4002 | 2016-08-16 | 15 | ON | 56.24 | 4.15 | 0.18 | 0 | 0.14 | 0.73 | 0 | 0 | -0.47 | -0.06 | 0.06 | 0.28 | 0.27 | 0.23 | 61.75 | 1792.619 | 1.11
D | 4002 | 2016-08-16 | 16 | ON | 49.8 | 4.15 | 0.18 | 0 | 0.1 | 0.76 | 0 | 0 | -0.51 | -0.06 | 0.06 | 0.28 | 0.27 | 0.23 | 55.26 | 1774.339 | 1.1
D | 4002 | 2016-08-16 | 17 | ON | 51.09 | 4.15 | 0.18 | 0 | 1.64 | 0.76 | 0 | 0.01 | -0.55 | -0.06 | 0.06 | 0.28 | 0.27 | 0.23 | 58.06 | 1760.207 | 2.64
D | 4002 | 2016-08-16 | 18 | ON | 58.08 | 4.15 | 0.18 | 0 | 1.18 | 0.76 | 0 | 0 | -0.51 | -0.06 | 0.06 | 0.28 | 0.27 | 0.23 | 64.62 | 1765.05 | 2.18
D | 4002 | 2016-08-16 | 19 | ON | 66.22 | 4.15 | 0.18 | 0 | 0.71 | 0.77 | 0 | -0.06 | -0.43 | -0.06 | 0 | 0.28 | 0.27 | 0.23 | 72.26 | 1753.661 | 1.66
D | 4002 | 2016-08-16 | 20 | ON | 64.35 | 4.15 | 0.18 | 0 | 0.19 | 0.78 | 0 | -0.04 | -0.39 | -0.06 | 0 | 0.28 | 0.27 | 0.23 | 69.94 | 1745.622 | 1.15
D | 4002 | 2016-08-16 | 21 | ON | 56.03 | 4.15 | 0.18 | 0 | 0.13 | 0.78 | 0 | -0.07 | -0.38 | -0.06 | 0 | 0.28 | 0.27 | 0.23 | 61.54 | 1738.149 | 1.09
D | 4002 | 2016-08-16 | 22 | ON | 48.36 | 4.15 | 0.18 | 0 | 0.13 | 0.82 | 0 | 0 | -0.24 | -0.06 | 0 | 0.28 | 0.27 | 0.23 | 54.12 | 1640.121 | 1.13
D | 4002 | 2016-08-16 | 23 | ON | 37.4 | 4.15 | 0.18 | 0 | 0.15 | 0.89 | 0 | -0.02 | -0.16 | -0.06 | 0 | 0.28 | 0.27 | 0.23 | 43.31 | 1499.549 | 1.22
D | 4002 | 2016-08-16 | 24 | OFF | 34.45 | 4.15 | 0.18 | 0 | 0.37 | 0 | 0 | -0.04 | -0.12 | -0.06 | 0 | 0.28 | 0.27 | 0.23 | 39.71 | 1379.872 | 0.55
D | 4002 | 2016-08-17 | 1 | OFF | 39.86 | 4.15 | 0.18 | 0 | 0.18 | 0 | 0 | -0.12 | 0 | -0.06 | 0 | 0.28 | 0.27 | 0.23 | 44.97 | 1299.02 | 0.36
D | 4002 | 2016-08-17 | 2 | OFF | 46.04 | 4.15 | 0.18 | 0 | 0.15 | 0 | 0 | 0 | -0.11 | -0.06 | 0 | 0.28 | 0.27 | 0.23 | 51.13 | 1260.595 | 0.33
D | 4002 | 2016-08-17 | 3 | OFF | 48.83 | 4.15 | 0.18 | 0 | 0.13 | 0 | 0 | -0.01 | -0.12 | -0.06 | 0 | 0.28 | 0.27 | 0.23 | 53.88 | 1237.361 | 0.31
D | 4002 | 2016-08-17 | 4 | OFF | 48.91 | 4.15 | 0.18 | 0 | 0.07 | 0 | 0 | -0.03 | -0.08 | -0.06 | 0 | 0.28 | 0.27 | 0.23 | 53.92 | 1242.578 | 0.25
D | 4002 | 2016-08-17 | 5 | OFF | 49.14 | 4.15 | 0.18 | 0 | 0.12 | 0 | 0 | -0.07 | -0.07 | -0.06 | 0 | 0.28 | 0.27 | 0.23 | 54.17 | 1282.799 | 0.3
D | 4002 | 2016-08-17 | 6 | OFF | 49.01 | 4.15 | 0.18 | 0 | 0.37 | 0 | 0 | -0.03 | -0.11 | -0.06 | 0 | 0.28 | 0.27 | 0.23 | 54.29 | 1374.663 | 0.55
D | 4002 | 2016-08-17 | 7 | OFF | 65.34 | 4.15 | 0.18 | 0 | 0.58 | 0 | 0 | -0.02 | -0.1 | -0.06 | 0 | 0.28 | 0.27 | 0.23 | 70.85 | 1512.002 | 0.76
D | 4002 | 2016-08-17 | 8 | ON | 75.09 | 4.15 | 0.18 | 0 | 0.55 | 0.91 | 0 | -0.1 | -0.15 | -0.06 | 0.05 | 0.28 | 0.27 | 0.23 | 81.4 | 1643.111 | 1.69
D | 4002 | 2016-08-17 | 9 | ON | 65.87 | 4.15 | 0.18 | 0 | 0.53 | 0.88 | 0 | 0.01 | -0.21 | -0.06 | 0.07 | 0.28 | 0.27 | 0.23 | 72.2 | 1709.637 | 1.66
D | 4002 | 2016-08-17 | 10 | ON | 46.18 | 4.15 | 0.18 | 0 | 0.26 | 0.86 | 0 | 0.03 | -0.24 | -0.06 | 0.01 | 0.28 | 0.27 | 0.23 | 52.15 | 1760.641 | 1.31
D | 4002 | 2016-08-17 | 11 | ON | 36.93 | 4.15 | 0.18 | 0 | 0.14 | 0.84 | 0 | -0.02 | -0.24 | -0.06 | 0.01 | 0.28 | 0.27 | 0.23 | 42.71 | 1796.272 | 1.17
D | 4002 | 2016-08-17 | 12 | ON | 41.95 | 4.15 | 0.18 | 0 | 0.09 | 0.83 | 0 | -0.01 | -0.28 | -0.06 | 0 | 0.28 | 0.27 | 0.23 | 47.63 | 1806.035 | 1.1
D | 4002 | 2016-08-17 | 13 | ON | 41.38 | 4.15 | 0.18 | 0 | 0.12 | 0.82 | 0 | -0.01 | -0.35 | -0.06 | 0.02 | 0.28 | 0.27 | 0.23 | 47.03 | 1799.859 | 1.14
D | 4002 | 2016-08-17 | 14 | ON | 39.97 | 4.15 | 0.18 | 0 | 0.12 | 0.82 | 0 | 0.01 | -0.38 | -0.06 | 0.02 | 0.28 | 0.27 | 0.23 | 45.61 | 1808.325 | 1.14
D | 4002 | 2016-08-17 | 15 | ON | 34.26 | 4.15 | 0.18 | 0 | 0.1 | 0.81 | 0 | -0.05 | -0.39 | -0.06 | 0.03 | 0.28 | 0.27 | 0.23 | 39.81 | 1809.029 | 1.12
D | 4002 | 2016-08-17 | 16 | ON | 36.28 | 4.15 | 0.18 | 0 | 0.11 | 0.81 | 0 | -0.02 | -0.38 | -0.06 | 0.02 | 0.28 | 0.27 | 0.23 | 41.87 | 1797.175 | 1.12
D | 4002 | 2016-08-17 | 17 | ON | 37.6 | 4.15 | 0.18 | 0 | 0.13 | 0.81 | 0 | -0.02 | -0.38 | -0.06 | 0.03 | 0.28 | 0.27 | 0.23 | 43.22 | 1783.031 | 1.15
D | 4002 | 2016-08-17 | 18 | ON | 40.02 | 4.15 | 0.18 | 0 | 0.13 | 0.81 | 0 | 0.04 | -0.36 | -0.06 | 0.03 | 0.28 | 0.27 | 0.23 | 45.72 | 1764.593 | 1.15
D | 4002 | 2016-08-17 | 19 | ON | 35.77 | 4.15 | 0.18 | 0 | 0.07 | 0.84 | 0 | 0.08 | -0.36 | -0.06 | 0 | 0.28 | 0.27 | 0.23 | 41.45 | 1724.989 | 1.09
D | 4002 | 2016-08-17 | 20 | ON | 32.32 | 4.15 | 0.18 | 0 | 0.09 | 0.87 | 0 | 0 | -0.24 | -0.06 | 0 | 0.28 | 0.27 | 0.23 | 38.09 | 1691.463 | 1.14
D | 4002 | 2016-08-17 | 21 | ON | 29.67 | 4.15 | 0.18 | 0 | 0.11 | 0.88 | 0 | 0.03 | -0.23 | -0.06 | 0 | 0.28 | 0.27 | 0.23 | 35.51 | 1685.494 | 1.17
D | 4002 | 2016-08-17 | 22 | ON | 19.3 | 4.15 | 0.18 | 0 | 0.08 | 0.93 | 0 | 0.04 | -0.19 | -0.06 | 0 | 0.28 | 0.27 | 0.23 | 25.21 | 1567.223 | 1.19
D | 4002 | 2016-08-17 | 23 | ON | 14.32 | 4.15 | 0.18 | 0 | 0.35 | 1.03 | 0 | -0.01 | -0.13 | -0.06 | 0 | 0.28 | 0.27 | 0.23 | 20.61 | 1407.03 | 1.56
D | 4002 | 2016-08-17 | 24 | OFF | 0.47 | 4.15 | 0.18 | 0 | 0.21 | 0 | 0 | 0.02 | -0.09 | -0.06 | 0 | 0.28 | 0.27 | 0.23 | 5.66 | 1265.107 | 0.39
D | 4002 | 2016-08-18 | 1 | OFF | -9.65 | 4.15 | 0.44 | 0 | 0.12 | 0 | 0 | -0.04 | 0.03 | -0.06 | 0 | 0.28 | 0.27 | 0.23 | -4.23 | 1163.565 | 0.56
D | 4002 | 2016-08-18 | 2 | OFF | -18.9 | 4.15 | 0.44 | 0 | 0.13 | 0 | 0 | -0.03 | -0.09 | -0.06 | 0 | 0.28 | 0.27 | 0.23 | -13.58 | 1099.93 | 0.57
D | 4002 | 2016-08-18 | 3 | OFF | -49.97 | 4.15 | 0.44 | 0 | 0.27 | 0 | 0 | -0.18 | -0.03 | -0.06 | 0 | 0.28 | 0.27 | 0.23 | -44.6 | 1059.271 | 0.71
D | 4002 | 2016-08-18 | 4 | OFF | 6.69 | 4.15 | 0.44 | 0 | 0.11 | 0 | 0 | 0.01 | -0.07 | -0.06 | 0 | 0.28 | 0.27 | 0.23 | 12.05 | 1045.067 | 0.55
D | 4002 | 2016-08-18 | 5 | OFF | 13.71 | 4.15 | 0.44 | 0 | 0.07 | 0 | 0 | 0.01 | -0.05 | -0.06 | 0 | 0.28 | 0.27 | 0.23 | 19.05 | 1066.453 | 0.51
D | 4002 | 2016-08-18 | 6 | OFF | 18.64 | 4.15 | 0.44 | 0 | 0.12 | 0 | 0 | -0.01 | -0.09 | -0.06 | 0 | 0.28 | 0.27 | 0.23 | 23.97 | 1144.411 | 0.56
D | 4002 | 2016-08-18 | 7 | OFF | 14.43 | 4.15 | 0.44 | 0 | 0.5 | 0 | 0 | 0 | -0.09 | -0.06 | 0 | 0.28 | 0.27 | 0.23 | 20.15 | 1271.637 | 0.94
D | 4002 | 2016-08-18 | 8 | ON | 10.32 | 4.15 | 0.44 | 0 | 0.39 | 1.1 | 0 | 0 | -0.11 | -0.06 | 0 | 0.28 | 0.27 | 0.23 | 17.01 | 1386.816 | 1.93
D | 4002 | 2016-08-18 | 9 | ON | 18.1 | 4.15 | 0.44 | 0 | 0.11 | 1.05 | 0 | 0.01 | -0.14 | -0.06 | 0 | 0.28 | 0.27 | 0.23 | 24.44 | 1475.814 | 1.6
D | 4002 | 2016-08-18 | 10 | ON | 19.39 | 4.15 | 0.44 | 0 | 0.06 | 0.99 | 0 | 0.01 | -0.16 | -0.06 | 0 | 0.28 | 0.27 | 0.23 | 25.6 | 1573.866 | 1.49
D | 4002 | 2016-08-18 | 11 | ON | 21.47 | 4.15 | 0.44 | 0 | 0.04 | 0.94 | 0 | 0 | -0.24 | -0.06 | 0.01 | 0.28 | 0.27 | 0.23 | 27.53 | 1675.512 | 1.43
D | 4002 | 2016-08-18 | 12 | ON | 23.11 | 4.15 | 0.44 | 0 | 0.04 | 0.89 | 0 | 0.01 | -0.26 | -0.06 | 0.01 | 0.28 | 0.27 | 0.23 | 29.11 | 1760.583 | 1.38
D | 4002 | 2016-08-18 | 13 | ON | 25.05 | 4.15 | 0.44 | 0 | 0.05 | 0.86 | 0 | -0.01 | -0.29 | -0.06 | 0.01 | 0.28 | 0.27 | 0.23 | 30.98 | 1822.827 | 1.36
D | 4002 | 2016-08-18 | 14 | ON | 35.27 | 4.15 | 0.44 | 0 | 0.07 | 0.83 | 0 | -0.03 | -0.31 | -0.06 | 0.01 | 0.28 | 0.27 | 0.23 | 41.15 | 1894.707 | 1.35
D | 4002 | 2016-08-18 | 15 | ON | 43.57 | 4.15 | 0.44 | 0 | 0.09 | 0.8 | 0 | -0.07 | -0.34 | -0.06 | 0.01 | 0.28 | 0.27 | 0.23 | 49.37 | 1930.583 | 1.34
D | 4002 | 2016-08-18 | 16 | ON | 43.82 | 4.15 | 0.44 | 0 | 0.11 | 0.79 | 0 | -0.01 | -0.37 | -0.06 | 0 | 0.28 | 0.27 | 0.23 | 49.65 | 1942.963 | 1.34
D | 4002 | 2016-08-18 | 17 | ON | 41.21 | 4.15 | 0.44 | 0 | 0.09 | 0.78 | 0 | -0.02 | -0.34 | -0.06 | 0.01 | 0.28 | 0.27 | 0.23 | 47.04 | 1947.132 | 1.32
D | 4002 | 2016-08-18 | 18 | ON | 43 | 4.15 | 0.44 | 0 | 0.13 | 0.78 | 0 | -0.01 | -0.35 | -0.06 | 0.01 | 0.28 | 0.27 | 0.23 | 48.87 | 1943.314 | 1.36
D | 4002 | 2016-08-18 | 19 | ON | 38.82 | 4.15 | 0.44 | 0 | 0.21 | 0.8 | 0 | -0.04 | -0.28 | -0.06 | 0 | 0.28 | 0.27 | 0.23 | 44.82 | 1909.29 | 1.45
D | 4002 | 2016-08-18 | 20 | ON | 39.73 | 4.15 | 0.44 | 0 | 0.24 | 0.82 | 0 | -0.02 | -0.26 | -0.06 | 0 | 0.28 | 0.27 | 0.23 | 45.82 | 1874.492 | 1.5
D | 4002 | 2016-08-18 | 21 | ON | 38.92 | 4.15 | 0.44 | 0 | 0.16 | 0.83 | 0 | -0.01 | -0.26 | -0.06 | 0 | 0.28 | 0.27 | 0.23 | 44.95 | 1862.582 | 1.43
D | 4002 | 2016-08-18 | 22 | ON | 30.47 | 4.15 | 0.44 | 0 | 0.13 | 0.88 | 0 | 0 | -0.2 | -0.06 | 0 | 0.28 | 0.27 | 0.23 | 36.59 | 1739.228 | 1.45
D | 4002 | 2016-08-18 | 23 | ON | 21.41 | 4.15 | 0.44 | 0 | 0.1 | 0.96 | 0 | -0.01 | -0.08 | -0.06 | 0 | 0.28 | 0.27 | 0.23 | 27.69 | 1561.993 | 1.5
D | 4002 | 2016-08-18 | 24 | OFF | 20.07 | 4.15 | 0.44 | 0 | 0.19 | 0 | 0 | -0.02 | -0.09 | -0.06 | 0 | 0.28 | 0.27 | 0.23 | 25.46 | 1405.566 | 0.63
D | 4002 | 2016-08-19 | 1 | OFF | 23.35 | 4.15 | 0.21 | 0 | 0.06 | 0 | 0 | -0.02 | -0.05 | -0.06 | 0 | 0.28 | 0.27 | 0.23 | 28.42 | 1294.781 | 0.27
D | 4002 | 2016-08-19 | 2 | OFF | 24.1 | 4.15 | 0.21 | 0 | 0.05 | 0 | 0 | 0 | -0.07 | -0.06 | 0 | 0.28 | 0.27 | 0.23 | 29.16 | 1221.98 | 0.26
D | 4002 | 2016-08-19 | 3 | OFF | 28.5 | 4.15 | 0.21 | 0 | 0.08 | 0 | 0 | 0 | -0.05 | -0.06 | 0 | 0.28 | 0.27 | 0.23 | 33.61 | 1187.525 | 0.29
D | 4002 | 2016-08-19 | 4 | OFF | 24.08 | 4.15 | 0.21 | 0 | 0.06 | 0 | 0 | -0.01 | -0.04 | -0.06 | 0 | 0.28 | 0.27 | 0.23 | 29.17 | 1166.63 | 0.27
D | 4002 | 2016-08-19 | 5 | OFF | 23.01 | 4.15 | 0.21 | 0 | 0.05 | 0 | 0 | 0.01 | -0.02 | -0.06 | 0 | 0.28 | 0.27 | 0.23 | 28.13 | 1179.215 | 0.26
D | 4002 | 2016-08-19 | 6 | OFF | 24.95 | 4.15 | 0.21 | 0 | 0.1 | 0 | 0 | 0.01 | -0.04 | -0.06 | 0 | 0.28 | 0.27 | 0.23 | 30.1 | 1254.825 | 0.31
D | 4002 | 2016-08-19 | 7 | OFF | 24.95 | 4.15 | 0.21 | 0 | 0.67 | 0 | 0 | 0.01 | -0.05 | -0.06 | 0 | 0.28 | 0.27 | 0.23 | 30.66 | 1374.361 | 0.88
D | 4002 | 2016-08-19 | 8 | ON | 26.57 | 4.15 | 0.21 | 0 | 0.22 | 1.05 | 0 | -0.02 | -0.09 | -0.06 | 0 | 0.28 | 0.27 | 0.23 | 32.81 | 1509.547 | 1.48
D | 4002 | 2016-08-19 | 9 | ON | 26.85 | 4.15 | 0.21 | 0 | 0.07 | 0.98 | 0 | 0.01 | -0.09 | -0.06 | 0 | 0.28 | 0.27 | 0.23 | 32.9 | 1636.457 | 1.26
D | 4002 | 2016-08-19 | 10 | ON | 25.17 | 4.15 | 0.21 | 0 | 0.04 | 0.93 | 0 | 0.03 | -0.08 | -0.06 | 0 | 0.28 | 0.27 | 0.23 | 31.17 | 1737.723 | 1.18
D | 4002 | 2016-08-19 | 11 | ON | 28.6 | 4.15 | 0.21 | 0 | 0.06 | 0.88 | 0 | -0.02 | -0.13 | -0.06 | 0 | 0.28 | 0.27 | 0.23 | 34.47 | 1821.94 | 1.15
D | 4002 | 2016-08-19 | 12 | ON | 42.88 | 4.15 | 0.21 | 0 | 0.11 | 0.85 | 0 | -0.02 | -0.15 | -0.06 | 0.02 | 0.28 | 0.27 | 0.23 | 48.77 | 1872.414 | 1.19
D | 4002 | 2016-08-19 | 13 | ON | 42.21 | 4.15 | 0.21 | 0 | 0.15 | 0.84 | 0 | 0 | -0.17 | -0.06 | 0.03 | 0.28 | 0.27 | 0.23 | 48.14 | 1902.009 | 1.23
D | 4002 | 2016-08-19 | 14 | ON | 45.6 | 4.15 | 0.21 | 0 | 0.24 | 0.82 | 0 | 0 | -0.19 | -0.06 | 0.03 | 0.28 | 0.27 | 0.23 | 51.58 | 1938.883 | 1.3
D | 4002 | 2016-08-19 | 15 | ON | 49.05 | 4.15 | 0.21 | 0 | 0.29 | 0.81 | 0.08 | 0.01 | -0.23 | -0.06 | 0.03 | 0.28 | 0.27 | 0.23 | 55.12 | 1958.416 | 1.42
D | 4002 | 2016-08-19 | 16 | ON | 51.37 | 4.15 | 0.21 | 0 | 0.3 | 0.8 | 0 | -0.02 | -0.22 | -0.06 | 0.03 | 0.28 | 0.27 | 0.23 | 57.34 | 1964.529 | 1.34
D | 4002 | 2016-08-19 | 17 | ON | 53.33 | 4.15 | 0.21 | 0 | 0.17 | 0.8 | 0 | -0.03 | -0.23 | -0.06 | 0.03 | 0.28 | 0.27 | 0.23 | 59.15 | 1951.389 | 1.21
D | 4002 | 2016-08-19 | 18 | ON | 44.87 | 4.15 | 0.21 | 0 | 0.25 | 0.81 | 0 | 0 | -0.24 | -0.06 | 0.03 | 0.28 | 0.27 | 0.23 | 50.8 | 1925.914 | 1.3
D | 4002 | 2016-08-19 | 19 | ON | 43.76 | 4.15 | 0.21 | 0 | 0.23 | 0.84 | 0 | 0.01 | -0.2 | -0.06 | 0 | 0.28 | 0.27 | 0.23 | 49.72 | 1861.756 | 1.28
D | 4002 | 2016-08-19 | 20 | ON | 33.52 | 4.15 | 0.21 | 0 | 0.11 | 0.88 | 0 | -0.02 | -0.19 | -0.06 | 0 | 0.28 | 0.27 | 0.23 | 39.38 | 1785.265 | 1.2
D | 4002 | 2016-08-19 | 21 | ON | 34.66 | 4.15 | 0.21 | 0 | 0.16 | 0.89 | 0 | 0 | -0.19 | -0.06 | 0 | 0.28 | 0.27 | 0.23 | 40.6 | 1753.633 | 1.26
D | 4002 | 2016-08-19 | 22 | ON | 26.21 | 4.15 | 0.21 | 0 | 0.1 | 0.95 | 0 | -0.04 | -0.11 | -0.06 | 0 | 0.28 | 0.27 | 0.23 | 32.19 | 1631.297 | 1.26
D | 4002 | 2016-08-19 | 23 | ON | 23.07 | 4.15 | 0.21 | 0 | 0.2 | 1.03 | 0 | -0.08 | 0.01 | -0.06 | 0 | 0.28 | 0.27 | 0.23 | 29.31 | 1468.009 | 1.44
D | 4002 | 2016-08-19 | 24 | OFF | 21.26 | 4.15 | 0.21 | 0 | 0.18 | 0 | 0 | -0.01 | -0.05 | -0.06 | 0 | 0.28 | 0.27 | 0.23 | 26.46 | 1302.736 | 0.39
D | 4002 | 2016-08-20 | 1 | OFF | 31.33 | 4.15 | 0.22 | 0 | 0.08 | 0 | 0.56 | -0.18 | 0.06 | -0.06 | 0 | 0.28 | 0.27 | 0.23 | 36.94 | 1182.544 | 0.86
D | 4002 | 2016-08-20 | 2 | OFF | 31.18 | 4.15 | 0.22 | 0 | 0.13 | 0 | 0.41 | 0.05 | -0.01 | -0.06 | 0 | 0.28 | 0.27 | 0.23 | 36.85 | 1107.969 | 0.76
D | 4002 | 2016-08-20 | 3 | OFF | 22.75 | 4.15 | 0.22 | 0 | 0.05 | 0 | 0 | 0 | -0.03 | -0.06 | 0 | 0.28 | 0.27 | 0.23 | 27.86 | 1059.871 | 0.27
D | 4002 | 2016-08-20 | 4 | OFF | 21.66 | 4.15 | 0.22 | 0 | 0.04 | 0 | 0 | 0.02 | -0.01 | -0.06 | 0 | 0.28 | 0.27 | 0.23 | 26.8 | 1035.987 | 0.26
D | 4002 | 2016-08-20 | 5 | OFF | 20.83 | 4.15 | 0.22 | 0 | 0.05 | 0 | 0 | 0.01 | 0 | -0.06 | 0 | 0.28 | 0.27 | 0.23 | 25.98 | 1031.128 | 0.27
D | 4002 | 2016-08-20 | 6 | OFF | 21.61 | 4.15 | 0.22 | 0 | 0.06 | 0 | 0 | -0.01 | -0.02 | -0.06 | 0 | 0.28 | 0.27 | 0.23 | 26.73 | 1056.391 | 0.28
D | 4002 | 2016-08-20 | 7 | OFF | 21.87 | 4.15 | 0.22 | 0 | 0.13 | 0 | 0 | 0.02 | 0 | -0.06 | 0 | 0.28 | 0.27 | 0.23 | 27.11 | 1101.503 | 0.35
D | 4002 | 2016-08-20 | 8 | OFF | 16.7 | 4.15 | 0.22 | 0 | 0.31 | 0 | 0 | 0 | -0.05 | -0.06 | 0 | 0.28 | 0.27 | 0.23 | 22.05 | 1205.803 | 0.53
D | 4002 | 2016-08-20 | 9 | OFF | 23.06 | 4.15 | 0.22 | 0 | 0.13 | 0 | 0 | 0.01 | -0.07 | -0.06 | 0 | 0.28 | 0.27 | 0.23 | 28.22 | 1316.52 | 0.35
D | 4002 | 2016-08-20 | 10 | OFF | 23.73 | 4.15 | 0.22 | 0 | 0.08 | 0 | 0 | 0.03 | -0.09 | -0.06 | 0 | 0.28 | 0.27 | 0.23 | 28.84 | 1412.473 | 0.3
D | 4002 | 2016-08-20 | 11 | OFF | 21.67 | 4.15 | 0.22 | 0 | 0.07 | 0 | 0 | 0.02 | -0.09 | -0.06 | 0 | 0.28 | 0.27 | 0.23 | 26.76 | 1474.747 | 0.29
D | 4002 | 2016-08-20 | 12 | OFF | 23.45 | 4.15 | 0.22 | 0 | 0.06 | 0 | 0 | -0.02 | -0.1 | -0.06 | 0 | 0.28 | 0.27 | 0.23 | 28.48 | 1518.702 | 0.28
D | 4002 | 2016-08-20 | 13 | OFF | 25.22 | 4.15 | 0.22 | 0 | 0.06 | 0 | 0 | 0 | -0.15 | -0.06 | 0 | 0.28 | 0.27 | 0.23 | 30.22 | 1574.116 | 0.28
D | 4002 | 2016-08-20 | 14 | OFF | 29.71 | 4.15 | 0.22 | 0 | 0.13 | 0 | 0 | -0.02 | -0.14 | -0.06 | 0 | 0.28 | 0.27 | 0.23 | 34.77 | 1620.437 | 0.35
D | 4002 | 2016-08-20 | 15 | OFF | 31.24 | 4.15 | 0.22 | 0 | 0.12 | 0 | 0 | -0.04 | -0.16 | -0.06 | 0 | 0.28 | 0.27 | 0.23 | 36.25 | 1646.72 | 0.34
D | 4002 | 2016-08-20 | 16 | OFF | 29.55 | 4.15 | 0.22 | 0 | 0.12 | 0 | 0 | 0.02 | -0.18 | -0.06 | 0 | 0.28 | 0.27 | 0.23 | 34.6 | 1670.164 | 0.34
D | 4002 | 2016-08-20 | 17 | OFF | 27.83 | 4.15 | 0.22 | 0 | 0.09 | 0 | 0 | 0.02 | -0.19 | -0.06 | 0 | 0.28 | 0.27 | 0.23 | 32.84 | 1688.701 | 0.31
D | 4002 | 2016-08-20 | 18 | OFF | 36.88 | 4.15 | 0.22 | 0 | 0.16 | 0 | 0 | 0.02 | -0.18 | -0.06 | 0 | 0.28 | 0.27 | 0.23 | 41.97 | 1685.912 | 0.38
D | 4002 | 2016-08-20 | 19 | OFF | 28.53 | 4.15 | 0.22 | 0 | 0.11 | 0 | 0 | -0.02 | -0.15 | -0.06 | 0 | 0.28 | 0.27 | 0.23 | 33.56 | 1649.276 | 0.33
D | 4002 | 2016-08-20 | 20 | OFF | 22.61 | 4.15 | 0.22 | 0 | 0.06 | 0 | 0 | -0.03 | -0.16 | -0.06 | 0 | 0.28 | 0.27 | 0.23 | 27.57 | 1612.429 | 0.28
D | 4002 | 2016-08-20 | 21 | OFF | 22.93 | 4.15 | 0.22 | 0 | 0.06 | 0 | 0 | 0 | -0.14 | -0.06 | 0 | 0.28 | 0.27 | 0.23 | 27.94 | 1608.031 | 0.28
D | 4002 | 2016-08-20 | 22 | OFF | 23.04 | 4.15 | 0.22 | 0 | 0.06 | 0 | 0 | -0.02 | -0.08 | -0.06 | 0 | 0.28 | 0.27 | 0.23 | 28.09 | 1516.604 | 0.28
D | 4002 | 2016-08-20 | 23 | OFF | 21.46 | 4.15 | 0.22 | 0 | 0.11 | 0 | 0 | 0 | -0.06 | -0.06 | 0 | 0.28 | 0.27 | 0.23 | 26.6 | 1384.092 | 0.33
D | 4002 | 2016-08-20 | 24 | OFF | 21.56 | 4.15 | 0.22 | 0 | 0.12 | 0 | 0 | 0.02 | -0.06 | -0.06 | 0 | 0.28 | 0.27 | 0.23 | 26.73 | 1255.039 | 0.34
D | 4002 | 2016-08-21 | 1 | OFF | 21.39 | 4.15 | 0.35 | 0 | 0.18 | 0 | 0 | 0 | -0.06 | -0.06 | 0 | 0.28 | 0.27 | 0.23 | 26.73 | 1151.714 | 0.53
D | 4002 | 2016-08-21 | 2 | OFF | 17.9 | 4.15 | 0.35 | 0 | 0.08 | 0 | 0 | -0.02 | -0.03 | -0.06 | 0 | 0.28 | 0.27 | 0.23 | 23.15 | 1082.347 | 0.43
D | 4002 | 2016-08-21 | 3 | OFF | 18.81 | 4.15 | 0.35 | 0 | 0.06 | 0 | 0 | 0.01 | -0.04 | -0.06 | 0 | 0.28 | 0.27 | 0.23 | 24.06 | 1040.209 | 0.41
D | 4002 | 2016-08-21 | 4 | OFF | 18.48 | 4.15 | 0.35 | 0 | 0.06 | 0 | 0 | 0.01 | -0.02 | -0.06 | 0 | 0.28 | 0.27 | 0.23 | 23.75 | 1022.617 | 0.41
D | 4002 | 2016-08-21 | 5 | OFF | 19.83 | 4.15 | 0.35 | 0 | 0.06 | 0 | 0 | 0 | 0.01 | -0.06 | 0 | 0.28 | 0.27 | 0.23 | 25.12 | 1021.533 | 0.41
D | 4002 | 2016-08-21 | 6 | OFF | 18.85 | 4.15 | 0.35 | 0 | 0.03 | 0 | 0 | 0 | 0 | -0.06 | 0 | 0.28 | 0.27 | 0.23 | 24.1 | 1037.634 | 0.38
D | 4002 | 2016-08-21 | 7 | OFF | 19.47 | 4.15 | 0.35 | 0 | 0.15 | 0 | 0 | 0.01 | 0.01 | -0.06 | 0 | 0.28 | 0.27 | 0.23 | 24.86 | 1070.213 | 0.5
D | 4002 | 2016-08-21 | 8 | OFF | 18.32 | 4.15 | 0.35 | 0 | 0.17 | 0 | 0 | 0.03 | 0 | -0.06 | 0 | 0.28 | 0.27 | 0.23 | 23.74 | 1164.165 | 0.52
D | 4002 | 2016-08-21 | 9 | OFF | 19.79 | 4.15 | 0.35 | 0 | 0.11 | 0 | 0 | 0.01 | -0.01 | -0.06 | 0 | 0.28 | 0.27 | 0.23 | 25.12 | 1297.627 | 0.46
D | 4002 | 2016-08-21 | 10 | OFF | 21.23 | 4.15 | 0.35 | 0 | 0.08 | 0 | 0 | 0.03 | -0.06 | -0.06 | 0 | 0.28 | 0.27 | 0.23 | 26.5 | 1413.396 | 0.43
D | 4002 | 2016-08-21 | 11 | OFF | 22.33 | 4.15 | 0.35 | 0 | 0.07 | 0 | 0 | 0.01 | -0.08 | -0.06 | 0 | 0.28 | 0.27 | 0.23 | 27.55 | 1491.115 | 0.42
D | 4002 | 2016-08-21 | 12 | OFF | 22.86 | 4.15 | 0.35 | 0 | 0.07 | 0 | 0 | 0 | -0.13 | -0.06 | 0 | 0.28 | 0.27 | 0.23 | 28.02 | 1551.215 | 0.42
D | 4002 | 2016-08-21 | 13 | OFF | 24.09 | 4.15 | 0.35 | 0 | 0.09 | 0 | 0 | 0 | -0.14 | -0.06 | 0 | 0.28 | 0.27 | 0.23 | 29.26 | 1601.209 | 0.44
D | 4002 | 2016-08-21 | 14 | OFF | 31.94 | 4.15 | 0.35 | 0 | 0.12 | 0 | 0.09 | -0.02 | -0.16 | -0.06 | 0 | 0.28 | 0.27 | 0.23 | 37.19 | 1631.172 | 0.56
D | 4002 | 2016-08-21 | 15 | OFF | 33.84 | 4.15 | 0.35 | 0 | 0.13 | 0 | 0 | -0.03 | -0.17 | -0.06 | 0 | 0.28 | 0.27 | 0.23 | 38.99 | 1660.731 | 0.48
D | 4002 | 2016-08-21 | 16 | OFF | 33.8 | 4.15 | 0.35 | 0 | 0.15 | 0 | 0 | -0.01 | -0.21 | -0.06 | 0 | 0.28 | 0.27 | 0.23 | 38.95 | 1681.11 | 0.5
D | 4002 | 2016-08-21 | 17 | OFF | 34.78 | 4.15 | 0.35 | 0 | 0.15 | 0 | 0 | 0.01 | -0.23 | -0.06 | 0 | 0.28 | 0.27 | 0.23 | 39.93 | 1694.925 | 0.5
D | 4002 | 2016-08-21 | 18 | OFF | 36.35 | 4.15 | 0.35 | 0 | 0.15 | 0 | 0 | 0 | -0.24 | -0.06 | 0 | 0.28 | 0.27 | 0.23 | 41.48 | 1704.629 | 0.5
D | 4002 | 2016-08-21 | 19 | OFF | 30.86 | 4.15 | 0.35 | 0 | 0.15 | 0 | 0 | -0.01 | -0.22 | -0.06 | 0 | 0.28 | 0.27 | 0.23 | 36 | 1662.809 | 0.5
D | 4002 | 2016-08-21 | 20 | OFF | 33.29 | 4.15 | 0.35 | 0 | 0.12 | 0 | 0 | -0.06 | -0.25 | -0.06 | 0 | 0.28 | 0.27 | 0.23 | 38.32 | 1638.916 | 0.47
D | 4002 | 2016-08-21 | 21 | OFF | 36.62 | 4.15 | 0.35 | 0 | 0.15 | 0 | 0 | 0 | -0.21 | -0.06 | 0 | 0.28 | 0.27 | 0.23 | 41.78 | 1627.84 | 0.5
D | 4002 | 2016-08-21 | 22 | OFF | 31.17 | 4.15 | 0.35 | 0 | 0.11 | 0 | 0.01 | -0.04 | -0.08 | -0.06 | 0 | 0.28 | 0.27 | 0.23 | 36.39 | 1529.015 | 0.47
D | 4002 | 2016-08-21 | 23 | OFF | 24.38 | 4.15 | 0.35 | 0 | 0.13 | 0 | 0 | -0.05 | -0.05 | -0.06 | 0 | 0.28 | 0.27 | 0.23 | 29.63 | 1405.555 | 0.48
D | 4002 | 2016-08-21 | 24 | OFF | 22.91 | 4.15 | 0.35 | 0 | 0.15 | 0 | 0 | -0.03 | -0.03 | -0.06 | 0 | 0.28 | 0.27 | 0.23 | 28.22 | 1289.084 | 0.5
D | 4002 | 2016-08-22 | 1 | OFF | 32.85 | 4.15 | 0.59 | 0 | 0.05 | 0 | 0.37 | -0.14 | 0.07 | -0.06 | 0 | 0.28 | 0.27 | 0.23 | 38.66 | 1209.841 | 1.01
D | 4002 | 2016-08-22 | 2 | OFF | 32.22 | 4.15 | 0.59 | 0 | 0.15 | 0 | 0.21 | -0.01 | 0.04 | -0.06 | 0 | 0.28 | 0.27 | 0.23 | 38.07 | 1159.804 | 0.95
D | 4002 | 2016-08-22 | 3 | OFF | 23.27 | 4.15 | 0.59 | 0 | 0.09 | 0 | 0 | -0.01 | 0.04 | -0.06 | 0 | 0.28 | 0.27 | 0.23 | 28.85 | 1130.759 | 0.68
D | 4002 | 2016-08-22 | 4 | OFF | 21.49 | 4.15 | 0.59 | 0 | 0.06 | 0 | 0 | -0.01 | 0.03 | -0.06 | 0 | 0.28 | 0.27 | 0.23 | 27.03 | 1103.89 | 0.65
D | 4002 | 2016-08-22 | 5 | OFF | 21.28 | 4.15 | 0.59 | 0 | 0.06 | 0 | 0 | 0.01 | 0.02 | -0.06 | 0 | 0.28 | 0.27 | 0.23 | 26.83 | 1113.714 | 0.65
D | 4002 | 2016-08-22 | 6 | OFF | 21.41 | 4.15 | 0.59 | 0 | 0.11 | 0 | 0 | -0.02 | -0.02 | -0.06 | 0 | 0.28 | 0.27 | 0.23 | 26.94 | 1195.57 | 0.7
D | 4002 | 2016-08-22 | 7 | OFF | 25.47 | 4.15 | 0.59 | 0 | 0.22 | 0 | 0.05 | 0.01 | -0.03 | -0.06 | 0 | 0.28 | 0.27 | 0.23 | 31.18 | 1311.146 | 0.86
D | 4002 | 2016-08-22 | 8 | ON | 22.98 | 4.15 | 0.59 | 0 | 0.22 | 1 | 0.05 | -0.01 | -0.04 | -0.06 | 0 | 0.28 | 0.27 | 0.23 | 29.66 | 1446.725 | 1.86
D | 4002 | 2016-08-22 | 9 | ON | 21.88 | 4.15 | 0.59 | 0 | 0.09 | 0.94 | 0 | 0 | -0.06 | -0.06 | 0 | 0.28 | 0.27 | 0.23 | 28.31 | 1556.254 | 1.62
D | 4002 | 2016-08-22 | 10 | ON | 21.87 | 4.15 | 0.59 | 0 | 0.04 | 0.91 | 0 | 0 | -0.11 | -0.06 | 0 | 0.28 | 0.27 | 0.23 | 28.17 | 1622.059 | 1.54
D | 4002 | 2016-08-22 | 11 | ON | 21.21 | 4.15 | 0.59 | 0 | 0.04 | 0.97 | 0 | 0.03 | -0.11 | -0.06 | 0 | 0.28 | 0.27 | 0.23 | 27.6 | 1653.419 | 1.6
D | 4002 | 2016-08-22 | 12 | ON | 20.32 | 4.15 | 0.59 | 0 | 0.04 | 0.96 | 0 | 0.01 | -0.16 | -0.06 | 0 | 0.28 | 0.27 | 0.23 | 26.63 | 1670.297 | 1.59
D | 4002 | 2016-08-22 | 13 | ON | 21.09 | 4.15 | 0.59 | 0 | 0.05 | 0.95 | 0 | 0.01 | -0.21 | -0.06 | 0 | 0.28 | 0.27 | 0.23 | 27.35 | 1662.132 | 1.59
D | 4002 | 2016-08-22 | 14 | ON | 21.08 | 4.15 | 0.59 | 0 | 0.07 | 0.95 | 0 | 0 | -0.23 | -0.06 | 0.04 | 0.28 | 0.27 | 0.23 | 27.37 | 1662.772 | 1.65
D | 4002 | 2016-08-22 | 15 | ON | 20.07 | 4.15 | 0.59 | 0 | 0.08 | 0.95 | 0 | 0.02 | -0.26 | -0.06 | 0.05 | 0.28 | 0.27 | 0.23 | 26.37 | 1648.042 | 1.67
D | 4002 | 2016-08-22 | 16 | ON | 18.01 | 4.15 | 0.59 | 0 | 0.07 | 0.94 | 0 | 0.01 | -0.24 | -0.06 | 0.01 | 0.28 | 0.27 | 0.23 | 24.26 | 1620.638 | 1.61
D | 4002 | 2016-08-22 | 17 | ON | 17.03 | 4.15 | 0.59 | 0 | 0.06 | 0.95 | 0 | 0 | -0.26 | -0.06 | 0.01 | 0.28 | 0.27 | 0.23 | 23.25 | 1604.428 | 1.61
D | 4002 | 2016-08-22 | 18 | ON | 17.9 | 4.15 | 0.59 | 0 | 0.06 | 0.96 | 0 | 0.01 | -0.25 | -0.06 | 0 | 0.28 | 0.27 | 0.23 | 24.14 | 1587.091 | 1.61
D | 4002 | 2016-08-22 | 19 | ON | 14.62 | 4.15 | 0.59 | 0 | 0.06 | 0.99 | 0 | 0 | -0.17 | -0.06 | 0 | 0.28 | 0.27 | 0.23 | 20.96 | 1549.875 | 1.64
D | 4002 | 2016-08-22 | 20 | ON | 10.07 | 4.15 | 0.59 | 0 | 0.14 | 1.03 | 0 | -0.02 | -0.15 | -0.06 | 0 | 0.28 | 0.27 | 0.23 | 16.53 | 1513.142 | 1.76
D | 4002 | 2016-08-22 | 21 | ON | 15.42 | 4.15 | 0.59 | 0 | 0.06 | 1.04 | 0 | 0.02 | -0.16 | -0.06 | 0 | 0.28 | 0.27 | 0.23 | 21.84 | 1502.268 | 1.69
D | 4002 | 2016-08-22 | 22 | ON | 10.64 | 4.15 | 0.59 | 0 | 0.05 | 1.12 | 0 | 0 | -0.09 | -0.06 | 0 | 0.28 | 0.27 | 0.23 | 17.18 | 1377.758 | 1.76
D | 4002 | 2016-08-22 | 23 | ON | -6.46 | 4.15 | 0.59 | 0 | 0.22 | 1.24 | 0 | -0.01 | -0.02 | -0.06 | 0 | 0.28 | 0.27 | 0.23 | 0.43 | 1225.134 | 2.05
D | 4002 | 2016-08-22 | 24 | OFF | -154.21 | 4.15 | 0.59 | 0 | 1.72 | 0 | 0 | -0.18 | -0.25 | -0.06 | 0 | 0.28 | 0.27 | 0.23 | -147.46 | 1096.022 | 2.31
D | 4002 | 2016-08-23 | 1 | OFF | -27.95 | 4.15 | 0.94 | 0 | 0.61 | 0 | 0 | 0.07 | 0.86 | -0.06 | 0 | 0.28 | 0.27 | 0.23 | -20.6 | 1015.374 | 1.55
D | 4002 | 2016-08-23 | 2 | OFF | -11.7 | 4.15 | 0.94 | 0 | 0.21 | 0 | 0 | 0 | -0.03 | -0.06 | 0 | 0.28 | 0.27 | 0.23 | -5.71 | 967.09 | 1.15
D | 4002 | 2016-08-23 | 3 | OFF | -20.43 | 4.15 | 0.94 | 0 | 0.2 | 0 | 0 | 0.02 | -0.15 | -0.06 | 0 | 0.28 | 0.27 | 0.23 | -14.55 | 939.127 | 1.14
D | 4002 | 2016-08-23 | 4 | OFF | -20.84 | 4.15 | 0.94 | 0 | 0.24 | 0 | 0 | -0.01 | -0.21 | -0.06 | 0 | 0.28 | 0.27 | 0.23 | -15.01 | 931.483 | 1.18
D | 4002 | 2016-08-23 | 5 | OFF | -0.28 | 4.15 | 0.94 | 0 | 0.31 | 0 | 0 | 0 | -0.18 | -0.06 | 0 | 0.28 | 0.27 | 0.23 | 5.66 | 963.5 | 1.25
D | 4002 | 2016-08-23 | 6 | OFF | 10.53 | 4.15 | 0.94 | 0 | 0.47 | 0 | 0 | -0.01 | -0.02 | -0.06 | 0 | 0.28 | 0.27 | 0.23 | 16.78 | 1045.518 | 1.41
D | 4002 | 2016-08-23 | 7 | OFF | 12.71 | 4.15 | 0.94 | 0 | 0.74 | 0 | 0 | 0 | -0.13 | -0.06 | 0 | 0.28 | 0.27 | 0.23 | 19.13 | 1168.254 | 1.68
D | 4002 | 2016-08-23 | 8 | ON | 14.24 | 4.15 | 0.94 | 0 | 0.46 | 1.26 | 0 | -0.01 | -0.15 | -0.06 | 0 | 0.28 | 0.27 | 0.23 | 21.61 | 1290.144 | 2.66
D | 4002 | 2016-08-23 | 9 | ON | 19.19 | 4.15 | 0.94 | 0 | 0.19 | 1.19 | 0 | -0.01 | -0.09 | -0.06 | 0 | 0.28 | 0.27 | 0.23 | 26.28 | 1378.082 | 2.32
D | 4002 | 2016-08-23 | 10 | ON | 11.05 | 4.15 | 0.94 | 0 | 0.18 | 1.14 | 0 | 0.01 | -0.13 | -0.06 | 0 | 0.28 | 0.27 | 0.23 | 18.06 | 1446.655 | 2.26
D | 4002 | 2016-08-23 | 11 | ON | 18.51 | 4.15 | 0.94 | 0 | 0.06 | 1.1 | 0 | -0.01 | -0.12 | -0.06 | 0 | 0.28 | 0.27 | 0.23 | 25.35 | 1502.933 | 2.1
D | 4002 | 2016-08-23 | 12 | ON | 19.02 | 4.15 | 0.94 | 0 | 0.07 | 1.08 | 0 | 0.01 | -0.14 | -0.06 | 0 | 0.28 | 0.27 | 0.23 | 25.85 | 1533.378 | 2.09
D | 4002 | 2016-08-23 | 13 | ON | 18.54 | 4.15 | 0.94 | 0 | 0.05 | 1.06 | 0 | 0 | -0.15 | -0.06 | 0.01 | 0.28 | 0.27 | 0.23 | 25.32 | 1551.709 | 2.06
D | 4002 | 2016-08-23 | 14 | ON | 18.48 | 4.15 | 0.94 | 0 | 0.05 | 1.03 | 0 | -0.04 | -0.17 | -0.06 | 0.01 | 0.28 | 0.27 | 0.23 | 25.17 | 1584.425 | 2.03
D | 4002 | 2016-08-23 | 15 | ON | 18.45 | 4.15 | 0.94 | 0 | 0.08 | 1.01 | 0 | -0.01 | -0.17 | -0.06 | 0.01 | 0.28 | 0.27 | 0.23 | 25.18 | 1600.705 | 2.04
D | 4002 | 2016-08-23 | 16 | ON | 18.69 | 4.15 | 0.94 | 0 | 0.07 | 0.99 | 0 | -0.01 | -0.2 | -0.06 | 0.02 | 0.28 | 0.27 | 0.23 | 25.37 | 1613.476 | 2.02
D | 4002 | 2016-08-23 | 17 | ON | 20.67 | 4.15 | 0.94 | 0 | 0.05 | 0.98 | 0 | -0.04 | -0.22 | -0.06 | 0.01 | 0.28 | 0.27 | 0.23 | 27.26 | 1627.66 | 1.98
D | 4002 | 2016-08-23 | 18 | ON | 22.32 | 4.15 | 0.94 | 0 | 0.03 | 0.97 | 0 | -0.03 | -0.21 | -0.06 | 0.01 | 0.28 | 0.27 | 0.23 | 28.9 | 1635.049 | 1.95
D | 4002 | 2016-08-23 | 19 | ON | 24.64 | 4.15 | 0.94 | 0 | 0.07 | 0.99 | 0 | -0.01 | -0.15 | -0.06 | 0 | 0.28 | 0.27 | 0.23 | 31.35 | 1611.653 | 2
D | 4002 | 2016-08-23 | 20 | ON | 22.92 | 4.15 | 0.94 | 0 | 0.06 | 1.01 | 0 | -0.03 | -0.15 | -0.06 | 0 | 0.28 | 0.27 | 0.23 | 29.62 | 1584.216 | 2.01
D | 4002 | 2016-08-23 | 21 | ON | 23.21 | 4.15 | 0.94 | 0 | 0.06 | 1.02 | 0 | 0.02 | -0.15 | -0.06 | 0 | 0.28 | 0.27 | 0.23 | 29.97 | 1573.019 | 2.02
D | 4002 | 2016-08-23 | 22 | ON | 20.12 | 4.15 | 0.94 | 0 | 0.05 | 1.08 | 0 | 0 | -0.11 | -0.06 | 0 | 0.28 | 0.27 | 0.23 | 26.95 | 1450.345 | 2.07
D | 4002 | 2016-08-23 | 23 | ON | 14.98 | 4.15 | 0.94 | 0 | 0.17 | 1.19 | 0 | -0.02 | -0.1 | -0.06 | 0 | 0.28 | 0.27 | 0.23 | 22.03 | 1296.179 | 2.3
D | 4002 | 2016-08-23 | 24 | OFF | 6.01 | 4.15 | 0.94 | 0 | 0.37 | 0 | 0 | 0 | -0.11 | -0.06 | 0 | 0.28 | 0.27 | 0.23 | 12.08 | 1158.341 | 1.31
D | 4002 | 2016-08-24 | 1 | OFF | 18.47 | 4.15 | 1.44 | 0 | 0.08 | 0 | 0 | 0.05 | -0.02 | -0.06 | 0 | 0.28 | 0.27 | 0.23 | 24.89 | 1070.131 | 1.52
D | 4002 | 2016-08-24 | 2 | OFF | 10.27 | 4.15 | 1.44 | 0 | 0.12 | 0 | 0 | 0.02 | 0 | -0.06 | 0 | 0.28 | 0.27 | 0.23 | 16.72 | 1019.691 | 1.56
D | 4002 | 2016-08-24 | 3 | OFF | 5.21 | 4.15 | 1.44 | 0 | 0.14 | 0 | 0 | 0 | -0.04 | -0.06 | 0 | 0.28 | 0.27 | 0.23 | 11.62 | 988.135 | 1.58
D | 4002 | 2016-08-24 | 4 | OFF | 5.62 | 4.15 | 1.44 | 0 | 0.2 | 0 | 0 | -0.03 | -0.08 | -0.06 | 0 | 0.28 | 0.27 | 0.23 | 12.02 | 978.181 | 1.64
D | 4002 | 2016-08-24 | 5 | OFF | 17 | 4.15 | 1.44 | 0 | 0.1 | 0 | 0 | 0.01 | -0.01 | -0.06 | 0 | 0.28 | 0.27 | 0.23 | 23.41 | 1003.079 | 1.54
D | 4002 | 2016-08-24 | 6 | OFF | 14.6 | 4.15 | 1.44 | 0 | 0.29 | 0 | 0 | 0.03 | -0.01 | -0.06 | 0 | 0.28 | 0.27 | 0.23 | 21.22 | 1089.611 | 1.73
D | 4002 | 2016-08-24 | 7 | OFF | 21.15 | 4.15 | 1.44 | 0 | 0.18 | 0 | 0 | 0.03 | -0.08 | -0.06 | 0 | 0.28 | 0.27 | 0.23 | 27.59 | 1215.712 | 1.62
D | 4002 | 2016-08-24 | 8 | ON | 15.47 | 4.15 | 1.44 | 0 | 0.51 | 1.2 | 0 | -0.01 | -0.1 | -0.06 | 0.01 | 0.28 | 0.27 | 0.23 | 23.39 | 1342.285 | 3.16
D | 4002 | 2016-08-24 | 9 | ON | 20.07 | 4.15 | 1.44 | 0 | 0.11 | 1.12 | 0 | 0 | -0.08 | -0.06 | 0.02 | 0.28 | 0.27 | 0.23 | 27.55 | 1447.139 | 2.69
D | 4002 | 2016-08-24 | 10 | ON | 20.4 | 4.15 | 1.44 | 0 | 0.08 | 1.06 | 0 | 0.01 | -0.09 | -0.06 | 0.02 | 0.28 | 0.27 | 0.23 | 27.79 | 1535.031 | 2.6
D | 4002 | 2016-08-24 | 11 | ON | 20.98 | 4.15 | 1.44 | 0 | 0.04 | 0.92 | 0 | -0.03 | -0.14 | -0.06 | 0.02 | 0.28 | 0.27 | 0.23 | 28.1 | 1617.571 | 2.42
D | 4002 | 2016-08-24 | 12 | ON | 27.62 | 4.15 | 1.44 | 0 | 0.03 | 0.89 | 0 | 0.03 | -0.18 | -0.06 | 0.03 | 0.28 | 0.27 | 0.23 | 34.73 | 1691.833 | 2.39
D | 4002 | 2016-08-24 | 13 | ON | 27.91 | 4.15 | 1.44 | 0 | 0.07 | 0.85 | 0 | -0.07 | -0.21 | -0.06 | 0.04 | 0.28 | 0.27 | 0.23 | 34.9 | 1748.027 | 2.4
D | 4002 | 2016-08-24 | 14 | ON | 38.8 | 4.15 | 1.44 | 0 | 0.08 | 0.82 | 0.1 | -0.09 | -0.23 | -0.06 | 0.05 | 0.28 | 0.27 | 0.23 | 45.84 | 1815.086 | 2.49
D | 4002 | 2016-08-24 | 15 | ON | 47.64 | 4.15 | 1.44 | 0 | 0.2 | 0.8 | 0.04 | -0.1 | -0.29 | -0.06 | 0.05 | 0.28 | 0.27 | 0.23 | 54.65 | 1864.628 | 2.53
D | 4002 | 2016-08-24 | 16 | ON | 83.27 | 4.15 | 1.44 | 0 | 0.34 | 0.78 | 1.24 | 0.02 | -0.38 | -0.06 | 0.08 | 0.28 | 0.27 | 0.23 | 91.66 | 1892.498 | 3.88
D | 4002 | 2016-08-24 | 17 | ON | 104.41 | 4.15 | 1.44 | 0 | 0.79 | 0.77 | 1.3 | -0.03 | -0.43 | -0.06 | 0.09 | 0.28 | 0.27 | 0.23 | 113.21 | 1911.089 | 4.39
D | 4002 | 2016-08-24 | 18 | ON | 46.4 | 4.15 | 1.44 | 0 | 0.12 | 0.76 | 0.54 | -0.02 | -0.29 | -0.06 | 0.06 | 0.28 | 0.27 | 0.23 | 53.88 | 1903.371 | 2.92
D | 4002 | 2016-08-24 | 19 | ON | 36.8 | 4.15 | 1.44 | 0 | 0.16 | 0.76 | 0.34 | 0.02 | -0.3 | -0.06 | 0 | 0.28 | 0.27 | 0.23 | 44.09 | 1858.883 | 2.7
D | 4002 | 2016-08-24 | 20 | ON | 33.14 | 4.15 | 1.44 | 0 | 0.09 | 0.81 | 0.08 | -0.01 | -0.21 | -0.06 | 0 | 0.28 | 0.27 | 0.23 | 40.21 | 1830.825 | 2.42
D | 4002 | 2016-08-24 | 21 | ON | 41.05 | 4.15 | 1.44 | 0 | 0.17 | 0.82 | 0.21 | 0 | -0.18 | -0.06 | 0 | 0.28 | 0.27 | 0.23 | 48.38 | 1808.626 | 2.64
D | 4002 | 2016-08-24 | 22 | ON | 27.41 | 4.15 | 1.44 | 0 | 0.09 | 0.88 | 0 | -0.03 | -0.14 | -0.06 | 0 | 0.28 | 0.27 | 0.23 | 34.52 | 1666.016 | 2.41
D | 4002 | 2016-08-24 | 23 | ON | 23.97 | 4.15 | 1.44 | 0 | 0.1 | 0.97 | 0 | -0.02 | -0.08 | -0.06 | 0 | 0.28 | 0.27 | 0.23 | 31.25 | 1486.294 | 2.51
D | 4002 | 2016-08-24 | 24 | OFF | 33.26 | 4.15 | 1.44 | 0 | 0.13 | 0 | 0 | -0.12 | 0.02 | -0.06 | 0 | 0.28 | 0.27 | 0.23 | 39.6 | 1327.632 | 1.57
D | 4002 | 2016-08-25 | 1 | OFF | 24.24 | 4.15 | 0.36 | 0 | 0.08 | 0 | 0 | 0.01 | -0.05 | -0.06 | 0 | 0.28 | 0.27 | 0.23 | 29.51 | 1217.582 | 0.44
D | 4002 | 2016-08-25 | 2 | OFF | 29.76 | 4.15 | 0.36 | 0 | 0.06 | 0 | 0 | 0 | -0.06 | -0.06 | 0 | 0.28 | 0.27 | 0.23 | 34.99 | 1153.376 | 0.42
D | 4002 | 2016-08-25 | 3 | OFF | 24.27 | 4.15 | 0.36 | 0 | 0.07 | 0 | 0 | -0.02 | -0.05 | -0.06 | 0 | 0.28 | 0.27 | 0.23 | 29.5 | 1108.803 | 0.43
D | 4002 | 2016-08-25 | 4 | OFF | 19.33 | 4.15 | 0.36 | 0 | 0.04 | 0 | 0 | 0.01 | -0.05 | -0.06 | 0 | 0.28 | 0.27 | 0.23 | 24.56 | 1090.4 | 0.4
D | 4002 | 2016-08-25 | 5 | OFF | 21.57 | 4.15 | 0.36 | 0 | 0.05 | 0 | 0 | -0.03 | -0.03 | -0.06 | 0 | 0.28 | 0.27 | 0.23 | 26.79 | 1107.823 | 0.41
D | 4002 | 2016-08-25 | 6 | OFF | 25.01 | 4.15 | 0.36 | 0 | 0.32 | 0 | 0 | -0.03 | -0.04 | -0.06 | 0 | 0.28 | 0.27 | 0.23 | 30.49 | 1189.79 | 0.68
D | 4002 | 2016-08-25 | 7 | OFF | 25.98 | 4.15 | 0.36 | 0 | 0.28 | 0 | 0 | -0.02 | -0.06 | -0.06 | 0 | 0.28 | 0.27 | 0.23 | 31.41 | 1319.506 | 0.64
D | 4002 | 2016-08-25 | 8 | ON | 26.6 | 4.15 | 0.36 | 0 | 0.17 | 1.01 | 0 | -0.02 | -0.04 | -0.06 | 0.01 | 0.28 | 0.27 | 0.23 | 32.96 | 1458.39 | 1.55
D | 4002 | 2016-08-25 | 9 | ON | 34.48 | 4.15 | 0.36 | 0 | 0.15 | 0.94 | 0 | 0.02 | -0.05 | -0.06 | 0.01 | 0.28 | 0.27 | 0.23 | 40.78 | 1570.185 | 1.46
D | 4002 | 2016-08-25 | 10 | ON | 26.13 | 4.15 | 0.36 | 0 | 0.05 | 0.89 | 0 | 0.02 | -0.08 | -0.06 | 0.01 | 0.28 | 0.27 | 0.23 | 32.25 | 1667.899 | 1.31
D | 4002 | 2016-08-25 | 11 | ON | 25.87 | 4.15 | 0.36 | 0 | 0.08 | 0.84 | 0 | -0.01 | -0.11 | -0.06 | 0.01 | 0.28 | 0.27 | 0.23 | 31.91 | 1770.613 | 1.29
D | 4002 | 2016-08-25 | 12 | ON | 26.96 | 4.15 | 0.36 | 0 | 0.06 | 0.81 | 0 | -0.01 | -0.17 | -0.06 | 0.02 | 0.28 | 0.27 | 0.23 | 32.9 | 1857.454 | 1.25
D | 4002 | 2016-08-25 | 13 | ON | 40.91 | 4.15 | 0.36 | 0 | 0.06 | 0.79 | 0.1 | -0.09 | -0.13 | -0.06 | 0.04 | 0.28 | 0.27 | 0.23 | 46.91 | 1912.745 | 1.35
D | 4002 | 2016-08-25 | 14 | ON | 47.01 | 4.15 | 0.36 | 0 | 0.2 | 0.76 | 0 | -0.03 | -0.23 | -0.06 | 0.04 | 0.28 | 0.27 | 0.23 | 52.98 | 1959.637 | 1.36
D | 4002 | 2016-08-25 | 15 | ON | 36.13 | 4.15 | 0.36 | 0 | 0.19 | 0.76 | 0 | -0.02 | -0.26 | -0.06 | 0.05 | 0.28 | 0.27 | 0.23 | 42.08 | 1967.255 | 1.36
D | 4002 | 2016-08-25 | 16 | ON | 40.54 | 4.15 | 0.36 | 0 | 0.21 | 0.82 | 0 | -0.02 | -0.26 | -0.06 | 0.05 | 0.28 | 0.27 | 0.23 | 46.57 | 1958.445 | 1.44
D | 4002 | 2016-08-25 | 17 | ON | 38.62 | 4.15 | 0.36 | 0 | 0.26 | 0.82 | 0 | 0 | -0.33 | -0.06 | 0.04 | 0.28 | 0.27 | 0.23 | 44.64 | 1941.313 | 1.48
D | 4002 | 2016-08-25 | 18 | ON | 35.29 | 4.15 | 0.36 | 0 | 0.15 | 0.83 | 0 | -0.01 | -0.3 | -0.06 | 0.03 | 0.28 | 0.27 | 0.23 | 41.22 | 1924.45 | 1.37
D | 4002 | 2016-08-25 | 19 | ON | 31.19 | 4.15 | 0.36 | 0 | 0.17 | 0.85 | 0 | 0 | -0.27 | -0.06 | 0 | 0.28 | 0.27 | 0.23 | 37.17 | 1897.773 | 1.38
D | 4002 | 2016-08-25 | 20 | ON | 36.44 | 4.15 | 0.36 | 0 | 0.1 | 0.86 | 0 | -0.09 | -0.23 | -0.06 | 0 | 0.28 | 0.27 | 0.23 | 42.31 | 1895.339 | 1.32
D | 4002 | 2016-08-25 | 21 | ON | 37.27 | 4.15 | 0.36 | 0 | 0.21 | 0.87 | 0 | 0.01 | -0.19 | -0.06 | 0 | 0.28 | 0.27 | 0.23 | 43.4 | 1872.572 | 1.44
D | 4002 | 2016-08-25 | 22 | ON | 30.62 | 4.15 | 0.36 | 0 | 0.12 | 0.91 | 0 | -0.09 | -0.13 | -0.06 | 0 | 0.28 | 0.27 | 0.23 | 36.66 | 1756.763 | 1.39
D | 4002 | 2016-08-25 | 23 | ON | 27.42 | 4.15 | 0.36 | 0 | 0.12 | 1 | 0 | -0.06 | -0.1 | -0.06 | 0 | 0.28 | 0.27 | 0.23 | 33.61 | 1585.59 | 1.48
D | 4002 | 2016-08-25 | 24 | OFF | 22.78 | 4.15 | 0.36 | 0 | 0.09 | 0 | 0 | -0.01 | -0.06 | -0.06 | 0 | 0.28 | 0.27 | 0.23 | 28.03 | 1430.776 | 0.45
D | 4002 | 2016-08-26 | 1 | OFF | 20.1 | 4.15 | 0.57 | 0 | 0.02 | 0 | 0 | 0.02 | -0.1 | -0.06 | 0 | 0.28 | 0.27 | 0.23 | 25.48 | 1317.166 | 0.59
D | 4002 | 2016-08-26 | 2 | OFF | 19.8 | 4.15 | 0.57 | 0 | 0.04 | 0 | 0 | 0.03 | -0.08 | -0.06 | 0 | 0.28 | 0.27 | 0.23 | 25.23 | 1249.79 | 0.61
D | 4002 | 2016-08-26 | 3 | OFF | 19.68 | 4.15 | 0.57 | 0 | 0.06 | 0 | 0 | -0.02 | -0.1 | -0.06 | 0 | 0.28 | 0.27 | 0.23 | 25.06 | 1208.284 | 0.63
D | 4002 | 2016-08-26 | 4 | OFF | 19.47 | 4.15 | 0.57 | 0 | 0.09 | 0 | 0 | -0.04 | -0.1 | -0.06 | 0 | 0.28 | 0.27 | 0.23 | 24.86 | 1188.017 | 0.66
D | 4002 | 2016-08-26 | 5 | OFF | 18.84 | 4.15 | 0.57 | 0 | 0.11 | 0 | 0 | 0 | -0.09 | -0.06 | 0 | 0.28 | 0.27 | 0.23 | 24.3 | 1201.972 | 0.68
D | 4002 | 2016-08-26 | 6 | OFF | 18.23 | 4.15 | 0.57 | 0 | 0.14 | 0 | 0 | 0 | -0.07 | -0.06 | 0 | 0.28 | 0.27 | 0.23 | 23.74 | 1282.347 | 0.71
D | 4002 | 2016-08-26 | 7 | OFF | 17.57 | 4.15 | 0.57 | 0 | 0.33 | 0 | 0 | 0 | -0.08 | -0.06 | 0 | 0.28 | 0.27 | 0.23 | 23.26 | 1412.031 | 0.9
D | 4002 | 2016-08-26 | 8 | ON | 20.33 | 4.15 | 0.57 | 0 | 0.2 | 1.02 | 0 | -0.01 | -0.11 | -0.06 | 0 | 0.28 | 0.27 | 0.23 | 26.87 | 1553.69 | 1.79
D | 4002 | 2016-08-26 | 9 | ON | 21.71 | 4.15 | 0.57 | 0 | 0.07 | 0.95 | 0 | 0 | -0.15 | -0.06 | 0.01 | 0.28 | 0.27 | 0.23 | 28.03 | 1654.11 | 1.6
D | 4002 | 2016-08-26 | 10 | ON | 21.36 | 4.15 | 0.57 | 0 | 0.05 | 0.9 | 0 | 0.02 | -0.17 | -0.06 | 0.01 | 0.28 | 0.27 | 0.23 | 27.61 | 1730.603 | 1.53
D | 4002 | 2016-08-26 | 11 | ON | 27.44 | 4.15 | 0.57 | 0 | 0.05 | 0.86 | 0 | -0.01 | -0.24 | -0.06 | -0.01 | 0.28 | 0.27 | 0.23 | 33.53 | 1797.357 | 1.47
D | 4002 | 2016-08-26 | 12 | ON | 44.34 | 4.15 | 0.57 | 0 | 0.09 | 0.82 | 0 | -0.03 | -0.25 | -0.06 | -0.03 | 0.28 | 0.27 | 0.23 | 50.38 | 1852.31 | 1.45
D | 4002 | 2016-08-26 | 13 | ON | 54.9 | 4.15 | 0.57 | 0 | 0.17 | 0.8 | 0 | -0.02 | -0.33 | -0.06 | -0.04 | 0.28 | 0.27 | 0.23 | 60.92 | 1876.456 | 1.5
D | 4002 | 2016-08-26 | 14 | ON | 54.96 | 4.15 | 0.57 | 0 | 0.15 | 0.77 | 0.09 | -0.01 | -0.39 | -0.06 | -0.05 | 0.28 | 0.27 | 0.23 | 60.96 | 1936.242 | 1.53
D | 4002 | 2016-08-26 | 15 | ON | 54.66 | 4.15 | 0.57 | 0 | 0.14 | 0.76 | 0.04 | -0.03 | -0.46 | -0.06 | -0.05 | 0.28 | 0.27 | 0.23 | 60.5 | 1999.862 | 1.46
D | 4002 | 2016-08-26 | 16 | ON | 56.24 | 4.15 | 0.57 | 0 | 0.22 | 0.75 | 0 | -0.02 | -0.52 | -0.06 | -0.03 | 0.28 | 0.27 | 0.23 | 62.08 | 2033.374 | 1.51
D | 4002 | 2016-08-26 | 17 | ON | 60.89 | 4.15 | 0.57 | 0 | 0.16 | 0.74 | 0.07 | -0.08 | -0.5 | -0.06 | -0.02 | 0.28 | 0.27 | 0.23 | 66.7 | 2037.771 | 1.52
D | 4002 | 2016-08-26 | 18 | ON | 65.96 | 4.15 | 0.57 | 0 | 2.13 | 0.75 | 0 | -0.05 | -0.53 | -0.06 | -0.02 | 0.28 | 0.27 | 0.23 | 73.68 | 2017.989 | 3.43
D | 4002 | 2016-08-26 | 19 | ON | 44.22 | 4.15 | 0.57 | 0 | 0.6 | 0.78 | 0 | 0.01 | -0.37 | -0.06 | 0 | 0.28 | 0.27 | 0.23 | 50.68 | 1953.342 | 1.95
D | 4002 | 2016-08-26 | 20 | ON | 37.12 | 4.15 | 0.57 | 0 | 0.12 | 0.81 | 0 | 0 | -0.32 | -0.06 | 0 | 0.28 | 0.27 | 0.23 | 43.17 | 1894.176 | 1.5
D | 4002 | 2016-08-26 | 21 | ON | 29.77 | 4.15 | 0.57 | 0 | 0.08 | 0.83 | 0 | -0.01 | -0.26 | -0.06 | 0 | 0.28 | 0.27 | 0.23 | 35.85 | 1848.961 | 1.48
D | 4002 | 2016-08-26 | 22 | ON | 24.03 | 4.15 | 0.57 | 0 | 0.07 | 0.89 | 0 | -0.01 | -0.17 | -0.06 | 0 | 0.28 | 0.27 | 0.23 | 30.25 | 1714.512 | 1.53
D | 4002 | 2016-08-26 | 23 | ON | 21.76 | 4.15 | 0.57 | 0 | 0.09 | 0.97 | 0 | -0.02 | -0.1 | -0.06 | 0 | 0.28 | 0.27 | 0.23 | 28.14 | 1540.309 | 1.63
D | 4002 | 2016-08-26 | 24 | OFF | 20.96 | 4.15 | 0.57 | 0 | 0.13 | 0 | 0 | 0.02 | -0.09 | -0.06 | 0 | 0.28 | 0.27 | 0.23 | 26.46 | 1367.404 | 0.7
D | 4002 | 2016-08-27 | 1 | OFF | 25.1 | 4.15 | 0.39 | 0 | 0.05 | 0 | 0 | -0.04 | -0.09 | -0.06 | 0 | 0.28 | 0.27 | 0.23 | 30.28 | 1234.811 | 0.44
D | 4002 | 2016-08-27 | 2 | OFF | 24.34 | 4.15 | 0.39 | 0 | 0.05 | 0 | 0 | -0.01 | -0.08 | -0.06 | 0 | 0.28 | 0.27 | 0.23 | 29.56 | 1149.751 | 0.44
D | 4002 | 2016-08-27 | 3 | OFF | 25.3 | 4.15 | 0.39 | 0 | 0.05 | 0 | 0 | 0 | -0.09 | -0.06 | 0 | 0.28 | 0.27 | 0.23 | 30.52 | 1093.475 | 0.44
D | 4002 | 2016-08-27 | 4 | OFF | 25.95 | 4.15 | 0.39 | 0 | 0.07 | 0 | 0 | 0.04 | -0.1 | -0.06 | 0 | 0.28 | 0.27 | 0.23 | 31.22 | 1063.899 | 0.46
D | 4002 | 2016-08-27 | 5 | OFF | 21.96 | 4.15 | 0.39 | 0 | 0.05 | 0 | 0 | 0.01 | -0.05 | -0.06 | 0 | 0.28 | 0.27 | 0.23 | 27.23 | 1054.544 | 0.44
D | 4002 | 2016-08-27 | 6 | OFF | 22.09 | 4.15 | 0.39 | 0 | 0.03 | 0 | 0 | 0 | -0.03 | -0.06 | 0 | 0.28 | 0.27 | 0.23 | 27.35 | 1079.43 | 0.42
D | 4002 | 2016-08-27 | 7 | OFF | 22.56 | 4.15 | 0.39 | 0 | 0.13 | 0 | 0 | -0.02 | -0.02 | -0.06 | 0 | 0.28 | 0.27 | 0.23 | 27.91 | 1119.241 | 0.52
D | 4002 | 2016-08-27 | 8 | OFF | 18.91 | 4.15 | 0.39 | 0 | 0.12 | 0 | 0 | -0.01 | -0.05 | -0.06 | 0 | 0.28 | 0.27 | 0.23 | 24.23 | 1226.188 | 0.51
D | 4002 | 2016-08-27 | 9 | OFF | 24.68 | 4.15 | 0.39 | 0 | 0.17 | 0 | 0 | 0.02 | -0.06 | -0.06 | 0 | 0.28 | 0.27 | 0.23 | 30.07 | 1364.867 | 0.56
D | 4002 | 2016-08-27 | 10 | OFF | 27.47 | 4.15 | 0.39 | 0 | 0.15 | 0 | 0 | -0.01 | -0.09 | -0.06 | 0 | 0.28 | 0.27 | 0.23 | 32.78 | 1482.966 | 0.54
D | 4002 | 2016-08-27 | 11 | OFF | 24.98 | 4.15 | 0.39 | 0 | 0.05 | 0 | 0 | -0.01 | -0.12 | -0.06 | 0 | 0.28 | 0.27 | 0.23 | 30.16 | 1568.48 | 0.44
D | 4002 | 2016-08-27 | 12 | OFF | 27.69 | 4.15 | 0.39 | 0 | 0.05 | 0 | 0 | -0.02 | -0.13 | -0.06 | 0 | 0.28 | 0.27 | 0.23 | 32.85 | 1630.398 | 0.44
D | 4002 | 2016-08-27 | 13 | OFF | 30.19 | 4.15 | 0.39 | 0 | 0.08 | 0 | 0 | -0.01 | -0.14 | -0.06 | 0 | 0.28 | 0.27 | 0.23 | 35.38 | 1673.004 | 0.47
D | 4002 | 2016-08-27 | 14 | OFF | 32.64 | 4.15 | 0.39 | 0 | 0.12 | 0 | 0 | -0.02 | -0.21 | -0.06 | 0 | 0.28 | 0.27 | 0.23 | 37.79 | 1705.845 | 0.51
D | 4002 | 2016-08-27 | 15 | OFF | 33.48 | 4.15 | 0.39 | 0 | 0.1 | 0 | 0 | 0.01 | -0.2 | -0.06 | 0 | 0.28 | 0.27 | 0.23 | 38.65 | 1726.159 | 0.49
D | 4002 | 2016-08-27 | 16 | OFF | 35.26 | 4.15 | 0.39 | 0 | 0.08 | 0 | 0 | -0.01 | -0.2 | -0.06 | 0 | 0.28 | 0.27 | 0.23 | 40.39 | 1745.982 | 0.47
D | 4002 | 2016-08-27 | 17 | OFF | 47.48 | 4.15 | 0.39 | 0 | 0.15 | 0 | 0.13 | -0.02 | -0.2 | -0.06 | 0 | 0.28 | 0.27 | 0.23 | 52.8 | 1759.676 | 0.67
D | 4002 | 2016-08-27 | 18 | OFF | 42.33 | 4.15 | 0.39 | 0 | 0.16 | 0 | 0 | -0.03 | -0.24 | -0.06 | 0 | 0.28 | 0.27 | 0.23 | 47.48 | 1754.151 | 0.55
D | 4002 | 2016-08-27 | 19 | OFF | 40.7 | 4.15 | 0.39 | 0 | 0.15 | 0 | 0 | -0.05 | -0.16 | -0.06 | 0 | 0.28 | 0.27 | 0.23 | 45.9 | 1703.368 | 0.54
D | 4002 | 2016-08-27 | 20 | OFF | 33.63 | 4.15 | 0.39 | 0 | 0.11 | 0 | 0 | -0.05 | -0.11 | -0.06 | 0 | 0.28 | 0.27 | 0.23 | 38.84 | 1664.446 | 0.5
D | 4002 | 2016-08-27 | 21 | OFF | 34.8 | 4.15 | 0.39 | 0 | 0.14 | 0 | 0 | -0.02 | -0.11 | -0.06 | 0 | 0.28 | 0.27 | 0.23 | 40.07 | 1637.328 | 0.53
D | 4002 | 2016-08-27 | 22 | OFF | 31.36 | 4.15 | 0.39 | 0 | 0.1 | 0 | 0 | -0.03 | -0.08 | -0.06 | 0 | 0.28 | 0.27 | 0.23 | 36.61 | 1530.12 | 0.49
D | 4002 | 2016-08-27 | 23 | OFF | 46.43 | 4.15 | 0.39 | 0 | 0.67 | 0 | 0.82 | -0.02 | -0.06 | -0.06 | 0 | 0.28 | 0.27 | 0.23 | 53.1 | 1393.077 | 1.88
D | 4002 | 2016-08-27 | 24 | OFF | 23.98 | 4.15 | 0.39 | 0 | 0.3 | 0 | 0 | -0.01 | -0.04 | -0.06 | 0 | 0.28 | 0.27 | 0.23 | 29.49 | 1255.826 | 0.69
D | 4002 | 2016-08-28 | 1 | OFF | 22.26 | 4.15 | 0.46 | 0 | 0.11 | 0 | 0 | -0.01 | 0 | -0.06 | 0 | 0.28 | 0.27 | 0.23 | 27.69 | 1153.418 | 0.57
D | 4002 | 2016-08-28 | 2 | OFF | 19.71 | 4.15 | 0.46 | 0 | 0.08 | 0 | 0 | -0.01 | 0 | -0.06 | 0 | 0.28 | 0.27 | 0.23 | 25.11 | 1082.988 | 0.54
D | 4002 | 2016-08-28 | 3 | OFF | 19.41 | 4.15 | 0.46 | 0 | 0.08 | 0 | 0 | -0.02 | -0.02 | -0.06 | 0 | 0.28 | 0.27 | 0.23 | 24.78 | 1040.852 | 0.54
D | 4002 | 2016-08-28 | 4 | OFF | 19.5 | 4.15 | 0.46 | 0 | 0.07 | 0 | 0 | -0.02 | -0.03 | -0.06 | 0 | 0.28 | 0.27 | 0.23 | 24.85 | 1014.73 | 0.53
D | 4002 | 2016-08-28 | 5 | OFF | 19.08 | 4.15 | 0.46 | 0 | 0.08 | 0 | 0 | -0.01 | -0.03 | -0.06 | 0 | 0.28 | 0.27 | 0.23 | 24.45 | 1007.08 | 0.54
D | 4002 | 2016-08-28 | 6 | OFF | 19.05 | 4.15 | 0.46 | 0 | 0.08 | 0 | 0 | 0 | -0.03 | -0.06 | 0 | 0.28 | 0.27 | 0.23 | 24.43 | 1021.6 | 0.54
D | 4002 | 2016-08-28 | 7 | OFF | 15.51 | 4.15 | 0.46 | 0 | 0.17 | 0 | 0 | 0.02 | 0.04 | -0.06 | 0 | 0.28 | 0.27 | 0.23 | 21.07 | 1050.292 | 0.63
D | 4002 | 2016-08-28 | 8 | OFF | 4.32 | 4.15 | 0.46 | 0 | 0.29 | 0 | 0 | 0 | -0.02 | -0.06 | 0 | 0.28 | 0.27 | 0.23 | 9.92 | 1142.091 | 0.75
D | 4002 | 2016-08-28 | 9 | OFF | 19.39 | 4.15 | 0.46 | 0 | 0.08 | 0 | 0 | 0.02 | -0.03 | -0.06 | 0 | 0.28 | 0.27 | 0.23 | 24.79 | 1279.407 | 0.54
D | 4002 | 2016-08-28 | 10 | OFF | 21.46 | 4.15 | 0.46 | 0 | 0.06 | 0 | 0 | 0.03 | -0.04 | -0.06 | 0 | 0.28 | 0.27 | 0.23 | 26.84 | 1398.129 | 0.52
D | 4002 | 2016-08-28 | 11 | OFF | 23.02 | 4.15 | 0.46 | 0 | 0.06 | 0 | 0 | 0.03 | -0.07 | -0.06 | 0 | 0.28 | 0.27 | 0.23 | 28.37 | 1484.814 | 0.52
D | 4002 | 2016-08-28 | 12 | OFF | 24.5 | 4.15 | 0.46 | 0 | 0.05 | 0 | 0 | 0.03 | -0.1 | -0.06 | 0 | 0.28 | 0.27 | 0.23 | 29.81 | 1550.142 | 0.51
D | 4002 | 2016-08-28 | 13 | OFF | 29.85 | 4.15 | 0.46 | 0 | 0.09 | 0 | 0 | 0 | -0.13 | -0.06 | 0 | 0.28 | 0.27 | 0.23 | 35.14 | 1599.662 | 0.55
D | 4002 | 2016-08-28 | 14 | OFF | 33.67 | 4.15 | 0.46 | 0 | 0.15 | 0 | 0.03 | -0.04 | -0.12 | -0.06 | 0 | 0.28 | 0.27 | 0.23 | 39.02 | 1642.845 | 0.64
D | 4002 | 2016-08-28 | 15 | OFF | 34.41 | 4.15 | 0.46 | 0 | 0.14 | 0 | 0.03 | -0.03 | -0.12 | -0.06 | 0 | 0.28 | 0.27 | 0.23 | 39.76 | 1681.261 | 0.63
D | 4002 | 2016-08-28 | 16 | OFF | 36 | 4.15 | 0.46 | 0 | 0.12 | 0 | 0.06 | -0.05 | -0.16 | -0.06 | 0 | 0.28 | 0.27 | 0.23 | 41.3 | 1721.432 | 0.64
D | 4002 | 2016-08-28 | 17 | OFF | 41.29 | 4.15 | 0.46 | 0 | 0.17 | 0 | 0.03 | -0.03 | -0.2 | -0.06 | 0 | 0.28 | 0.27 | 0.23 | 46.59 | 1756.639 | 0.66
D | 4002 | 2016-08-28 | 18 | OFF | 37.5 | 4.15 | 0.46 | 0 | 0.16 | 0 | 0 | -0.03 | -0.23 | -0.06 | 0 | 0.28 | 0.27 | 0.23 | 42.73 | 1774.89 | 0.62
D | 4002 | 2016-08-28 | 19 | OFF | 33.23 | 4.15 | 0.46 | 0 | 0.13 | 0 | 0 | 0.01 | -0.21 | -0.06 | 0 | 0.28 | 0.27 | 0.23 | 38.49 | 1730.045 | 0.59
D | 4002 | 2016-08-28 | 20 | OFF | 34.58 | 4.15 | 0.46 | 0 | 0.14 | 0 | 0 | -0.03 | -0.13 | -0.06 | 0 | 0.28 | 0.27 | 0.23 | 39.89 | 1702.698 | 0.6
D | 4002 | 2016-08-28 | 21 | OFF | 33.41 | 4.15 | 0.46 | 0 | 0.16 | 0 | 0 | 0 | -0.12 | -0.06 | 0 | 0.28 | 0.27 | 0.23 | 38.78 | 1670.683 | 0.62
D | 4002 | 2016-08-28 | 22 | OFF | 28.2 | 4.15 | 0.46 | 0 | 0.11 | 0 | 0 | -0.02 | -0.11 | -0.06 | 0 | 0.28 | 0.27 | 0.23 | 33.51 | 1548.594 | 0.57
D | 4002 | 2016-08-28 | 23 | OFF | 22.62 | 4.15 | 0.46 | 0 | 0.13 | 0 | 0 | -0.01 | -0.07 | -0.06 | 0 | 0.28 | 0.27 | 0.23 | 28 | 1398.401 | 0.59
D | 4002 | 2016-08-28 | 24 | OFF | 23.04 | 4.15 | 0.46 | 0 | 0.16 | 0 | 0 | -0.01 | -0.03 | -0.06 | 0 | 0.28 | 0.27 | 0.23 | 28.49 | 1271.576 | 0.62
D | 4002 | 2016-08-29 | 1 | OFF | 21.75 | 4.15 | 0.91 | 0 | 0.07 | 0 | 0 | -0.04 | -0.04 | -0.06 | 0 | 0.28 | 0.27 | 0.23 | 27.52 | 1188.739 | 0.98
D | 4002 | 2016-08-29 | 2 | OFF | 21.88 | 4.15 | 0.91 | 0 | 0.07 | 0 | 0 | -0.03 | -0.04 | -0.06 | 0 | 0.28 | 0.27 | 0.23 | 27.66 | 1131.868 | 0.98
D | 4002 | 2016-08-29 | 3 | OFF | 21.11 | 4.15 | 0.91 | 0 | 0.05 | 0 | 0 | -0.04 | -0.03 | -0.06 | 0 | 0.28 | 0.27 | 0.23 | 26.87 | 1100.067 | 0.96
D | 4002 | 2016-08-29 | 4 | OFF | 22.98 | 4.15 | 0.91 | 0 | 0.14 | 0 | 0 | 0.01 | -0.01 | -0.06 | 0 | 0.28 | 0.27 | 0.23 | 28.9 | 1095.273 | 1.05
D | 4002 | 2016-08-29 | 5 | OFF | 23.84 | 4.15 | 0.91 | 0 | 0.05 | 0 | 0 | 0.01 | -0.01 | -0.06 | 0 | 0.28 | 0.27 | 0.23 | 29.67 | 1130.204 | 0.96
D | 4002 | 2016-08-29 | 6 | OFF | 25.63 | 4.15 | 0.91 | 0 | 0.3 | 0 | 0 | 0.01 | -0.04 | -0.06 | 0 | 0.28 | 0.27 | 0.23 | 31.68 | 1232.119 | 1.21
D | 4002 | 2016-08-29 | 7 | OFF | 29.43 | 4.15 | 0.91 | 0 | 0.42 | 0 | 0 | -0.02 | -0.05 | -0.06 | 0 | 0.28 | 0.27 | 0.23 | 35.56 | 1379.408 | 1.33
D | 4002 | 2016-08-29 | 8 | ON | 49.52 | 4.15 | 0.91 | 0 | 0.63 | 0.92 | 0.02 | -0.01 | -0.09 | -0.06 | 0.05 | 0.28 | 0.27 | 0.23 | 56.82 | 1522.472 | 2.53
D | 4002 | 2016-08-29 | 9 | ON | 20.72 | 4.15 | 0.91 | 0 | 0.12 | 0.86 | 0 | 0.01 | -0.1 | -0.06 | 0 | 0.28 | 0.27 | 0.23 | 27.39 | 1633.611 | 1.89
D | 4002 | 2016-08-29 | 10 | ON | 21.44 | 4.15 | 0.91 | 0 | 0.06 | 0.82 | 0 | 0.03 | -0.12 | -0.06 | 0 | 0.28 | 0.27 | 0.23 | 28.01 | 1735.571 | 1.79
D | 4002 | 2016-08-29 | 11 | ON | 21.01 | 4.15 | 0.91 | 0 | 0.04 | 0.74 | 0 | 0.02 | -0.17 | -0.06 | 0.02 | 0.28 | 0.27 | 0.23 | 27.44 | 1825.444 | 1.71
D | 4002 | 2016-08-29 | 12 | ON | 29.22 | 4.15 | 0.91 | 0 | 0.07 | 0.7 | 0 | 0.03 | -0.24 | -0.06 | 0.03 | 0.28 | 0.27 | 0.23 | 35.59 | 1864.871 | 1.71
D | 4002 | 2016-08-29 | 13 | ON | 41.9 | 4.15 | 0.91 | 0 | 0.14 | 0.69 | 0 | -0.03 | -0.28 | -0.06 | 0.03 | 0.28 | 0.27 | 0.23 | 48.23 | 1873.887 | 1.77
D | 4002 | 2016-08-29 | 14 | ON | 39.3 | 4.15 | 0.91 | 0 | 0.11 | 0.74 | 0.05 | -0.02 | -0.3 | -0.06 | 0.04 | 0.28 | 0.27 | 0.23 | 45.7 | 1891.097 | 1.85
D | 4002 | 2016-08-29 | 15 | ON | 45.82 | 4.15 | 0.91 | 0 | 0.2 | 0.77 | 0 | -0.03 | -0.37 | -0.06 | 0.06 | 0.28 | 0.27 | 0.23 | 52.23 | 1881.442 | 1.94
D | 4002 | 2016-08-29 | 16 | ON | 43.11 | 4.15 | 0.91 | 0 | 0.2 | 0.76 | 0 | 0.02 | -0.45 | -0.06 | 0.05 | 0.28 | 0.27 | 0.23 | 49.47 | 1866.982 | 1.92
D | 4002 | 2016-08-29 | 17 | ON | 37.15 | 4.15 | 0.91 | 0 | 0.19 | 0.77 | 0 | -0.03 | -0.41 | -0.06 | 0.05 | 0.28 | 0.27 | 0.23 | 43.5 | 1848.905 | 1.92
D | 4002 | 2016-08-29 | 18 | ON | 31.76 | 4.15 | 0.91 | 0 | 0.07 | 0.73 | 0 | -0.02 | -0.35 | -0.06 | 0.04 | 0.28 | 0.27 | 0.23 | 38.01 | 1819.598 | 1.75
D | 4002 | 2016-08-29 | 19 | ON | 28.34 | 4.15 | 0.91 | 0 | 0.23 | 0.8 | 0 | -0.02 | -0.32 | -0.06 | 0 | 0.28 | 0.27 | 0.23 | 34.81 | 1764.632 | 1.94
D | 4002 | 2016-08-29 | 20 | ON | 23.86 | 4.15 | 0.91 | 0 | 0.12 | 0.83 | 0 | -0.02 | -0.27 | -0.06 | 0 | 0.28 | 0.27 | 0.23 | 30.3 | 1713.756 | 1.86
D | 4002 | 2016-08-29 | 21 | ON | 22.95 | 4.15 | 0.91 | 0 | 0.14 | 0.86 | 0 | 0.03 | -0.28 | -0.06 | 0 | 0.28 | 0.27 | 0.23 | 29.48 | 1665.48 | 1.91
D | 4002 | 2016-08-29 | 22 | ON | 20.45 | 4.15 | 0.91 | 0 | 0.1 | 0.93 | 0 | -0.01 | -0.21 | -0.06 | 0 | 0.28 | 0.27 | 0.23 | 27.04 | 1514.283 | 1.94
D | 4002 | 2016-08-29 | 23 | ON | -4.63 | 4.15 | 0.91 | 0 | 0.31 | 1.04 | 0 | 0.01 | -0.16 | -0.06 | 0 | 0.28 | 0.27 | 0.23 | 2.35 | 1341.776 | 2.26
D | 4002 | 2016-08-29 | 24 | OFF | -95.87 | 4.15 | 0.91 | 0 | 1.22 | 0 | 0 | 0.08 | 0.06 | -0.06 | 0 | 0.28 | 0.27 | 0.23 | -88.73 | 1193.389 | 2.13
D | 4002 | 2016-08-30 | 1 | OFF | 5.78 | 4.15 | 0.35 | 0 | 0.2 | 0 | 0 | -0.01 | 0.18 | -0.06 | 0 | 0.28 | 0.27 | 0.23 | 11.37 | 1096.847 | 0.55
D | 4002 | 2016-08-30 | 2 | OFF | 18.75 | 4.15 | 0.35 | 0 | 0.07 | 0 | 0 | -0.02 | -0.05 | -0.06 | 0 | 0.28 | 0.27 | 0.23 | 23.97 | 1040.178 | 0.42
D | 4002 | 2016-08-30 | 3 | OFF | -22.31 | 4.15 | 0.35 | 0 | 0.3 | 0 | 0 | -0.05 | -0.12 | -0.06 | 0 | 0.28 | 0.27 | 0.23 | -16.96 | 1005.147 | 0.65
D | 4002 | 2016-08-30 | 4 | OFF | 12.34 | 4.15 | 0.35 | 0 | 0.11 | 0 | 0 | -0.01 | -0.09 | -0.06 | 0 | 0.28 | 0.27 | 0.23 | 17.57 | 991.851 | 0.46
D | 4002 | 2016-08-30 | 5 | OFF | 16.9 | 4.15 | 0.35 | 0 | 0.09 | 0 | 0 | -0.01 | -0.07 | -0.06 | 0 | 0.28 | 0.27 | 0.23 | 22.13 | 1016.067 | 0.44
D | 4002 | 2016-08-30 | 6 | OFF | 17.99 | 4.15 | 0.35 | 0 | 0.36 | 0 | 0 | 0.02 | -0.07 | -0.06 | 0 | 0.28 | 0.27 | 0.23 | 23.52 | 1104.888 | 0.71
D | 4002 | 2016-08-30 | 7 | OFF | 22.24 | 4.15 | 0.35 | 0 | 0.52 | 0 | 0 | -0.01 | -0.08 | -0.06 | 0 | 0.28 | 0.27 | 0.23 | 27.89 | 1245.625 | 0.87
D | 4002 | 2016-08-30 | 8 | ON | 19.77 | 4.15 | 0.35 | 0 | 0.37 | 1.13 | 0 | 0 | -0.07 | -0.06 | 0 | 0.28 | 0.27 | 0.23 | 26.42 | 1352.753 | 1.85
D | 4002 | 2016-08-30 | 9 | ON | 20.18 | 4.15 | 0.35 | 0 | 0.11 | 1.06 | 0 | -0.01 | -0.08 | -0.06 | 0 | 0.28 | 0.27 | 0.23 | 26.48 | 1436.599 | 1.52
D | 4002 | 2016-08-30 | 10 | ON | 20.34 | 4.15 | 0.35 | 0 | 0.11 | 0.99 | 0 | 0.02 | -0.09 | -0.06 | 0 | 0.28 | 0.27 | 0.23 | 26.59 | 1507.63 | 1.45
D | 4002 | 2016-08-30 | 11 | ON | 21.1 | 4.15 | 0.35 | 0 | 0.06 | 0.95 | 0 | 0.01 | -0.11 | -0.06 | 0 | 0.28 | 0.27 | 0.23 | 27.23 | 1572.539 | 1.36
D | 4002 | 2016-08-30 | 12 | ON | 21.9 | 4.15 | 0.35 | 0 | 0.05 | 0.92 | 0 | -0.06 | -0.13 | -0.06 | 0 | 0.28 | 0.27 | 0.23 | 27.9 | 1615.897 | 1.32
D | 4002 | 2016-08-30 | 13 | ON | 23.74 | 4.15 | 0.35 | 0 | 0.05 | 0.92 | 0 | -0.02 | -0.15 | -0.06 | 0 | 0.28 | 0.27 | 0.23 | 29.76 | 1646.569 | 1.32
D | 4002 | 2016-08-30 | 14 | ON | 24.3 | 4.15 | 0.35 | 0 | 0.06 | 0.89 | 0 | -0.01 | -0.17 | -0.06 | 0.02 | 0.28 | 0.27 | 0.23 | 30.31 | 1693.638 | 1.32
D | 4002 | 2016-08-30 | 15 | ON | 26.35 | 4.15 | 0.35 | 0 | 0.05 | 0.82 | 0 | -0.04 | -0.21 | -0.06 | 0.03 | 0.28 | 0.27 | 0.23 | 32.22 | 1709.843 | 1.25
D | 4002 | 2016-08-30 | 16 | ON | 28.02 | 4.15 | 0.35 | 0 | 0.07 | 0.81 | 0 | -0.04 | -0.26 | -0.06 | 0.03 | 0.28 | 0.27 | 0.23 | 33.85 | 1719.761 | 1.26
D | 4002 | 2016-08-30 | 17 | ON | 31.06 | 4.15 | 0.35 | 0 | 0.06 | 0.83 | 0 | -0.04 | -0.24 | -0.06 | 0.03 | 0.28 | 0.27 | 0.23 | 36.92 | 1731.578 | 1.27
D | 4002 | 2016-08-30 | 18 | ON | 37.72 | 4.15 | 0.35 | 0 | 0.15 | 0.82 | 0 | -0.06 | -0.23 | -0.06 | 0.03 | 0.28 | 0.27 | 0.23 | 43.65 | 1722.733 | 1.35
D | 4002 | 2016-08-30 | 19 | ON | 33.17 | 4.15 | 0.35 | 0 | 0.16 | 0.86 | 0 | -0.01 | -0.17 | -0.06 | 0 | 0.28 | 0.27 | 0.23 | 39.23 | 1698.441 | 1.37
D | 4002 | 2016-08-30 | 20 | ON | 36.65 | 4.15 | 0.35 | 0 | 0.16 | 0.87 | 0 | -0.07 | -0.17 | -0.06 | 0 | 0.28 | 0.27 | 0.23 | 42.66 | 1689.282 | 1.38
D | 4002 | 2016-08-30 | 21 | ON | 32.28 | 4.15 | 0.35 | 0 | 0.17 | 0.89 | 0 | 0 | -0.12 | -0.06 | 0 | 0.28 | 0.27 | 0.23 | 38.44 | 1649.603 | 1.41
D | 4002 | 2016-08-30 | 22 | ON | 24.79 | 4.15 | 0.35 | 0 | 0.08 | 0.96 | 0 | -0.02 | -0.09 | -0.06 | 0 | 0.28 | 0.27 | 0.23 | 30.94 | 1507.903 | 1.39
D | 4002 | 2016-08-30 | 23 | ON | 23.68 | 4.15 | 0.35 | 0 | 0.12 | 1.06 | 0 | -0.06 | -0.04 | -0.06 | 0 | 0.28 | 0.27 | 0.23 | 29.98 | 1336.398 | 1.53
D | 4002 | 2016-08-30 | 24 | OFF | 22.71 | 4.15 | 0.35 | 0 | 0.12 | 0 | 0 | -0.01 | -0.03 | -0.06 | 0 | 0.28 | 0.27 | 0.23 | 28.01 | 1195.062 | 0.47
D | 4002 | 2016-08-31 | 1 | OFF | 18.97 | 4.15 | 0.1 | 0 | 0.09 | 0 | 0 | -0.02 | -0.02 | -0.06 | 0 | 0.28 | 0.27 | 0.23 | 23.99 | 1103.732 | 0.19
D | 4002 | 2016-08-31 | 2 | OFF | 21.55 | 4.15 | 0.1 | 0 | 0.08 | 0 | 0 | 0 | -0.02 | -0.06 | 0 | 0.28 | 0.27 | 0.23 | 26.58 | 1050.748 | 0.18
D | 4002 | 2016-08-31 | 3 | OFF | 22.17 | 4.15 | 0.1 | 0 | 0.07 | 0 | 0 | -0.03 | 0.02 | -0.06 | 0 | 0.28 | 0.27 | 0.23 | 27.2 | 1019.33 | 0.17
D | 4002 | 2016-08-31 | 4 | OFF | 21.17 | 4.15 | 0.1 | 0 | 0.07 | 0 | 0 | -0.01 | 0.01 | -0.06 | 0 | 0.28 | 0.27 | 0.23 | 26.21 | 1008.943 | 0.17
D | 4002 | 2016-08-31 | 5 | OFF | 22.23 | 4.15 | 0.1 | 0 | 0.07 | 0 | 0 | -0.1 | -0.01 | -0.06 | 0 | 0.28 | 0.27 | 0.23 | 27.16 | 1040.551 | 0.17
D | 4002 | 2016-08-31 | 6 | OFF | 23.4 | 4.15 | 0.1 | 0 | 0.11 | 0 | 0 | 0.01 | -0.06 | -0.06 | 0 | 0.28 | 0.27 | 0.23 | 28.43 | 1140.626 | 0.21
D | 4002 | 2016-08-31 | 7 | OFF | 23.47 | 4.15 | 0.1 | 0 | 0.14 | 0 | 0 | 0.07 | -0.06 | -0.06 | 0 | 0.28 | 0.27 | 0.23 | 28.59 | 1297.509 | 0.24
D | 4002 | 2016-08-31 | 8 | ON | 32.61 | 4.15 | 0.1 | 0 | 0.27 | 1.1 | 0 | -0.01 | -0.05 | -0.06 | 0.01 | 0.28 | 0.27 | 0.23 | 38.9 | 1405.635 | 1.48
D | 4002 | 2016-08-31 | 9 | ON | 28.43 | 4.15 | 0.1 | 0 | 0.16 | 1.01 | 0 | -0.03 | -0.1 | -0.06 | 0.01 | 0.28 | 0.27 | 0.23 | 34.45 | 1482.409 | 1.28
D | 4002 | 2016-08-31 | 10 | ON | 29.15 | 4.15 | 0.1 | 0 | 0.09 | 0.97 | 0 | 0.02 | -0.07 | -0.06 | 0.01 | 0.28 | 0.27 | 0.23 | 35.14 | 1542.463 | 1.17
D | 4002 | 2016-08-31 | 11 | ON | 27.04 | 4.15 | 0.1 | 0 | 0.07 | 0.93 | 0 | 0.01 | -0.11 | -0.06 | 0.01 | 0.28 | 0.27 | 0.23 | 32.92 | 1593.657 | 1.11
D | 4002 | 2016-08-31 | 12 | ON | 25 | 4.15 | 0.1 | 0 | 0.06 | 0.92 | 0 | 0 | -0.15 | -0.06 | 0.01 | 0.28 | 0.27 | 0.23 | 30.81 | 1650.488 | 1.09
D | 4002 | 2016-08-31 | 13 | ON | 25.22 | 4.15 | 0.1 | 0 | 0.05 | 0.91 | 0 | 0 | -0.23 | -0.06 | 0.04 | 0.28 | 0.27 | 0.23 | 30.96 | 1690.468 | 1.1
D | 4002 | 2016-08-31 | 14 | ON | 23.68 | 4.15 | 0.1 | 0 | 0.04 | 0.9 | 0 | -0.02 | -0.27 | -0.06 | 0.03 | 0.28 | 0.27 | 0.23 | 29.33 | 1731.976 | 1.07
D | 4002 | 2016-08-31 | 15 | ON | 21.99 | 4.15 | 0.1 | 0 | 0.04 | 0.9 | 0 | -0.01 | -0.31 | -0.06 | 0.04 | 0.28 | 0.27 | 0.23 | 27.62 | 1742.412 | 1.08
D | 4002 | 2016-08-31 | 16 | ON | 22.45 | 4.15 | 0.1 | 0 | 0.04 | 0.9 | 0 | 0.02 | -0.34 | -0.06 | 0.04 | 0.28 | 0.27 | 0.23 | 28.08 | 1738.827 | 1.08
D | 4002 | 2016-08-31 | 17 | ON | 24.44 | 4.15 | 0.1 | 0 | 0.05 | 0.89 | 0 | -0.02 | -0.34 | -0.06 | 0.03 | 0.28 | 0.27 | 0.23 | 30.02 | 1737.116 | 1.07
D | 4002 | 2016-08-31 | 18 | ON | 24.27 | 4.15 | 0.1 | 0 | 0.05 | 0.89 | 0 | -0.03 | -0.31 | -0.06 | 0.03 | 0.28 | 0.27 | 0.23 | 29.87 | 1739.504 | 1.07
D | 4002 | 2016-08-31 | 19 | ON | 24.96 | 4.15 | 0.1 | 0 | 0.06 | 0.9 | 0 | -0.04 | -0.25 | -0.06 | 0 | 0.28 | 0.27 | 0.23 | 30.6 | 1729.247 | 1.06
D | 4002 | 2016-08-31 | 20 | ON | 28.14 | 4.15 | 0.1 | 0 | 0.06 | 0.89 | 0 | -0.08 | -0.23 | -0.06 | 0 | 0.28 | 0.27 | 0.23 | 33.75 | 1747.885 | 1.05
D | 4002 | 2016-08-31 | 21 | ON | 28.16 | 4.15 | 0.1 | 0 | 0.09 | 0.9 | 0 | 0 | -0.24 | -0.06 | 0 | 0.28 | 0.27 | 0.23 | 33.88 | 1717.722 | 1.09
D | 4002 | 2016-08-31 | 22 | ON | 24.77 | 4.15 | 0.1 | 0 | 0.08 | 0.96 | 0 | -0.06 | -0.12 | -0.06 | 0 | 0.28 | 0.27 | 0.23 | 30.6 | 1587.002 | 1.14
D | 4002 | 2016-08-31 | 23 | ON | 29.03 | 4.15 | 0.1 | 0 | 0.12 | 1.05 | 0 | -0.08 | -0.03 | -0.06 | 0 | 0.28 | 0.27 | 0.23 | 35.06 | 1425.666 | 1.27
D | 4002 | 2016-08-31 | 24 | OFF | 25.8 | 4.15 | 0.1 | 0 | 0.13 | 0 | 0 | -0.04 | -0.05 | -0.06 | 0 | 0.28 | 0.27 | 0.23 | 30.81 | 1293.762 | 0.23
T | 744 lines

## whlsecost_hourly_4002_201609
C | Hourly Wholesale Load Cost Report
C | Filename: whlsecost_hourly_4002_201609.csv
C | Report for: 09 2016
C | Report generated: 02/28/2017 15:37:00 EST
H | Location ID | Local Date | Local Hour | OnOffPeak | RTLMP | Capacity | First Contingency | Second Contingency | Regulation | Forward Reserves | Real-Time Reserves | Inadvertent | Marginal Loss Rev Fund | Auction Rev Rights | Price Responsive Demand Cost | ISO Sched 2 | ISO Sched 3 | NEPOOL Exp | Total Cost | RTLO | Total Ancillary & NCPC
H | Number | Date | Number | String | Number | Number | Number | Number | Number | Number | Number | Number | Number | Number | Number | Number | Number | Number | Number | Number
D | 4002 | 2016-09-01 | 1 | OFF | 24.8 | 3.93 | 0.59 | 0 | 0.07 | 0 | 0 | -0.01 | -0.03 | -0.08 | 0 | 0.28 | 0.28 | 0.23 | 30.06 | 1202.144 | 0.66
D | 4002 | 2016-09-01 | 2 | OFF | 26.12 | 3.93 | 0.59 | 0 | 0.08 | 0 | 0 | -0.03 | -0.04 | -0.08 | 0 | 0.28 | 0.28 | 0.23 | 31.36 | 1147.813 | 0.67
D | 4002 | 2016-09-01 | 3 | OFF | 24.29 | 3.93 | 0.59 | 0 | 0.07 | 0 | 0 | -0.02 | -0.03 | -0.08 | 0 | 0.28 | 0.28 | 0.23 | 29.54 | 1111.748 | 0.66
D | 4002 | 2016-09-01 | 4 | OFF | 23.35 | 3.93 | 0.59 | 0 | 0.06 | 0 | 0 | -0.01 | -0.02 | -0.08 | 0 | 0.28 | 0.28 | 0.23 | 28.61 | 1096.785 | 0.65
D | 4002 | 2016-09-01 | 5 | OFF | 23.22 | 3.93 | 0.59 | 0 | 0.06 | 0 | 0 | -0.01 | -0.03 | -0.08 | 0 | 0.28 | 0.28 | 0.23 | 28.47 | 1123.665 | 0.65
D | 4002 | 2016-09-01 | 6 | OFF | 24.46 | 3.93 | 0.59 | 0 | 0.08 | 0 | 0 | 0 | -0.04 | -0.08 | 0 | 0.28 | 0.28 | 0.23 | 29.73 | 1221.64 | 0.67
D | 4002 | 2016-09-01 | 7 | OFF | 39.93 | 3.93 | 0.59 | 0 | 0.24 | 0 | 0.42 | 0 | -0.03 | -0.08 | 0 | 0.28 | 0.28 | 0.23 | 45.79 | 1386.602 | 1.25
D | 4002 | 2016-09-01 | 8 | ON | 38.85 | 3.93 | 0.59 | 0 | 0.24 | 1.11 | 0 | -0.03 | -0.05 | -0.08 | 0.01 | 0.28 | 0.28 | 0.23 | 45.36 | 1488.982 | 1.95
D | 4002 | 2016-09-01 | 9 | ON | 38.5 | 3.93 | 0.59 | 0 | 0.14 | 1.07 | 0 | 0.03 | -0.07 | -0.08 | 0.01 | 0.28 | 0.28 | 0.23 | 44.91 | 1561.887 | 1.81
D | 4002 | 2016-09-01 | 10 | ON | 37.65 | 3.93 | 0.59 | 0 | 0.12 | 1.04 | 0 | 0.02 | -0.11 | -0.08 | 0.01 | 0.28 | 0.28 | 0.23 | 43.96 | 1606.593 | 1.76
D | 4002 | 2016-09-01 | 11 | ON | 27.34 | 3.93 | 0.59 | 0 | 0.06 | 0.93 | 0 | 0.01 | -0.12 | -0.08 | 0.01 | 0.28 | 0.28 | 0.23 | 33.46 | 1655.524 | 1.59
D | 4002 | 2016-09-01 | 12 | ON | 31.38 | 3.93 | 0.59 | 0 | 0.12 | 0.92 | 0 | -0.03 | -0.13 | -0.08 | 0.01 | 0.28 | 0.28 | 0.23 | 37.5 | 1688.841 | 1.64
D | 4002 | 2016-09-01 | 13 | ON | 24.1 | 3.93 | 0.59 | 0 | 0.06 | 0.92 | 0 | 0.01 | -0.15 | -0.08 | 0.01 | 0.28 | 0.28 | 0.23 | 30.18 | 1702.513 | 1.58
D | 4002 | 2016-09-01 | 14 | ON | 22.18 | 3.93 | 0.59 | 0 | 0.04 | 1.04 | 0 | 0.01 | -0.17 | -0.08 | 0.01 | 0.28 | 0.28 | 0.23 | 28.34 | 1723.713 | 1.68
D | 4002 | 2016-09-01 | 15 | ON | 20.94 | 3.93 | 0.59 | 0 | 0.06 | 1.05 | 0 | 0 | -0.18 | -0.08 | 0.01 | 0.28 | 0.28 | 0.23 | 27.11 | 1735.568 | 1.71
D | 4002 | 2016-09-01 | 16 | ON | 21.29 | 3.93 | 0.59 | 0 | 0.06 | 1.04 | 0 | -0.03 | -0.19 | -0.08 | 0.02 | 0.28 | 0.28 | 0.23 | 27.42 | 1736.095 | 1.71
D | 4002 | 2016-09-01 | 17 | ON | 23.49 | 3.93 | 0.59 | 0 | 0.05 | 1.04 | 0 | -0.02 | -0.2 | -0.08 | 0.02 | 0.28 | 0.28 | 0.23 | 29.61 | 1721.596 | 1.7
D | 4002 | 2016-09-01 | 18 | ON | 21.34 | 3.93 | 0.59 | 0 | 0.08 | 1.04 | 0 | -0.01 | -0.18 | -0.08 | 0.02 | 0.28 | 0.28 | 0.23 | 27.52 | 1696.66 | 1.73
D | 4002 | 2016-09-01 | 19 | ON | 21.16 | 3.93 | 0.59 | 0 | 0.08 | 1.05 | 0 | 0 | -0.16 | -0.08 | 0 | 0.28 | 0.28 | 0.23 | 27.36 | 1669.94 | 1.72
D | 4002 | 2016-09-01 | 20 | ON | 25.2 | 3.93 | 0.59 | 0 | 0.08 | 1.05 | 0 | -0.04 | -0.15 | -0.08 | 0 | 0.28 | 0.28 | 0.23 | 31.37 | 1669.762 | 1.72
D | 4002 | 2016-09-01 | 21 | ON | 24.68 | 3.93 | 0.59 | 0 | 0.05 | 1.06 | 0 | 0.01 | -0.13 | -0.08 | 0 | 0.28 | 0.28 | 0.23 | 30.9 | 1638.72 | 1.7
D | 4002 | 2016-09-01 | 22 | ON | 23.05 | 3.93 | 0.59 | 0 | 0.08 | 1.13 | 0 | -0.03 | -0.08 | -0.08 | 0 | 0.28 | 0.28 | 0.23 | 29.38 | 1508.729 | 1.8
D | 4002 | 2016-09-01 | 23 | ON | 27.93 | 3.93 | 0.59 | 0 | 0.22 | 1.26 | 0 | -0.02 | -0.02 | -0.08 | 0 | 0.28 | 0.28 | 0.23 | 34.6 | 1342.541 | 2.07
D | 4002 | 2016-09-01 | 24 | OFF | 21.54 | 3.93 | 0.59 | 0 | 0.19 | 0 | 0 | -0.02 | -0.01 | -0.08 | 0 | 0.28 | 0.28 | 0.23 | 26.93 | 1196.803 | 0.78
D | 4002 | 2016-09-02 | 1 | OFF | 6.41 | 3.93 | 0.35 | 0 | 0.15 | 0 | 0 | -0.01 | -0.11 | -0.08 | 0 | 0.28 | 0.28 | 0.23 | 11.43 | 1098.524 | 0.5
D | 4002 | 2016-09-02 | 2 | OFF | 20.16 | 3.93 | 0.35 | 0 | 0.08 | 0 | 0 | -0.01 | -0.05 | -0.08 | 0 | 0.28 | 0.28 | 0.23 | 25.17 | 1038.481 | 0.43
D | 4002 | 2016-09-02 | 3 | OFF | 21.11 | 3.93 | 0.35 | 0 | 0.08 | 0 | 0 | -0.02 | -0.03 | -0.08 | 0 | 0.28 | 0.28 | 0.23 | 26.13 | 1003.56 | 0.43
D | 4002 | 2016-09-02 | 4 | OFF | 4.86 | 3.93 | 0.35 | 0 | 0.16 | 0 | 0 | -0.01 | -0.07 | -0.08 | 0 | 0.28 | 0.28 | 0.23 | 9.93 | 990.409 | 0.51
D | 4002 | 2016-09-02 | 5 | OFF | 14.13 | 3.93 | 0.35 | 0 | 0.12 | 0 | 0 | -0.04 | -0.03 | -0.08 | 0 | 0.28 | 0.28 | 0.23 | 19.17 | 1013.006 | 0.47
D | 4002 | 2016-09-02 | 6 | OFF | 20.58 | 3.93 | 0.35 | 0 | 0.07 | 0 | 0 | 0.01 | -0.06 | -0.08 | 0 | 0.28 | 0.28 | 0.23 | 25.59 | 1096.357 | 0.42
D | 4002 | 2016-09-02 | 7 | OFF | 20.71 | 3.93 | 0.35 | 0 | 0.19 | 0 | 0 | 0.01 | -0.08 | -0.08 | 0 | 0.28 | 0.28 | 0.23 | 25.82 | 1220.508 | 0.54
D | 4002 | 2016-09-02 | 8 | ON | 20.47 | 3.93 | 0.35 | 0 | 0.24 | 1.34 | 0 | 0 | -0.09 | -0.08 | 0 | 0.28 | 0.28 | 0.23 | 26.95 | 1336.123 | 1.93
D | 4002 | 2016-09-02 | 9 | ON | 21.29 | 3.93 | 0.35 | 0 | 0.07 | 1.27 | 0 | -0.01 | -0.07 | -0.08 | 0 | 0.28 | 0.28 | 0.23 | 27.54 | 1429.271 | 1.69
D | 4002 | 2016-09-02 | 10 | ON | 22.06 | 3.93 | 0.35 | 0 | 0.06 | 1.21 | 0 | 0.02 | -0.08 | -0.08 | 0 | 0.28 | 0.28 | 0.23 | 28.26 | 1503.75 | 1.62
D | 4002 | 2016-09-02 | 11 | ON | 19.58 | 3.93 | 0.35 | 0 | 0.05 | 1.18 | 0 | -0.03 | -0.08 | -0.08 | 0 | 0.28 | 0.28 | 0.23 | 25.69 | 1551.708 | 1.58
D | 4002 | 2016-09-02 | 12 | ON | 19.53 | 3.93 | 0.35 | 0 | 0.05 | 1.06 | 0 | 0.02 | -0.11 | -0.08 | 0 | 0.28 | 0.28 | 0.23 | 25.54 | 1581.881 | 1.46
D | 4002 | 2016-09-02 | 13 | ON | 18.79 | 3.93 | 0.35 | 0 | 0.06 | 1.14 | 0 | -0.01 | -0.09 | -0.08 | 0 | 0.28 | 0.28 | 0.23 | 24.88 | 1586.721 | 1.55
D | 4002 | 2016-09-02 | 14 | ON | 18.91 | 3.93 | 0.35 | 0 | 0.06 | 1.13 | 0 | 0 | -0.1 | -0.08 | 0 | 0.28 | 0.28 | 0.23 | 24.99 | 1591.124 | 1.54
D | 4002 | 2016-09-02 | 15 | ON | 19.12 | 3.93 | 0.35 | 0 | 0.06 | 1.12 | 0 | -0.01 | -0.1 | -0.08 | 0 | 0.28 | 0.28 | 0.23 | 25.18 | 1586.008 | 1.53
D | 4002 | 2016-09-02 | 16 | ON | 18.73 | 3.93 | 0.35 | 0 | 0.06 | 1.12 | 0 | -0.01 | -0.12 | -0.08 | 0 | 0.28 | 0.28 | 0.23 | 24.77 | 1574.248 | 1.53
D | 4002 | 2016-09-02 | 17 | ON | 20.23 | 3.93 | 0.35 | 0 | 0.06 | 1.11 | 0 | -0.01 | -0.13 | -0.08 | 0.01 | 0.28 | 0.28 | 0.23 | 26.26 | 1569.33 | 1.53
D | 4002 | 2016-09-02 | 18 | ON | 18.93 | 3.93 | 0.35 | 0 | 0.06 | 1.12 | 0 | 0 | -0.12 | -0.08 | 0 | 0.28 | 0.28 | 0.23 | 24.98 | 1556.613 | 1.53
D | 4002 | 2016-09-02 | 19 | ON | 18.49 | 3.93 | 0.35 | 0 | 0.06 | 1.15 | 0 | -0.01 | -0.1 | -0.08 | 0 | 0.28 | 0.28 | 0.23 | 24.58 | 1513.004 | 1.56
D | 4002 | 2016-09-02 | 20 | ON | 18.53 | 3.93 | 0.35 | 0 | 0.06 | 1.17 | 0 | -0.01 | -0.09 | -0.08 | 0 | 0.28 | 0.28 | 0.23 | 24.65 | 1501.726 | 1.58
D | 4002 | 2016-09-02 | 21 | ON | 18.57 | 3.93 | 0.35 | 0 | 0.06 | 1.19 | 0 | 0 | -0.09 | -0.08 | 0 | 0.28 | 0.28 | 0.23 | 24.72 | 1472.425 | 1.6
D | 4002 | 2016-09-02 | 22 | ON | 21.19 | 3.93 | 0.35 | 0 | 0.12 | 1.26 | 0 | -0.02 | -0.07 | -0.08 | 0 | 0.28 | 0.28 | 0.23 | 27.47 | 1367.414 | 1.73
D | 4002 | 2016-09-02 | 23 | ON | 21.84 | 3.93 | 0.35 | 0 | 0.16 | 1.38 | 0 | -0.02 | -0.02 | -0.08 | 0 | 0.28 | 0.28 | 0.23 | 28.33 | 1231.618 | 1.89
D | 4002 | 2016-09-02 | 24 | OFF | 21.51 | 3.93 | 0.35 | 0 | 0.22 | 0 | 0 | 0.01 | 0 | -0.08 | 0 | 0.28 | 0.28 | 0.23 | 26.73 | 1106.567 | 0.57
D | 4002 | 2016-09-03 | 1 | OFF | 19.93 | 3.93 | 0.11 | 0 | 0.14 | 0 | 0 | -0.02 | -0.04 | -0.08 | 0 | 0.28 | 0.28 | 0.23 | 24.76 | 1011.58 | 0.25
D | 4002 | 2016-09-03 | 2 | OFF | 23.92 | 3.93 | 0.11 | 0 | 0.2 | 0 | 0 | -0.01 | 0.01 | -0.08 | 0 | 0.28 | 0.28 | 0.23 | 28.87 | 956.245 | 0.31
D | 4002 | 2016-09-03 | 3 | OFF | 16.9 | 3.93 | 0.11 | 0 | 0.17 | 0 | 0 | 0 | 0.03 | -0.08 | 0 | 0.28 | 0.28 | 0.23 | 21.85 | 921.004 | 0.28
D | 4002 | 2016-09-03 | 4 | OFF | 16.15 | 3.93 | 0.11 | 0 | 0.17 | 0 | 0 | -0.02 | 0.03 | -0.08 | 0 | 0.28 | 0.28 | 0.23 | 21.08 | 903.951 | 0.28
D | 4002 | 2016-09-03 | 5 | OFF | 14.08 | 3.93 | 0.11 | 0 | 0.14 | 0 | 0 | 0.01 | 0.02 | -0.08 | 0 | 0.28 | 0.28 | 0.23 | 19 | 905.557 | 0.25
D | 4002 | 2016-09-03 | 6 | OFF | 18.42 | 3.93 | 0.11 | 0 | 0.19 | 0 | 0 | -0.03 | 0.03 | -0.08 | 0 | 0.28 | 0.28 | 0.23 | 23.36 | 938.197 | 0.3
D | 4002 | 2016-09-03 | 7 | OFF | 19.15 | 3.93 | 0.11 | 0 | 0.32 | 0 | 0 | -0.01 | 0.03 | -0.08 | 0 | 0.28 | 0.28 | 0.23 | 24.24 | 979.791 | 0.43
D | 4002 | 2016-09-03 | 8 | OFF | 19.09 | 3.93 | 0.11 | 0 | 0.3 | 0 | 0 | -0.03 | -0.03 | -0.08 | 0 | 0.28 | 0.28 | 0.23 | 24.08 | 1054.952 | 0.41
D | 4002 | 2016-09-03 | 9 | OFF | 27.05 | 3.93 | 0.11 | 0 | 0.37 | 0 | 0.03 | 0.02 | -0.07 | -0.08 | 0 | 0.28 | 0.28 | 0.23 | 32.15 | 1163.135 | 0.51
D | 4002 | 2016-09-03 | 10 | OFF | 32.16 | 3.93 | 0.11 | 0 | 0.38 | 0 | 0.19 | 0.08 | -0.06 | -0.08 | 0 | 0.28 | 0.28 | 0.23 | 37.5 | 1240.782 | 0.68
D | 4002 | 2016-09-03 | 11 | OFF | 19.42 | 3.93 | 0.11 | 0 | 0.16 | 0 | 0 | 0.02 | -0.06 | -0.08 | 0 | 0.28 | 0.28 | 0.23 | 24.29 | 1285.131 | 0.27
D | 4002 | 2016-09-03 | 12 | OFF | 14.17 | 3.93 | 0.11 | 0 | 0.13 | 0 | 0 | 0.02 | -0.07 | -0.08 | 0 | 0.28 | 0.28 | 0.23 | 19 | 1302.394 | 0.24
D | 4002 | 2016-09-03 | 13 | OFF | 14.34 | 3.93 | 0.11 | 0 | 0.1 | 0 | 0 | 0.01 | -0.09 | -0.08 | 0 | 0.28 | 0.28 | 0.23 | 19.11 | 1305.48 | 0.21
D | 4002 | 2016-09-03 | 14 | OFF | 14.58 | 3.93 | 0.11 | 0 | 0.08 | 0 | 0 | 0.02 | -0.09 | -0.08 | 0 | 0.28 | 0.28 | 0.23 | 19.34 | 1305.714 | 0.19
D | 4002 | 2016-09-03 | 15 | OFF | 12.66 | 3.93 | 0.11 | 0 | 0.12 | 0 | 0 | 0.01 | -0.11 | -0.08 | 0 | 0.28 | 0.28 | 0.23 | 17.43 | 1307.505 | 0.23
D | 4002 | 2016-09-03 | 16 | OFF | 12.53 | 3.93 | 0.11 | 0 | 0.1 | 0 | 0 | 0.01 | -0.13 | -0.08 | 0 | 0.28 | 0.28 | 0.23 | 17.26 | 1316.573 | 0.21
D | 4002 | 2016-09-03 | 17 | OFF | 12.04 | 3.93 | 0.11 | 0 | 0.1 | 0 | 0 | 0.01 | -0.11 | -0.08 | 0 | 0.28 | 0.28 | 0.23 | 16.79 | 1331.454 | 0.21
D | 4002 | 2016-09-03 | 18 | OFF | 15.29 | 3.93 | 0.11 | 0 | 0.11 | 0 | 0 | -0.01 | -0.12 | -0.08 | 0 | 0.28 | 0.28 | 0.23 | 20.02 | 1338.858 | 0.22
D | 4002 | 2016-09-03 | 19 | OFF | 16.78 | 3.93 | 0.11 | 0 | 0.13 | 0 | 0 | -0.02 | -0.13 | -0.08 | 0 | 0.28 | 0.28 | 0.23 | 21.51 | 1334.315 | 0.24
D | 4002 | 2016-09-03 | 20 | OFF | 13.88 | 3.93 | 0.11 | 0 | 0.1 | 0 | 0 | -0.01 | -0.12 | -0.08 | 0 | 0.28 | 0.28 | 0.23 | 18.6 | 1350.76 | 0.21
D | 4002 | 2016-09-03 | 21 | OFF | 16.24 | 3.93 | 0.11 | 0 | 0.11 | 0 | 0 | 0 | -0.11 | -0.08 | 0 | 0.28 | 0.28 | 0.23 | 20.99 | 1332.332 | 0.22
D | 4002 | 2016-09-03 | 22 | OFF | 14.31 | 3.93 | 0.11 | 0 | 0.13 | 0 | 0 | -0.03 | -0.05 | -0.08 | 0 | 0.28 | 0.28 | 0.23 | 19.11 | 1243.035 | 0.24
D | 4002 | 2016-09-03 | 23 | OFF | 13.81 | 3.93 | 0.11 | 0 | 0.33 | 0 | 0 | -0.05 | -0.03 | -0.08 | 0 | 0.28 | 0.28 | 0.23 | 18.81 | 1134.356 | 0.44
D | 4002 | 2016-09-03 | 24 | OFF | 18.16 | 3.93 | 0.11 | 0 | 0.7 | 0 | 0 | -0.06 | -0.03 | -0.08 | 0 | 0.28 | 0.28 | 0.23 | 23.52 | 1026.197 | 0.81
D | 4002 | 2016-09-04 | 1 | OFF | 10.79 | 3.93 | 0.38 | 0 | 0.17 | 0 | 0 | 0.03 | -0.02 | -0.08 | 0 | 0.28 | 0.28 | 0.23 | 15.99 | 949.274 | 0.55
D | 4002 | 2016-09-04 | 2 | OFF | 4.84 | 3.93 | 0.38 | 0 | 0.14 | 0 | 0 | 0.03 | -0.06 | -0.08 | 0 | 0.28 | 0.28 | 0.23 | 9.97 | 900.74 | 0.52
D | 4002 | 2016-09-04 | 3 | OFF | 8.07 | 3.93 | 0.38 | 0 | 0.19 | 0 | 0 | 0 | -0.02 | -0.08 | 0 | 0.28 | 0.28 | 0.23 | 13.26 | 870.77 | 0.57
D | 4002 | 2016-09-04 | 4 | OFF | 13.22 | 3.93 | 0.38 | 0 | 0.16 | 0 | 0 | -0.03 | 0 | -0.08 | 0 | 0.28 | 0.28 | 0.23 | 18.37 | 856.483 | 0.54
D | 4002 | 2016-09-04 | 5 | OFF | 6.54 | 3.93 | 0.38 | 0 | 0.21 | 0 | 0 | -0.01 | -0.01 | -0.08 | 0 | 0.28 | 0.28 | 0.23 | 11.75 | 855.883 | 0.59
D | 4002 | 2016-09-04 | 6 | OFF | 12.21 | 3.93 | 0.38 | 0 | 0.16 | 0 | 0 | 0 | 0 | -0.08 | 0 | 0.28 | 0.28 | 0.23 | 17.39 | 878.482 | 0.54
D | 4002 | 2016-09-04 | 7 | OFF | 12.94 | 3.93 | 0.38 | 0 | 0.21 | 0 | 0 | 0 | 0.01 | -0.08 | 0 | 0.28 | 0.28 | 0.23 | 18.18 | 910.244 | 0.59
D | 4002 | 2016-09-04 | 8 | OFF | 11.82 | 3.93 | 0.38 | 0 | 0.26 | 0 | 0 | -0.03 | -0.03 | -0.08 | 0 | 0.28 | 0.28 | 0.23 | 17.04 | 988.863 | 0.64
D | 4002 | 2016-09-04 | 9 | OFF | 12.16 | 3.93 | 0.38 | 0 | 0.13 | 0 | 0 | 0.01 | -0.05 | -0.08 | 0 | 0.28 | 0.28 | 0.23 | 17.27 | 1100.314 | 0.51
D | 4002 | 2016-09-04 | 10 | OFF | 12.1 | 3.93 | 0.38 | 0 | 0.17 | 0 | 0 | 0.01 | -0.08 | -0.08 | 0 | 0.28 | 0.28 | 0.23 | 17.22 | 1189.494 | 0.55
D | 4002 | 2016-09-04 | 11 | OFF | 13.35 | 3.93 | 0.38 | 0 | 0.11 | 0 | 0 | 0.01 | -0.1 | -0.08 | 0 | 0.28 | 0.28 | 0.23 | 18.39 | 1238.301 | 0.49
D | 4002 | 2016-09-04 | 12 | OFF | 10.11 | 3.93 | 0.38 | 0 | 0.09 | 0 | 0 | 0 | -0.09 | -0.08 | 0 | 0.28 | 0.28 | 0.23 | 15.13 | 1269.263 | 0.47
D | 4002 | 2016-09-04 | 13 | OFF | 10.54 | 3.93 | 0.38 | 0 | 0.1 | 0 | 0 | 0 | -0.1 | -0.08 | 0 | 0.28 | 0.28 | 0.23 | 15.56 | 1283.787 | 0.48
D | 4002 | 2016-09-04 | 14 | OFF | 11.62 | 3.93 | 0.38 | 0 | 0.12 | 0 | 0 | 0 | -0.1 | -0.08 | 0 | 0.28 | 0.28 | 0.23 | 16.66 | 1287.357 | 0.5
D | 4002 | 2016-09-04 | 15 | OFF | 14.15 | 3.93 | 0.38 | 0 | 0.08 | 0 | 0 | 0 | -0.1 | -0.08 | 0 | 0.28 | 0.28 | 0.23 | 19.15 | 1290.62 | 0.46
D | 4002 | 2016-09-04 | 16 | OFF | 15.63 | 3.93 | 0.38 | 0 | 0.07 | 0 | 0 | -0.02 | -0.11 | -0.08 | 0 | 0.28 | 0.28 | 0.23 | 20.59 | 1298.152 | 0.45
D | 4002 | 2016-09-04 | 17 | OFF | 18.34 | 3.93 | 0.38 | 0 | 0.12 | 0 | 0 | -0.01 | -0.13 | -0.08 | 0 | 0.28 | 0.28 | 0.23 | 23.34 | 1317.08 | 0.5
D | 4002 | 2016-09-04 | 18 | OFF | 15.88 | 3.93 | 0.38 | 0 | 0.11 | 0 | 0 | 0.02 | -0.13 | -0.08 | 0 | 0.28 | 0.28 | 0.23 | 20.9 | 1329.649 | 0.49
D | 4002 | 2016-09-04 | 19 | OFF | 17.09 | 3.93 | 0.38 | 0 | 0.15 | 0 | 0 | -0.01 | -0.11 | -0.08 | 0 | 0.28 | 0.28 | 0.23 | 22.14 | 1315.223 | 0.53
D | 4002 | 2016-09-04 | 20 | OFF | 16.15 | 3.93 | 0.38 | 0 | 0.07 | 0 | 0 | -0.02 | -0.12 | -0.08 | 0 | 0.28 | 0.28 | 0.23 | 21.1 | 1319.8 | 0.45
D | 4002 | 2016-09-04 | 21 | OFF | 19.62 | 3.93 | 0.38 | 0 | 0.09 | 0 | 0 | 0.01 | -0.12 | -0.08 | 0 | 0.28 | 0.28 | 0.23 | 24.62 | 1289.099 | 0.47
D | 4002 | 2016-09-04 | 22 | OFF | 15 | 3.93 | 0.38 | 0 | 0.1 | 0 | 0 | -0.02 | -0.09 | -0.08 | 0 | 0.28 | 0.28 | 0.23 | 20.01 | 1198.802 | 0.48
D | 4002 | 2016-09-04 | 23 | OFF | 13.42 | 3.93 | 0.38 | 0 | 0.15 | 0 | 0.02 | -0.01 | -0.05 | -0.08 | 0 | 0.28 | 0.28 | 0.23 | 18.55 | 1094.737 | 0.55
D | 4002 | 2016-09-04 | 24 | OFF | 9.93 | 3.93 | 0.38 | 0 | 0.19 | 0 | 0 | 0 | -0.04 | -0.08 | 0 | 0.28 | 0.28 | 0.23 | 15.1 | 999.211 | 0.57
D | 4002 | 2016-09-05 | 1 | OFF | 5.98 | 3.93 | 0.72 | 0 | 0.16 | 0 | 0 | -0.04 | 0.01 | -0.08 | 0 | 0.28 | 0.28 | 0.23 | 11.47 | 927.305 | 0.88
D | 4002 | 2016-09-05 | 2 | OFF | 10.41 | 3.93 | 0.72 | 0 | 0.17 | 0 | 0 | 0 | -0.04 | -0.08 | 0 | 0.28 | 0.28 | 0.23 | 15.9 | 881.811 | 0.89
D | 4002 | 2016-09-05 | 3 | OFF | 12.55 | 3.93 | 0.72 | 0 | 0.16 | 0 | 0 | -0.03 | -0.03 | -0.08 | 0 | 0.28 | 0.28 | 0.23 | 18.01 | 857.177 | 0.88
D | 4002 | 2016-09-05 | 4 | OFF | 11.05 | 3.93 | 0.72 | 0 | 0.17 | 0 | 0 | -0.01 | -0.02 | -0.08 | 0 | 0.28 | 0.28 | 0.23 | 16.55 | 844.259 | 0.89
D | 4002 | 2016-09-05 | 5 | OFF | 10.31 | 3.93 | 0.72 | 0 | 0.21 | 0 | 0 | -0.01 | -0.02 | -0.08 | 0 | 0.28 | 0.28 | 0.23 | 15.85 | 853.562 | 0.93
D | 4002 | 2016-09-05 | 6 | OFF | 11 | 3.93 | 0.72 | 0 | 0.2 | 0 | 0 | -0.02 | -0.01 | -0.08 | 0 | 0.28 | 0.28 | 0.23 | 16.53 | 887.97 | 0.92
D | 4002 | 2016-09-05 | 7 | OFF | 12.46 | 3.93 | 0.72 | 0 | 0.51 | 0 | 0 | -0.01 | -0.01 | -0.08 | 0 | 0.28 | 0.28 | 0.23 | 18.31 | 927.657 | 1.23
D | 4002 | 2016-09-05 | 8 | OFF | 8.18 | 3.93 | 0.72 | 0 | 0.48 | 0 | 0 | 0 | -0.06 | -0.08 | 0 | 0.28 | 0.28 | 0.23 | 13.96 | 1000.612 | 1.2
D | 4002 | 2016-09-05 | 9 | OFF | 11.04 | 3.93 | 0.72 | 0 | 0.12 | 0 | 0 | -0.02 | -0.11 | -0.08 | 0 | 0.28 | 0.28 | 0.23 | 16.39 | 1107.321 | 0.84
D | 4002 | 2016-09-05 | 10 | OFF | 17.26 | 3.93 | 0.72 | 0 | 0.09 | 0 | 0 | 0.03 | -0.11 | -0.08 | 0 | 0.28 | 0.28 | 0.23 | 22.63 | 1202.252 | 0.81
D | 4002 | 2016-09-05 | 11 | OFF | 16.52 | 3.93 | 0.72 | 0 | 0.09 | 0 | 0.03 | 0.04 | -0.12 | -0.08 | 0 | 0.28 | 0.28 | 0.23 | 21.92 | 1262.022 | 0.84
D | 4002 | 2016-09-05 | 12 | OFF | 14.75 | 3.93 | 0.72 | 0 | 0.09 | 0 | 0 | 0.02 | -0.13 | -0.08 | 0 | 0.28 | 0.28 | 0.23 | 20.09 | 1288.326 | 0.81
D | 4002 | 2016-09-05 | 13 | OFF | 14.1 | 3.93 | 0.72 | 0 | 0.09 | 0 | 0 | 0 | -0.13 | -0.08 | 0 | 0.28 | 0.28 | 0.23 | 19.42 | 1301.784 | 0.81
D | 4002 | 2016-09-05 | 14 | OFF | 14.39 | 3.93 | 0.72 | 0 | 0.08 | 0 | 0 | 0.01 | -0.15 | -0.08 | 0 | 0.28 | 0.28 | 0.23 | 19.69 | 1308.356 | 0.8
D | 4002 | 2016-09-05 | 15 | OFF | 15.3 | 3.93 | 0.72 | 0 | 0.07 | 0 | 0 | 0.03 | -0.14 | -0.08 | 0 | 0.28 | 0.28 | 0.23 | 20.62 | 1319.123 | 0.79
D | 4002 | 2016-09-05 | 16 | OFF | 15.87 | 3.93 | 0.72 | 0 | 0.06 | 0 | 0 | 0.02 | -0.12 | -0.08 | 0 | 0.28 | 0.28 | 0.23 | 21.19 | 1339.988 | 0.78
D | 4002 | 2016-09-05 | 17 | OFF | 17.27 | 3.93 | 0.72 | 0 | 0.06 | 0 | 0 | 0.02 | -0.14 | -0.08 | 0 | 0.28 | 0.28 | 0.23 | 22.57 | 1378.887 | 0.78
D | 4002 | 2016-09-05 | 18 | OFF | 21.9 | 3.93 | 0.72 | 0 | 0.07 | 0 | 0 | 0.03 | -0.14 | -0.08 | 0 | 0.28 | 0.28 | 0.23 | 27.22 | 1409.086 | 0.79
D | 4002 | 2016-09-05 | 19 | OFF | 23.14 | 3.93 | 0.72 | 0 | 0.1 | 0 | 0 | 0.02 | -0.15 | -0.08 | 0 | 0.28 | 0.28 | 0.23 | 28.47 | 1406.407 | 0.82
D | 4002 | 2016-09-05 | 20 | OFF | 24.95 | 3.93 | 0.72 | 0 | 0.06 | 0 | 0 | -0.03 | -0.15 | -0.08 | 0 | 0.28 | 0.28 | 0.23 | 30.19 | 1435.914 | 0.78
D | 4002 | 2016-09-05 | 21 | OFF | 19.08 | 3.93 | 0.72 | 0 | 0.07 | 0 | 0 | 0.02 | -0.16 | -0.08 | 0 | 0.28 | 0.28 | 0.23 | 24.37 | 1407.474 | 0.79
D | 4002 | 2016-09-05 | 22 | OFF | 21.18 | 3.93 | 0.72 | 0 | 0.21 | 0 | 0.02 | 0.01 | -0.13 | -0.08 | 0 | 0.28 | 0.28 | 0.23 | 26.65 | 1282.24 | 0.95
D | 4002 | 2016-09-05 | 23 | OFF | 13.77 | 3.93 | 0.72 | 0 | 0.16 | 0 | 0 | 0.01 | -0.07 | -0.08 | 0 | 0.28 | 0.28 | 0.23 | 19.23 | 1140.154 | 0.88
D | 4002 | 2016-09-05 | 24 | OFF | 13.67 | 3.93 | 0.72 | 0 | 0.16 | 0 | 0 | 0.02 | -0.06 | -0.08 | 0 | 0.28 | 0.28 | 0.23 | 19.15 | 1037.643 | 0.88
D | 4002 | 2016-09-06 | 1 | OFF | 15.83 | 3.93 | 0.54 | 0 | 0.14 | 0 | 0 | -0.02 | -0.05 | -0.08 | 0 | 0.28 | 0.28 | 0.23 | 21.08 | 976.493 | 0.68
D | 4002 | 2016-09-06 | 2 | OFF | 17.8 | 3.93 | 0.54 | 0 | 0.11 | 0 | 0 | 0.01 | -0.03 | -0.08 | 0 | 0.28 | 0.28 | 0.23 | 23.07 | 940.435 | 0.65
D | 4002 | 2016-09-06 | 3 | OFF | 18.09 | 3.93 | 0.54 | 0 | 0.12 | 0 | 0 | 0 | -0.03 | -0.08 | 0 | 0.28 | 0.28 | 0.23 | 23.36 | 925.062 | 0.66
D | 4002 | 2016-09-06 | 4 | OFF | 17.54 | 3.93 | 0.54 | 0 | 0.12 | 0 | 0 | 0.01 | -0.02 | -0.08 | 0 | 0.28 | 0.28 | 0.23 | 22.83 | 927.168 | 0.66
D | 4002 | 2016-09-06 | 5 | OFF | 18.64 | 3.93 | 0.54 | 0 | 0.1 | 0 | 0 | 0.02 | -0.03 | -0.08 | 0 | 0.28 | 0.28 | 0.23 | 23.91 | 961.193 | 0.64
D | 4002 | 2016-09-06 | 6 | OFF | 19.2 | 3.93 | 0.54 | 0 | 0.1 | 0 | 0 | 0.02 | -0.07 | -0.08 | 0 | 0.28 | 0.28 | 0.23 | 24.43 | 1072.482 | 0.64
D | 4002 | 2016-09-06 | 7 | OFF | 22.08 | 3.93 | 0.54 | 0 | 0.17 | 0 | 0.05 | 0.05 | -0.12 | -0.08 | 0 | 0.28 | 0.28 | 0.23 | 27.41 | 1249.663 | 0.76
D | 4002 | 2016-09-06 | 8 | ON | 27.33 | 3.93 | 0.54 | 0 | 0.22 | 0.82 | 0.07 | 0.04 | -0.08 | -0.08 | 0 | 0.28 | 0.28 | 0.23 | 33.58 | 1356.653 | 1.65
D | 4002 | 2016-09-06 | 9 | ON | 26.59 | 3.93 | 0.54 | 0 | 0.1 | 0.79 | 0 | -0.07 | -0.08 | -0.08 | 0 | 0.28 | 0.28 | 0.23 | 32.51 | 1424.872 | 1.43
D | 4002 | 2016-09-06 | 10 | ON | 24.65 | 3.93 | 0.54 | 0 | 0.06 | 0.77 | 0.11 | 0.02 | -0.13 | -0.08 | 0 | 0.28 | 0.28 | 0.23 | 30.66 | 1465.237 | 1.48
D | 4002 | 2016-09-06 | 11 | ON | 33 | 3.93 | 0.54 | 0 | 0.21 | 1.08 | 0 | 0.03 | -0.14 | -0.08 | 0.02 | 0.28 | 0.28 | 0.23 | 39.38 | 1510.199 | 1.85
D | 4002 | 2016-09-06 | 12 | ON | 40.83 | 3.93 | 0.54 | 0 | 0.25 | 1.07 | 0 | 0.04 | -0.22 | -0.08 | 0.03 | 0.28 | 0.28 | 0.23 | 47.18 | 1533.609 | 1.89
D | 4002 | 2016-09-06 | 13 | ON | 27.42 | 3.93 | 0.54 | 0 | 0.16 | 1.06 | 0 | 0.05 | -0.23 | -0.08 | 0.03 | 0.28 | 0.28 | 0.23 | 33.67 | 1543.937 | 1.79
D | 4002 | 2016-09-06 | 14 | ON | 26.12 | 3.93 | 0.54 | 0 | 0.06 | 1.05 | 0 | 0 | -0.27 | -0.08 | 0.03 | 0.28 | 0.28 | 0.23 | 32.17 | 1561.267 | 1.68
D | 4002 | 2016-09-06 | 15 | ON | 27.62 | 3.93 | 0.54 | 0 | 0.05 | 1.04 | 0 | 0.03 | -0.28 | -0.08 | 0.03 | 0.28 | 0.28 | 0.23 | 33.67 | 1559.316 | 1.66
D | 4002 | 2016-09-06 | 16 | ON | 37.35 | 3.93 | 0.54 | 0 | 0.23 | 1.04 | 0 | -0.01 | -0.31 | -0.08 | 0.03 | 0.28 | 0.28 | 0.23 | 43.51 | 1557.108 | 1.84
D | 4002 | 2016-09-06 | 17 | ON | 42.31 | 3.93 | 0.54 | 0 | 0.27 | 1.03 | 0 | 0.01 | -0.29 | -0.08 | 0.03 | 0.28 | 0.28 | 0.23 | 48.54 | 1560.961 | 1.87
D | 4002 | 2016-09-06 | 18 | ON | 43.98 | 3.93 | 0.54 | 0 | 0.31 | 1.02 | 0 | 0.04 | -0.33 | -0.08 | 0.03 | 0.28 | 0.28 | 0.23 | 50.23 | 1576.88 | 1.9
D | 4002 | 2016-09-06 | 19 | ON | 48.36 | 3.93 | 0.54 | 0 | 0.33 | 1.01 | 0.13 | 0.03 | -0.3 | -0.08 | 0 | 0.28 | 0.28 | 0.23 | 54.74 | 1583.53 | 2.01
D | 4002 | 2016-09-06 | 20 | ON | 51.74 | 3.93 | 0.54 | 0 | 0.31 | 0.9 | 0.16 | 0.03 | -0.3 | -0.08 | 0 | 0.28 | 0.28 | 0.23 | 58.02 | 1604.238 | 1.91
D | 4002 | 2016-09-06 | 21 | ON | 39.98 | 3.93 | 0.54 | 0 | 0.21 | 0.92 | 0 | -0.01 | -0.24 | -0.08 | 0 | 0.28 | 0.28 | 0.23 | 46.04 | 1560.475 | 1.67
D | 4002 | 2016-09-06 | 22 | ON | 40.44 | 3.93 | 0.54 | 0 | 0.26 | 1.07 | 0 | 0 | -0.12 | -0.08 | 0 | 0.28 | 0.28 | 0.23 | 46.83 | 1436.057 | 1.87
D | 4002 | 2016-09-06 | 23 | ON | 28.38 | 3.93 | 0.54 | 0 | 0.29 | 0.77 | 0.17 | 0.02 | -0.1 | -0.08 | 0 | 0.28 | 0.28 | 0.23 | 34.71 | 1290.39 | 1.77
D | 4002 | 2016-09-06 | 24 | OFF | 23.54 | 3.93 | 0.54 | 0 | 0.09 | 0 | 0.16 | 0.03 | -0.05 | -0.08 | 0 | 0.28 | 0.28 | 0.23 | 28.95 | 1168.608 | 0.79
D | 4002 | 2016-09-07 | 1 | OFF | 22.73 | 3.93 | 0.72 | 0.14 | 0.07 | 0 | 0 | 0.04 | -0.05 | -0.08 | 0 | 0.28 | 0.28 | 0.23 | 28.29 | 1089.297 | 0.93
D | 4002 | 2016-09-07 | 2 | OFF | 21.21 | 3.93 | 0.72 | 0.14 | 0.06 | 0 | 0 | 0.03 | -0.05 | -0.08 | 0 | 0.28 | 0.28 | 0.23 | 26.75 | 1044.905 | 0.92
D | 4002 | 2016-09-07 | 3 | OFF | 20.3 | 3.93 | 0.72 | 0.14 | 0.06 | 0 | 0 | 0.03 | -0.05 | -0.08 | 0 | 0.28 | 0.28 | 0.23 | 25.84 | 1022.596 | 0.92
D | 4002 | 2016-09-07 | 4 | OFF | 17.62 | 3.93 | 0.72 | 0.14 | 0.08 | 0 | 0 | 0 | -0.05 | -0.08 | 0 | 0.28 | 0.28 | 0.23 | 23.15 | 1018.345 | 0.94
D | 4002 | 2016-09-07 | 5 | OFF | 21.33 | 3.93 | 0.72 | 0.14 | 0.06 | 0 | 0 | 0.02 | -0.05 | -0.08 | 0 | 0.28 | 0.28 | 0.23 | 26.86 | 1055.655 | 0.92
D | 4002 | 2016-09-07 | 6 | OFF | 21.38 | 3.93 | 0.72 | 0.14 | 0.08 | 0 | 0 | 0.05 | -0.05 | -0.08 | 0 | 0.28 | 0.28 | 0.23 | 26.96 | 1165.073 | 0.94
D | 4002 | 2016-09-07 | 7 | OFF | 22.03 | 3.93 | 0.72 | 0.14 | 0.09 | 0 | 0 | 0.03 | -0.09 | -0.08 | 0 | 0.28 | 0.28 | 0.23 | 27.56 | 1343.288 | 0.95
D | 4002 | 2016-09-07 | 8 | ON | 32.83 | 3.93 | 0.72 | 0.14 | 0.09 | 1.12 | 0 | -0.08 | -0.16 | -0.08 | 0.02 | 0.28 | 0.28 | 0.23 | 39.32 | 1449.627 | 2.09
D | 4002 | 2016-09-07 | 9 | ON | 51.49 | 3.93 | 0.72 | 0.14 | 0.2 | 1.03 | 0.24 | -0.01 | -0.09 | -0.08 | 0.05 | 0.28 | 0.28 | 0.23 | 58.41 | 1505.82 | 2.38
D | 4002 | 2016-09-07 | 10 | ON | 33.7 | 3.93 | 0.72 | 0.14 | 0.21 | 1 | 0 | 0.04 | -0.17 | -0.08 | 0.04 | 0.28 | 0.28 | 0.23 | 40.32 | 1557.138 | 2.11
D | 4002 | 2016-09-07 | 11 | ON | 27.6 | 3.93 | 0.72 | 0.14 | 0.09 | 0.97 | 0 | 0 | -0.24 | -0.08 | 0.04 | 0.28 | 0.28 | 0.23 | 33.96 | 1589.757 | 1.96
D | 4002 | 2016-09-07 | 12 | ON | 43.14 | 3.93 | 0.72 | 0.14 | 0.12 | 0.95 | 0.01 | -0.12 | -0.24 | -0.08 | 0.06 | 0.28 | 0.28 | 0.23 | 49.42 | 1596.406 | 2
D | 4002 | 2016-09-07 | 13 | ON | 42.02 | 3.93 | 0.72 | 0.14 | 0.31 | 0.93 | 0.02 | 0.03 | -0.34 | -0.08 | 0.06 | 0.28 | 0.28 | 0.23 | 48.53 | 1614.504 | 2.18
D | 4002 | 2016-09-07 | 14 | ON | 37.39 | 3.93 | 0.72 | 0.14 | 0.12 | 0.91 | 0 | -0.02 | -0.34 | -0.08 | 0.06 | 0.28 | 0.28 | 0.23 | 43.62 | 1622.084 | 1.95
D | 4002 | 2016-09-07 | 15 | ON | 53.63 | 3.93 | 0.72 | 0.14 | 0.25 | 0.95 | 0 | -0.04 | -0.39 | -0.08 | 0.07 | 0.28 | 0.28 | 0.23 | 59.97 | 1611.046 | 2.13
D | 4002 | 2016-09-07 | 16 | ON | 44.03 | 3.93 | 0.72 | 0.14 | 0.16 | 0.94 | 0 | -0.03 | -0.39 | -0.08 | 0.06 | 0.28 | 0.28 | 0.23 | 50.27 | 1610.904 | 2.02
D | 4002 | 2016-09-07 | 17 | ON | 37.04 | 3.93 | 0.72 | 0.14 | 2.05 | 0.93 | 0 | 0.01 | -0.36 | -0.08 | 0.06 | 0.28 | 0.28 | 0.23 | 45.23 | 1628.423 | 3.9
D | 4002 | 2016-09-07 | 18 | ON | 44.9 | 3.93 | 0.72 | 0.14 | 2.44 | 0.92 | 0 | 0.03 | -0.44 | -0.08 | 0.06 | 0.28 | 0.28 | 0.23 | 53.41 | 1645.598 | 4.28
D | 4002 | 2016-09-07 | 19 | ON | 59.97 | 3.93 | 0.72 | 0.14 | 1.16 | 0.93 | 0 | 0.02 | -0.4 | -0.08 | 0 | 0.28 | 0.28 | 0.23 | 67.18 | 1642.467 | 2.95
D | 4002 | 2016-09-07 | 20 | ON | 58.85 | 3.93 | 0.72 | 0.14 | 0.23 | 0.93 | 0 | -0.04 | -0.38 | -0.08 | 0 | 0.28 | 0.28 | 0.23 | 65.09 | 1672.468 | 2.02
D | 4002 | 2016-09-07 | 21 | ON | 36.66 | 3.93 | 0.72 | 0.14 | 0.13 | 0.89 | 0 | 0.02 | -0.35 | -0.08 | 0 | 0.28 | 0.28 | 0.23 | 42.85 | 1630.009 | 1.88
D | 4002 | 2016-09-07 | 22 | ON | 34.35 | 3.93 | 0.72 | 0.14 | 0.2 | 1.01 | 0 | 0.02 | -0.17 | -0.08 | 0 | 0.28 | 0.28 | 0.23 | 40.91 | 1502.389 | 2.07
D | 4002 | 2016-09-07 | 23 | ON | 28.04 | 3.93 | 0.72 | 0.14 | 0.16 | 1.11 | 0 | -0.01 | -0.08 | -0.08 | 0 | 0.28 | 0.28 | 0.23 | 34.72 | 1351.036 | 2.13
D | 4002 | 2016-09-07 | 24 | OFF | 23.79 | 3.93 | 0.72 | 0.14 | 0.08 | 0 | 0 | 0.01 | -0.06 | -0.08 | 0 | 0.28 | 0.28 | 0.23 | 29.32 | 1222.737 | 0.94
D | 4002 | 2016-09-08 | 1 | OFF | 29.1 | 3.93 | 0.27 | 0 | 0.06 | 0 | 0 | 0.06 | -0.04 | -0.08 | 0 | 0.28 | 0.28 | 0.23 | 34.09 | 1130.813 | 0.33
D | 4002 | 2016-09-08 | 2 | OFF | 31.59 | 3.93 | 0.27 | 0 | 0.06 | 0 | 0 | 0.02 | -0.07 | -0.08 | 0 | 0.28 | 0.28 | 0.23 | 36.51 | 1081.436 | 0.33
D | 4002 | 2016-09-08 | 3 | OFF | 27 | 3.93 | 0.27 | 0 | 0.06 | 0 | 0 | 0.03 | -0.08 | -0.08 | 0 | 0.28 | 0.28 | 0.23 | 31.92 | 1050.961 | 0.33
D | 4002 | 2016-09-08 | 4 | OFF | 26.18 | 3.93 | 0.27 | 0 | 0.06 | 0 | 0 | 0.02 | -0.05 | -0.08 | 0 | 0.28 | 0.28 | 0.23 | 31.12 | 1048.108 | 0.33
D | 4002 | 2016-09-08 | 5 | OFF | 25.82 | 3.93 | 0.27 | 0 | 0.03 | 0 | 0 | 0.04 | -0.07 | -0.08 | 0 | 0.28 | 0.28 | 0.23 | 30.73 | 1072.897 | 0.3
D | 4002 | 2016-09-08 | 6 | OFF | 27.43 | 3.93 | 0.27 | 0 | 0.14 | 0 | 0 | 0.04 | -0.09 | -0.08 | 0 | 0.28 | 0.28 | 0.23 | 32.43 | 1182.638 | 0.41
D | 4002 | 2016-09-08 | 7 | OFF | 51.37 | 3.93 | 0.27 | 0 | 0.23 | 0 | 0 | 0.01 | -0.06 | -0.08 | 0 | 0.28 | 0.28 | 0.23 | 56.46 | 1358.668 | 0.5
D | 4002 | 2016-09-08 | 8 | ON | 59.45 | 3.93 | 0.27 | 0 | 0.32 | 1.09 | 0.4 | -0.01 | -0.09 | -0.08 | 0 | 0.28 | 0.28 | 0.23 | 66.07 | 1461.463 | 2.08
D | 4002 | 2016-09-08 | 9 | ON | 62.1 | 3.93 | 0.27 | 0 | 0.31 | 1.04 | 0.78 | -0.01 | -0.08 | -0.08 | 0.01 | 0.28 | 0.28 | 0.23 | 69.06 | 1514.466 | 2.41
D | 4002 | 2016-09-08 | 10 | ON | 27.31 | 3.93 | 0.27 | 0 | 0.1 | 1.01 | 0 | 0.03 | -0.21 | -0.08 | 0.04 | 0.28 | 0.28 | 0.23 | 33.19 | 1565.242 | 1.42
D | 4002 | 2016-09-08 | 11 | ON | 36.21 | 3.93 | 0.27 | 0 | 0.08 | 0.98 | 0 | 0 | -0.25 | -0.08 | 0.06 | 0.28 | 0.28 | 0.23 | 41.99 | 1604.551 | 1.39
D | 4002 | 2016-09-08 | 12 | ON | 52.65 | 3.93 | 0.27 | 0 | 0.16 | 0.95 | 0 | 0 | -0.24 | -0.08 | 0.07 | 0.28 | 0.28 | 0.23 | 58.5 | 1656.419 | 1.45
D | 4002 | 2016-09-08 | 13 | ON | 60.95 | 3.93 | 0.27 | 0 | 0.2 | 0.93 | 0 | 0.03 | -0.38 | -0.08 | 0.08 | 0.28 | 0.28 | 0.23 | 66.72 | 1690.929 | 1.48
D | 4002 | 2016-09-08 | 14 | ON | 38.79 | 3.93 | 0.27 | 0 | 0.13 | 0.91 | 0 | 0 | -0.46 | -0.08 | 0.08 | 0.28 | 0.28 | 0.23 | 44.36 | 1725.827 | 1.39
D | 4002 | 2016-09-08 | 15 | ON | 56 | 3.93 | 0.27 | 0 | 0.16 | 0.89 | 0 | -0.02 | -0.54 | -0.08 | 0.09 | 0.28 | 0.28 | 0.23 | 61.49 | 1749.896 | 1.41
D | 4002 | 2016-09-08 | 16 | ON | 51.06 | 3.93 | 0.27 | 0 | 0.12 | 0.87 | 0 | -0.01 | -0.52 | -0.08 | 0.09 | 0.28 | 0.28 | 0.23 | 56.52 | 1779.753 | 1.35
D | 4002 | 2016-09-08 | 17 | ON | 73.51 | 3.93 | 0.27 | 0 | 0.19 | 0.85 | 0.13 | -0.07 | -0.56 | -0.08 | 0.1 | 0.28 | 0.28 | 0.23 | 79.06 | 1806.532 | 1.54
D | 4002 | 2016-09-08 | 18 | ON | 75.7 | 3.93 | 0.27 | 0 | 0.3 | 0.85 | 0.15 | 0.03 | -0.58 | -0.08 | 0.1 | 0.28 | 0.28 | 0.23 | 81.46 | 1815.022 | 1.67
D | 4002 | 2016-09-08 | 19 | ON | 64.61 | 3.93 | 0.27 | 0 | 0.27 | 0.87 | 0 | 0.03 | -0.54 | -0.08 | 0 | 0.28 | 0.28 | 0.23 | 70.15 | 1793.636 | 1.41
D | 4002 | 2016-09-08 | 20 | ON | 62.31 | 3.93 | 0.27 | 0 | 0.31 | 0.86 | 0 | 0.01 | -0.47 | -0.08 | 0 | 0.28 | 0.28 | 0.23 | 67.93 | 1817.154 | 1.44
D | 4002 | 2016-09-08 | 21 | ON | 46.89 | 3.93 | 0.27 | 0 | 0.26 | 0.89 | 0 | 0.02 | -0.43 | -0.08 | 0 | 0.28 | 0.28 | 0.23 | 52.54 | 1766.603 | 1.42
D | 4002 | 2016-09-08 | 22 | ON | 34.1 | 3.93 | 0.27 | 0 | 0.24 | 0.95 | 0 | -0.01 | -0.24 | -0.08 | 0 | 0.28 | 0.28 | 0.23 | 39.95 | 1629.476 | 1.46
D | 4002 | 2016-09-08 | 23 | ON | 29.42 | 3.93 | 0.27 | 0 | 0.18 | 1.04 | 0 | -0.02 | -0.15 | -0.08 | 0 | 0.28 | 0.28 | 0.23 | 35.38 | 1466.952 | 1.49
D | 4002 | 2016-09-08 | 24 | OFF | 28.47 | 3.93 | 0.27 | 0 | 0.11 | 0 | 0 | 0.03 | -0.1 | -0.08 | 0 | 0.28 | 0.28 | 0.23 | 33.42 | 1336.379 | 0.38
D | 4002 | 2016-09-09 | 1 | OFF | 27.04 | 3.93 | 1.02 | 0.05 | 0.05 | 0 | 0 | 0.02 | -0.09 | -0.08 | 0 | 0.28 | 0.28 | 0.23 | 32.73 | 1246.264 | 1.12
D | 4002 | 2016-09-09 | 2 | OFF | 26.48 | 3.93 | 1.02 | 0.05 | 0.05 | 0 | 0 | 0 | -0.08 | -0.08 | 0 | 0.28 | 0.28 | 0.23 | 32.16 | 1187.975 | 1.12
D | 4002 | 2016-09-09 | 3 | OFF | 25.21 | 3.93 | 1.02 | 0.05 | 0.05 | 0 | 0 | 0 | -0.08 | -0.08 | 0 | 0.28 | 0.28 | 0.23 | 30.89 | 1157.868 | 1.12
D | 4002 | 2016-09-09 | 4 | OFF | 24.89 | 3.93 | 1.02 | 0.05 | 0.05 | 0 | 0 | 0.03 | -0.09 | -0.08 | 0 | 0.28 | 0.28 | 0.23 | 30.59 | 1147.536 | 1.12
D | 4002 | 2016-09-09 | 5 | OFF | 24.5 | 3.93 | 1.02 | 0.05 | 0.05 | 0 | 0 | 0.03 | -0.1 | -0.08 | 0 | 0.28 | 0.28 | 0.23 | 30.19 | 1179.966 | 1.12
D | 4002 | 2016-09-09 | 6 | OFF | 29.27 | 3.93 | 1.02 | 0.05 | 0.1 | 0 | 0 | 0.04 | -0.12 | -0.08 | 0 | 0.28 | 0.28 | 0.23 | 35 | 1277.563 | 1.17
D | 4002 | 2016-09-09 | 7 | OFF | 43.51 | 3.93 | 1.02 | 0.05 | 0.23 | 0 | 0 | 0.07 | -0.17 | -0.08 | 0 | 0.28 | 0.28 | 0.23 | 49.35 | 1456.753 | 1.3
D | 4002 | 2016-09-09 | 8 | ON | 46.7 | 3.93 | 1.02 | 0.05 | 0.15 | 1.01 | 0 | -0.04 | -0.2 | -0.08 | 0.05 | 0.28 | 0.28 | 0.23 | 53.38 | 1573.521 | 2.28
D | 4002 | 2016-09-09 | 9 | ON | 39.15 | 3.93 | 1.02 | 0.05 | 0.08 | 0.96 | 0 | 0.01 | -0.26 | -0.08 | 0.07 | 0.28 | 0.28 | 0.23 | 45.72 | 1651.641 | 2.18
D | 4002 | 2016-09-09 | 10 | ON | 38.54 | 3.93 | 1.02 | 0.05 | 0.06 | 0.92 | 0 | -0.03 | -0.24 | -0.08 | 0.08 | 0.28 | 0.28 | 0.23 | 45.04 | 1733.597 | 2.13
D | 4002 | 2016-09-09 | 11 | ON | 61.83 | 3.93 | 1.02 | 0.05 | 0.19 | 0.88 | 0 | -0.09 | -0.33 | -0.08 | 0.08 | 0.28 | 0.28 | 0.23 | 68.27 | 1845.996 | 2.22
D | 4002 | 2016-09-09 | 12 | ON | 71.14 | 3.93 | 1.02 | 0.05 | 0.21 | 0.83 | 0 | -0.09 | -0.47 | -0.08 | 0.05 | 0.28 | 0.28 | 0.23 | 77.38 | 1922.147 | 2.16
D | 4002 | 2016-09-09 | 13 | ON | 75.09 | 3.93 | 1.02 | 0.05 | 0.23 | 0.8 | 0.08 | -0.01 | -0.54 | -0.08 | 0.11 | 0.28 | 0.28 | 0.23 | 81.47 | 1968.193 | 2.29
D | 4002 | 2016-09-09 | 14 | ON | 77.18 | 3.93 | 1.02 | 0.05 | 0.24 | 0.85 | 0 | -0.03 | -0.54 | -0.08 | 0.12 | 0.28 | 0.28 | 0.23 | 83.53 | 2022.4 | 2.28
D | 4002 | 2016-09-09 | 15 | ON | 88.19 | 3.93 | 1.02 | 0.05 | 1.51 | 0.84 | 0 | 0.05 | -0.68 | -0.08 | 0.13 | 0.28 | 0.28 | 0.23 | 95.75 | 2048.287 | 3.55
D | 4002 | 2016-09-09 | 16 | ON | 134.1 | 3.93 | 1.02 | 0.05 | 2.15 | 0.79 | 0.43 | 0.11 | -0.66 | -0.08 | 0.15 | 0.28 | 0.28 | 0.23 | 142.78 | 2056.239 | 4.59
D | 4002 | 2016-09-09 | 17 | ON | 132.83 | 3.93 | 1.02 | 0.05 | 2.63 | 0.78 | 0.42 | 0 | -0.74 | -0.08 | 0.12 | 0.28 | 0.28 | 0.23 | 141.75 | 2044.852 | 5.02
D | 4002 | 2016-09-09 | 18 | ON | 171.44 | 3.93 | 1.02 | 0.05 | 3.3 | 0.79 | 0.7 | 0.04 | -0.72 | -0.08 | 0.16 | 0.28 | 0.28 | 0.23 | 181.42 | 1992.015 | 6.02
D | 4002 | 2016-09-09 | 19 | ON | 111.82 | 3.93 | 1.02 | 0.05 | 0.97 | 0.83 | 0.39 | 0.03 | -0.56 | -0.08 | 0 | 0.28 | 0.28 | 0.23 | 119.19 | 1907.891 | 3.26
D | 4002 | 2016-09-09 | 20 | ON | 59.68 | 3.93 | 1.02 | 0.05 | 0.22 | 0.85 | 0 | -0.05 | -0.58 | -0.08 | 0 | 0.28 | 0.28 | 0.23 | 65.83 | 1881.885 | 2.14
D | 4002 | 2016-09-09 | 21 | ON | 47.62 | 3.93 | 1.02 | 0.05 | 0.25 | 0.88 | 0 | -0.02 | -0.4 | -0.08 | 0 | 0.28 | 0.28 | 0.23 | 54.04 | 1806.457 | 2.2
D | 4002 | 2016-09-09 | 22 | ON | 38.79 | 3.93 | 1.02 | 0.05 | 0.18 | 0.97 | 0 | -0.01 | -0.2 | -0.08 | 0 | 0.28 | 0.28 | 0.23 | 45.44 | 1662.221 | 2.22
D | 4002 | 2016-09-09 | 23 | ON | 53.56 | 3.93 | 1.02 | 0.05 | 0.52 | 1.08 | 0.51 | -0.11 | -0.03 | -0.08 | 0 | 0.28 | 0.28 | 0.23 | 61.24 | 1485.709 | 3.18
D | 4002 | 2016-09-09 | 24 | OFF | 29.59 | 3.93 | 1.02 | 0.05 | 0.12 | 0 | 0 | -0.04 | -0.12 | -0.08 | 0 | 0.28 | 0.28 | 0.23 | 35.26 | 1324.595 | 1.19
D | 4002 | 2016-09-10 | 1 | OFF | 50.95 | 3.93 | 0.26 | 0 | 0.3 | 0 | 0.06 | -0.06 | -0.09 | -0.08 | 0 | 0.28 | 0.28 | 0.23 | 56.06 | 1199.33 | 0.62
D | 4002 | 2016-09-10 | 2 | OFF | 42.14 | 3.93 | 0.26 | 0 | 0.11 | 0 | 0.22 | 0.01 | -0.03 | -0.08 | 0 | 0.28 | 0.28 | 0.23 | 47.35 | 1127.312 | 0.59
D | 4002 | 2016-09-10 | 3 | OFF | 51.28 | 3.93 | 0.26 | 0 | 0.3 | 0 | 1.03 | -0.01 | 0 | -0.08 | 0 | 0.28 | 0.28 | 0.23 | 57.5 | 1077.63 | 1.59
D | 4002 | 2016-09-10 | 4 | OFF | 35.01 | 3.93 | 0.26 | 0 | 0.14 | 0 | 0 | 0.05 | -0.02 | -0.08 | 0 | 0.28 | 0.28 | 0.23 | 40.08 | 1053.595 | 0.4
D | 4002 | 2016-09-10 | 5 | OFF | 29.75 | 3.93 | 0.26 | 0 | 0.06 | 0 | 0 | 0.01 | -0.03 | -0.08 | 0 | 0.28 | 0.28 | 0.23 | 34.69 | 1050.881 | 0.32
D | 4002 | 2016-09-10 | 6 | OFF | 25.43 | 3.93 | 0.26 | 0 | 0.05 | 0 | 0 | -0.02 | -0.05 | -0.08 | 0 | 0.28 | 0.28 | 0.23 | 30.31 | 1084.543 | 0.31
D | 4002 | 2016-09-10 | 7 | OFF | 27.4 | 3.93 | 0.26 | 0 | 0.14 | 0 | 0 | -0.01 | -0.09 | -0.08 | 0 | 0.28 | 0.28 | 0.23 | 32.34 | 1141.593 | 0.4
D | 4002 | 2016-09-10 | 8 | OFF | 30.11 | 3.93 | 0.26 | 0 | 0.18 | 0 | 0 | -0.04 | -0.05 | -0.08 | 0 | 0.28 | 0.28 | 0.23 | 35.1 | 1234.114 | 0.44
D | 4002 | 2016-09-10 | 9 | OFF | 33.46 | 3.93 | 0.26 | 0 | 0.2 | 0 | 0 | -0.01 | -0.08 | -0.08 | 0 | 0.28 | 0.28 | 0.23 | 38.47 | 1334.533 | 0.46
D | 4002 | 2016-09-10 | 10 | OFF | 38.94 | 3.93 | 0.26 | 0 | 0.15 | 0 | 0 | 0.02 | -0.11 | -0.08 | 0 | 0.28 | 0.28 | 0.23 | 43.9 | 1423.535 | 0.41
D | 4002 | 2016-09-10 | 11 | OFF | 47.02 | 3.93 | 0.26 | 0 | 0.22 | 0 | 0 | -0.04 | -0.15 | -0.08 | 0 | 0.28 | 0.28 | 0.23 | 51.95 | 1485.405 | 0.48
D | 4002 | 2016-09-10 | 12 | OFF | 42.21 | 3.93 | 0.26 | 0 | 0.28 | 0 | 0 | -0.03 | -0.21 | -0.08 | 0 | 0.28 | 0.28 | 0.23 | 47.15 | 1514.633 | 0.54
D | 4002 | 2016-09-10 | 13 | OFF | 36.95 | 3.93 | 0.26 | 0 | 0.2 | 0 | 0 | 0.01 | -0.23 | -0.08 | 0 | 0.28 | 0.28 | 0.23 | 41.83 | 1516.012 | 0.46
D | 4002 | 2016-09-10 | 14 | OFF | 43.2 | 3.93 | 0.26 | 0 | 0.11 | 0 | 0 | -0.05 | -0.29 | -0.08 | 0 | 0.28 | 0.28 | 0.23 | 47.87 | 1503.429 | 0.37
D | 4002 | 2016-09-10 | 15 | OFF | 61.49 | 3.93 | 0.26 | 0 | 0.57 | 0 | 0.11 | -0.12 | -0.23 | -0.08 | 0 | 0.28 | 0.28 | 0.23 | 66.72 | 1489.298 | 0.94
D | 4002 | 2016-09-10 | 16 | OFF | 93.28 | 3.93 | 0.26 | 0 | 1.81 | 0 | 0.18 | -0.08 | -0.22 | -0.08 | 0 | 0.28 | 0.28 | 0.23 | 99.87 | 1495.511 | 2.25
D | 4002 | 2016-09-10 | 17 | OFF | 77.95 | 3.93 | 0.26 | 0 | 0.77 | 0 | 0.31 | 0 | -0.25 | -0.08 | 0 | 0.28 | 0.28 | 0.23 | 83.68 | 1506.364 | 1.34
D | 4002 | 2016-09-10 | 18 | OFF | 52.97 | 3.93 | 0.26 | 0 | 0.2 | 0 | 0 | 0 | -0.24 | -0.08 | 0 | 0.28 | 0.28 | 0.23 | 57.83 | 1509.989 | 0.46
D | 4002 | 2016-09-10 | 19 | OFF | 39.13 | 3.93 | 0.26 | 0 | 0.15 | 0 | 0 | 0.01 | -0.2 | -0.08 | 0 | 0.28 | 0.28 | 0.23 | 43.99 | 1497.23 | 0.41
D | 4002 | 2016-09-10 | 20 | OFF | 63.51 | 3.93 | 0.26 | 0 | 0.21 | 0 | 0.5 | -0.13 | -0.17 | -0.08 | 0 | 0.28 | 0.28 | 0.23 | 68.82 | 1516.664 | 0.97
D | 4002 | 2016-09-10 | 21 | OFF | 37.7 | 3.93 | 0.26 | 0 | 0.21 | 0 | 0 | -0.04 | -0.2 | -0.08 | 0 | 0.28 | 0.28 | 0.23 | 42.57 | 1479.88 | 0.47
D | 4002 | 2016-09-10 | 22 | OFF | 37.7 | 3.93 | 0.26 | 0 | 0.27 | 0 | 0 | -0.09 | -0.13 | -0.08 | 0 | 0.28 | 0.28 | 0.23 | 42.65 | 1391.869 | 0.53
D | 4002 | 2016-09-10 | 23 | OFF | 32.57 | 3.93 | 0.26 | 0 | 0.21 | 0 | 0.07 | -0.04 | -0.06 | -0.08 | 0 | 0.28 | 0.28 | 0.23 | 37.65 | 1281.946 | 0.54
D | 4002 | 2016-09-10 | 24 | OFF | 26.41 | 3.93 | 0.26 | 0 | 0.08 | 0 | 0 | -0.03 | -0.03 | -0.08 | 0 | 0.28 | 0.28 | 0.23 | 31.33 | 1173.834 | 0.34
D | 4002 | 2016-09-11 | 1 | OFF | 23.86 | 3.93 | 0.2 | 0 | 0.05 | 0 | 0 | -0.01 | -0.05 | -0.08 | 0 | 0.28 | 0.28 | 0.23 | 28.69 | 1109.3 | 0.25
D | 4002 | 2016-09-11 | 2 | OFF | 34.25 | 3.93 | 0.2 | 0 | 0.19 | 0 | 0 | -0.02 | 0 | -0.08 | 0 | 0.28 | 0.28 | 0.23 | 39.26 | 1057.267 | 0.39
D | 4002 | 2016-09-11 | 3 | OFF | 54.02 | 3.93 | 0.2 | 0 | 0.29 | 0 | 0 | -0.02 | 0.01 | -0.08 | 0 | 0.28 | 0.28 | 0.23 | 59.14 | 1026.984 | 0.49
D | 4002 | 2016-09-11 | 4 | OFF | 26.47 | 3.93 | 0.2 | 0 | 0.11 | 0 | 0 | 0.03 | -0.01 | -0.08 | 0 | 0.28 | 0.28 | 0.23 | 31.44 | 1013.792 | 0.31
D | 4002 | 2016-09-11 | 5 | OFF | 26.47 | 3.93 | 0.2 | 0 | 0.06 | 0 | 0 | 0.01 | -0.02 | -0.08 | 0 | 0.28 | 0.28 | 0.23 | 31.36 | 1020.301 | 0.26
D | 4002 | 2016-09-11 | 6 | OFF | 29.58 | 3.93 | 0.2 | 0 | 0.12 | 0 | 0 | -0.01 | -0.02 | -0.08 | 0 | 0.28 | 0.28 | 0.23 | 34.51 | 1052.735 | 0.32
D | 4002 | 2016-09-11 | 7 | OFF | 40.91 | 3.93 | 0.2 | 0 | 0.53 | 0 | 0 | -0.02 | 0.02 | -0.08 | 0 | 0.28 | 0.28 | 0.23 | 46.28 | 1108.502 | 0.73
D | 4002 | 2016-09-11 | 8 | OFF | 42.44 | 3.93 | 0.2 | 0 | 0.45 | 0 | 0 | -0.05 | 0.08 | -0.08 | 0 | 0.28 | 0.28 | 0.23 | 47.76 | 1201.35 | 0.65
D | 4002 | 2016-09-11 | 9 | OFF | 40.99 | 3.93 | 0.2 | 0 | 0.24 | 0 | 0 | 0 | -0.01 | -0.08 | 0 | 0.28 | 0.28 | 0.23 | 46.06 | 1317.084 | 0.44
D | 4002 | 2016-09-11 | 10 | OFF | 41.74 | 3.93 | 0.2 | 0 | 0.18 | 0 | 0 | 0.01 | -0.02 | -0.08 | 0 | 0.28 | 0.28 | 0.23 | 46.75 | 1410.929 | 0.38
D | 4002 | 2016-09-11 | 11 | OFF | 39.56 | 3.93 | 0.2 | 0 | 0.24 | 0 | 0 | 0.09 | -0.04 | -0.08 | 0 | 0.28 | 0.28 | 0.23 | 44.69 | 1406.508 | 0.44
D | 4002 | 2016-09-11 | 12 | OFF | 25.12 | 3.93 | 0.2 | 0 | 0.09 | 0 | 0 | 0.02 | -0.13 | -0.08 | 0 | 0.28 | 0.28 | 0.23 | 29.94 | 1404.692 | 0.29
D | 4002 | 2016-09-11 | 13 | OFF | 26.7 | 3.93 | 0.2 | 0 | 0.15 | 0 | 0 | 0.01 | -0.12 | -0.08 | 0 | 0.28 | 0.28 | 0.23 | 31.58 | 1437.49 | 0.35
D | 4002 | 2016-09-11 | 14 | OFF | 24.06 | 3.93 | 0.2 | 0 | 0.07 | 0 | 0 | 0.02 | -0.14 | -0.08 | 0 | 0.28 | 0.28 | 0.23 | 28.85 | 1454.98 | 0.27
D | 4002 | 2016-09-11 | 15 | OFF | 23.77 | 3.93 | 0.2 | 0 | 0.04 | 0 | 0 | 0.01 | -0.15 | -0.08 | 0 | 0.28 | 0.28 | 0.23 | 28.51 | 1465.059 | 0.24
D | 4002 | 2016-09-11 | 16 | OFF | 27.09 | 3.93 | 0.2 | 0 | 0.05 | 0 | 0 | -0.03 | -0.14 | -0.08 | 0 | 0.28 | 0.28 | 0.23 | 31.81 | 1475.702 | 0.25
D | 4002 | 2016-09-11 | 17 | OFF | 34.11 | 3.93 | 0.2 | 0 | 0.12 | 0 | 0 | -0.03 | -0.18 | -0.08 | 0 | 0.28 | 0.28 | 0.23 | 38.86 | 1482.766 | 0.32
D | 4002 | 2016-09-11 | 18 | OFF | 38.31 | 3.93 | 0.2 | 0 | 0.12 | 0 | 0 | -0.05 | -0.15 | -0.08 | 0 | 0.28 | 0.28 | 0.23 | 43.07 | 1489.804 | 0.32
D | 4002 | 2016-09-11 | 19 | OFF | 28.07 | 3.93 | 0.2 | 0 | 0.09 | 0 | 0 | 0 | -0.14 | -0.08 | 0 | 0.28 | 0.28 | 0.23 | 32.86 | 1460.06 | 0.29
D | 4002 | 2016-09-11 | 20 | OFF | 31.74 | 3.93 | 0.2 | 0 | 0.05 | 0 | 0 | 0.04 | -0.15 | -0.08 | 0 | 0.28 | 0.28 | 0.23 | 36.52 | 1458.704 | 0.25
D | 4002 | 2016-09-11 | 21 | OFF | 30.36 | 3.93 | 0.2 | 0 | 0.06 | 0 | 0 | 0 | -0.15 | -0.08 | 0 | 0.28 | 0.28 | 0.23 | 35.11 | 1395.764 | 0.26
D | 4002 | 2016-09-11 | 22 | OFF | 21.68 | 3.93 | 0.2 | 0 | 0.07 | 0 | 0 | 0 | -0.1 | -0.08 | 0 | 0.28 | 0.28 | 0.23 | 26.49 | 1267.286 | 0.27
D | 4002 | 2016-09-11 | 23 | OFF | 11.66 | 3.93 | 0.2 | 0 | 0.07 | 0 | 0 | 0.02 | -0.07 | -0.08 | 0 | 0.28 | 0.28 | 0.23 | 16.52 | 1138.958 | 0.27
D | 4002 | 2016-09-11 | 24 | OFF | -0.75 | 3.93 | 0.2 | 0 | 0.11 | 0 | 0 | 0 | -0.21 | -0.08 | 0 | 0.28 | 0.28 | 0.23 | 3.99 | 1028.364 | 0.31
D | 4002 | 2016-09-12 | 1 | OFF | 20.98 | 3.93 | 0.39 | 0 | 0.1 | 0 | 0 | -0.01 | -0.06 | -0.08 | 0 | 0.28 | 0.28 | 0.23 | 26.04 | 950.851 | 0.49
D | 4002 | 2016-09-12 | 2 | OFF | 13.93 | 3.93 | 0.39 | 0 | 0.07 | 0 | 0 | 0 | -0.08 | -0.08 | 0 | 0.28 | 0.28 | 0.23 | 18.95 | 906.063 | 0.46
D | 4002 | 2016-09-12 | 3 | OFF | -10.32 | 3.93 | 0.39 | 0 | 0.09 | 0 | 0 | -0.02 | -0.16 | -0.08 | 0 | 0.28 | 0.28 | 0.23 | -5.38 | 884.256 | 0.48
D | 4002 | 2016-09-12 | 4 | OFF | -42.15 | 3.93 | 0.39 | 0 | 0.66 | 0 | 0 | 0.07 | -0.44 | -0.08 | 0 | 0.28 | 0.28 | 0.23 | -36.83 | 883.955 | 1.05
D | 4002 | 2016-09-12 | 5 | OFF | 17.81 | 3.93 | 0.39 | 0 | 0.11 | 0 | 0 | -0.01 | -0.06 | -0.08 | 0 | 0.28 | 0.28 | 0.23 | 22.88 | 917.182 | 0.5
D | 4002 | 2016-09-12 | 6 | OFF | 13.82 | 3.93 | 0.39 | 0 | 0.24 | 0 | 0 | 0 | -0.09 | -0.08 | 0 | 0.28 | 0.28 | 0.23 | 19 | 1020.333 | 0.63
D | 4002 | 2016-09-12 | 7 | OFF | 15.24 | 3.93 | 0.39 | 0 | 0.27 | 0 | 0 | -0.03 | -0.13 | -0.08 | 0 | 0.28 | 0.28 | 0.23 | 20.38 | 1174.855 | 0.66
D | 4002 | 2016-09-12 | 8 | ON | 13.38 | 3.93 | 0.39 | 0 | 0.24 | 1.43 | 0 | 0 | -0.13 | -0.08 | 0 | 0.28 | 0.28 | 0.23 | 19.95 | 1269.344 | 2.06
D | 4002 | 2016-09-12 | 9 | ON | 19.06 | 3.93 | 0.39 | 0 | 0.12 | 1.37 | 0 | 0.01 | -0.17 | -0.08 | 0.01 | 0.28 | 0.28 | 0.23 | 25.43 | 1318.355 | 1.89
D | 4002 | 2016-09-12 | 10 | ON | 18.93 | 3.93 | 0.39 | 0 | 0.1 | 1.33 | 0 | 0 | -0.16 | -0.08 | 0.01 | 0.28 | 0.28 | 0.23 | 25.24 | 1363.354 | 1.83
D | 4002 | 2016-09-12 | 11 | ON | 20.84 | 3.93 | 0.39 | 0 | 0.07 | 1.3 | 0 | 0.02 | -0.2 | -0.08 | 0.01 | 0.28 | 0.28 | 0.23 | 27.07 | 1412.284 | 1.77
D | 4002 | 2016-09-12 | 12 | ON | 20.33 | 3.93 | 0.39 | 0 | 0.07 | 1.28 | 0 | 0 | -0.24 | -0.08 | 0.01 | 0.28 | 0.28 | 0.23 | 26.48 | 1437.289 | 1.75
D | 4002 | 2016-09-12 | 13 | ON | 20.23 | 3.93 | 0.39 | 0 | 0.05 | 1.26 | 0 | 0.03 | -0.24 | -0.08 | 0.01 | 0.28 | 0.28 | 0.23 | 26.37 | 1450.355 | 1.71
D | 4002 | 2016-09-12 | 14 | ON | 20.67 | 3.93 | 0.39 | 0 | 0.06 | 1.24 | 0 | -0.01 | -0.25 | -0.08 | 0.01 | 0.28 | 0.28 | 0.23 | 26.75 | 1469.33 | 1.7
D | 4002 | 2016-09-12 | 15 | ON | 21.4 | 3.93 | 0.39 | 0 | 0.05 | 1.22 | 0 | -0.03 | -0.25 | -0.08 | 0.01 | 0.28 | 0.28 | 0.23 | 27.43 | 1475.648 | 1.67
D | 4002 | 2016-09-12 | 16 | ON | 22.43 | 3.93 | 0.39 | 0 | 0.08 | 1.2 | 0 | -0.06 | -0.26 | -0.08 | 0.01 | 0.28 | 0.28 | 0.23 | 28.43 | 1480.66 | 1.68
D | 4002 | 2016-09-12 | 17 | ON | 22.4 | 3.93 | 0.39 | 0 | 0.06 | 1.18 | 0 | 0.01 | -0.27 | -0.08 | 0.01 | 0.28 | 0.28 | 0.23 | 28.42 | 1488.375 | 1.64
D | 4002 | 2016-09-12 | 18 | ON | 21.91 | 3.93 | 0.39 | 0 | 0.1 | 1.17 | 0 | -0.03 | -0.25 | -0.08 | 0.01 | 0.28 | 0.28 | 0.23 | 27.94 | 1500.598 | 1.67
D | 4002 | 2016-09-12 | 19 | ON | 20.63 | 3.93 | 0.39 | 0 | 0.1 | 1.19 | 0 | 0 | -0.24 | -0.08 | 0 | 0.28 | 0.28 | 0.23 | 26.71 | 1487.318 | 1.68
D | 4002 | 2016-09-12 | 20 | ON | 22.35 | 3.93 | 0.39 | 0 | 0.1 | 1.18 | 0 | -0.02 | -0.26 | -0.08 | 0 | 0.28 | 0.28 | 0.23 | 28.38 | 1505.444 | 1.67
D | 4002 | 2016-09-12 | 21 | ON | 21.88 | 3.93 | 0.39 | 0 | 0.11 | 1.22 | 0 | -0.02 | -0.24 | -0.08 | 0 | 0.28 | 0.28 | 0.23 | 27.98 | 1448.821 | 1.72
D | 4002 | 2016-09-12 | 22 | ON | 21.27 | 3.93 | 0.39 | 0 | 0.23 | 1.33 | 0 | -0.02 | -0.16 | -0.08 | 0 | 0.28 | 0.28 | 0.23 | 27.68 | 1317.541 | 1.95
D | 4002 | 2016-09-12 | 23 | ON | 17.61 | 3.93 | 0.39 | 0 | 0.52 | 1.48 | 0 | 0.01 | -0.1 | -0.08 | 0 | 0.28 | 0.28 | 0.23 | 24.55 | 1167.37 | 2.39
D | 4002 | 2016-09-12 | 24 | OFF | 7.35 | 3.93 | 0.39 | 0 | 0.16 | 0 | 0 | 0 | -0.11 | -0.08 | 0 | 0.28 | 0.28 | 0.23 | 12.43 | 1049.81 | 0.55
D | 4002 | 2016-09-13 | 1 | OFF | 11.95 | 3.93 | 0.36 | 0 | 0.23 | 0 | 0 | 0.02 | -0.06 | -0.08 | 0 | 0.28 | 0.28 | 0.23 | 17.14 | 974.876 | 0.59
D | 4002 | 2016-09-13 | 2 | OFF | 17.11 | 3.93 | 0.36 | 0 | 0.11 | 0 | 0 | 0.01 | -0.05 | -0.08 | 0 | 0.28 | 0.28 | 0.23 | 22.18 | 932.751 | 0.47
D | 4002 | 2016-09-13 | 3 | OFF | 16.25 | 3.93 | 0.36 | 0 | 0.1 | 0 | 0 | 0.01 | 0.01 | -0.08 | 0 | 0.28 | 0.28 | 0.23 | 21.37 | 911.746 | 0.46
D | 4002 | 2016-09-13 | 4 | OFF | 20.8 | 3.93 | 0.36 | 0 | 0.14 | 0 | 0 | 0 | 0.04 | -0.08 | 0 | 0.28 | 0.28 | 0.23 | 25.98 | 913.065 | 0.5
D | 4002 | 2016-09-13 | 5 | OFF | 8.72 | 3.93 | 0.36 | 0 | 0.22 | 0 | 0 | 0.02 | 0 | -0.08 | 0 | 0.28 | 0.28 | 0.23 | 13.96 | 941.9 | 0.58
D | 4002 | 2016-09-13 | 6 | OFF | -18 | 3.93 | 0.36 | 0 | 0.39 | 0 | 0 | -0.04 | -0.32 | -0.08 | 0 | 0.28 | 0.28 | 0.23 | -12.97 | 1044.169 | 0.75
D | 4002 | 2016-09-13 | 7 | OFF | 19.74 | 3.93 | 0.36 | 0 | 0.35 | 0 | 0 | 0 | -0.08 | -0.08 | 0 | 0.28 | 0.28 | 0.23 | 25.01 | 1202.061 | 0.71
D | 4002 | 2016-09-13 | 8 | ON | 24.94 | 3.93 | 0.36 | 0 | 0.2 | 1.41 | 0 | -0.02 | -0.1 | -0.08 | 0 | 0.28 | 0.28 | 0.23 | 31.43 | 1294.08 | 1.97
D | 4002 | 2016-09-13 | 9 | ON | 23.52 | 3.93 | 0.36 | 0 | 0.1 | 1.35 | 0 | 0.03 | -0.1 | -0.08 | 0 | 0.28 | 0.28 | 0.23 | 29.9 | 1342.592 | 1.81
D | 4002 | 2016-09-13 | 10 | ON | 22.43 | 3.93 | 0.36 | 0 | 0.12 | 1.3 | 0 | 0 | -0.09 | -0.08 | 0 | 0.28 | 0.28 | 0.23 | 28.76 | 1393.397 | 1.78
D | 4002 | 2016-09-13 | 11 | ON | 23.57 | 3.93 | 0.36 | 0 | 0.07 | 1.26 | 0 | 0 | -0.11 | -0.08 | 0 | 0.28 | 0.28 | 0.23 | 29.79 | 1449.61 | 1.69
D | 4002 | 2016-09-13 | 12 | ON | 24.39 | 3.93 | 0.36 | 0 | 0.06 | 1.23 | 0 | -0.02 | -0.12 | -0.08 | 0 | 0.28 | 0.28 | 0.23 | 30.54 | 1494.047 | 1.65
D | 4002 | 2016-09-13 | 13 | ON | 25.78 | 3.93 | 0.36 | 0 | 0.07 | 1.21 | 0 | 0.01 | -0.13 | -0.08 | 0 | 0.28 | 0.28 | 0.23 | 31.94 | 1517.415 | 1.64
D | 4002 | 2016-09-13 | 14 | ON | 25.84 | 3.93 | 0.36 | 0 | 0.05 | 1.17 | 0 | -0.02 | -0.17 | -0.08 | 0.01 | 0.28 | 0.28 | 0.23 | 31.88 | 1558.118 | 1.59
D | 4002 | 2016-09-13 | 15 | ON | 25.84 | 3.93 | 0.36 | 0 | 0.07 | 1.15 | 0 | 0 | -0.17 | -0.08 | 0 | 0.28 | 0.28 | 0.23 | 31.89 | 1578.701 | 1.58
D | 4002 | 2016-09-13 | 16 | ON | 25.97 | 3.93 | 0.36 | 0 | 0.07 | 1.13 | 0 | 0.01 | -0.21 | -0.08 | 0.01 | 0.28 | 0.28 | 0.23 | 31.98 | 1591.524 | 1.57
D | 4002 | 2016-09-13 | 17 | ON | 29.08 | 3.93 | 0.36 | 0 | 0.09 | 1.11 | 0 | -0.03 | -0.26 | -0.08 | 0.01 | 0.28 | 0.28 | 0.23 | 35 | 1600.995 | 1.57
D | 4002 | 2016-09-13 | 18 | ON | 33.83 | 3.93 | 0.36 | 0 | 0.11 | 1.1 | 0 | -0.02 | -0.24 | -0.08 | 0.02 | 0.28 | 0.28 | 0.23 | 39.8 | 1605.964 | 1.59
D | 4002 | 2016-09-13 | 19 | ON | 40.3 | 3.93 | 0.36 | 0 | 0.14 | 1.12 | 0.19 | -0.06 | -0.18 | -0.08 | 0 | 0.28 | 0.28 | 0.23 | 46.51 | 1588.462 | 1.81
D | 4002 | 2016-09-13 | 20 | ON | 34.43 | 3.93 | 0.36 | 0 | 0.11 | 1.12 | 0 | -0.01 | -0.17 | -0.08 | 0 | 0.28 | 0.28 | 0.23 | 40.48 | 1605.124 | 1.59
D | 4002 | 2016-09-13 | 21 | ON | 28.29 | 3.93 | 0.36 | 0 | 0.09 | 1.15 | 0 | -0.01 | -0.12 | -0.08 | 0 | 0.28 | 0.28 | 0.23 | 34.4 | 1539.998 | 1.6
D | 4002 | 2016-09-13 | 22 | ON | 27.61 | 3.93 | 0.36 | 0 | 0.13 | 1.25 | 0 | -0.04 | -0.09 | -0.08 | 0 | 0.28 | 0.28 | 0.23 | 33.86 | 1411.144 | 1.74
D | 4002 | 2016-09-13 | 23 | ON | 25.5 | 3.93 | 0.36 | 0 | 0.12 | 1.38 | 0 | -0.04 | -0.05 | -0.08 | 0 | 0.28 | 0.28 | 0.23 | 31.91 | 1261.391 | 1.86
D | 4002 | 2016-09-13 | 24 | OFF | 24.39 | 3.93 | 0.36 | 0 | 0.15 | 0 | 0 | 0 | -0.02 | -0.08 | 0 | 0.28 | 0.28 | 0.23 | 29.52 | 1136.548 | 0.51
D | 4002 | 2016-09-14 | 1 | OFF | 20.4 | 3.93 | 0.45 | 0 | 0.09 | 0 | 0 | 0.01 | -0.05 | -0.08 | 0 | 0.28 | 0.28 | 0.23 | 25.54 | 1058.709 | 0.54
D | 4002 | 2016-09-14 | 2 | OFF | 19.5 | 3.93 | 0.45 | 0 | 0.1 | 0 | 0 | 0 | -0.02 | -0.08 | 0 | 0.28 | 0.28 | 0.23 | 24.67 | 1012.329 | 0.55
D | 4002 | 2016-09-14 | 3 | OFF | 15.04 | 3.93 | 0.45 | 0 | 0.13 | 0 | 0 | 0 | 0.04 | -0.08 | 0 | 0.28 | 0.28 | 0.23 | 20.3 | 985.369 | 0.58
D | 4002 | 2016-09-14 | 4 | OFF | 8.12 | 3.93 | 0.45 | 0 | 0.16 | 0 | 0 | 0.01 | 0 | -0.08 | 0 | 0.28 | 0.28 | 0.23 | 13.38 | 983.525 | 0.61
D | 4002 | 2016-09-14 | 5 | OFF | 14.04 | 3.93 | 0.45 | 0 | 0.09 | 0 | 0 | -0.01 | 0.01 | -0.08 | 0 | 0.28 | 0.28 | 0.23 | 19.22 | 1014.788 | 0.54
D | 4002 | 2016-09-14 | 6 | OFF | 23.1 | 3.93 | 0.45 | 0 | 0.1 | 0 | 0 | -0.03 | -0.03 | -0.08 | 0 | 0.28 | 0.28 | 0.23 | 28.23 | 1119.139 | 0.55
D | 4002 | 2016-09-14 | 7 | OFF | 47.97 | 3.93 | 0.45 | 0 | 0.51 | 0 | 0.19 | 0.07 | -0.06 | -0.08 | 0 | 0.28 | 0.28 | 0.23 | 53.77 | 1282.3 | 1.15
D | 4002 | 2016-09-14 | 8 | ON | 27.61 | 3.93 | 0.45 | 0 | 0.37 | 1.31 | 0 | -0.01 | -0.09 | -0.08 | 0.01 | 0.28 | 0.28 | 0.23 | 34.29 | 1383.671 | 2.14
D | 4002 | 2016-09-14 | 9 | ON | 23.99 | 3.93 | 0.45 | 0 | 0.19 | 1.25 | 0 | 0.01 | -0.11 | -0.08 | 0.01 | 0.28 | 0.28 | 0.23 | 30.43 | 1450.281 | 1.9
D | 4002 | 2016-09-14 | 10 | ON | 24.07 | 3.93 | 0.45 | 0 | 0.07 | 1.1 | 0 | -0.03 | -0.14 | -0.08 | 0.01 | 0.28 | 0.28 | 0.23 | 30.17 | 1520.301 | 1.63
D | 4002 | 2016-09-14 | 11 | ON | 29.99 | 3.93 | 0.45 | 0 | 0.05 | 1.14 | 0 | -0.06 | -0.22 | -0.08 | 0.02 | 0.28 | 0.28 | 0.23 | 36.01 | 1600.378 | 1.66
D | 4002 | 2016-09-14 | 12 | ON | 43.57 | 3.93 | 0.45 | 0 | 0.11 | 1.1 | 0 | 0.01 | -0.19 | -0.08 | 0.03 | 0.28 | 0.28 | 0.23 | 49.72 | 1661.067 | 1.69
D | 4002 | 2016-09-14 | 13 | ON | 47.28 | 3.93 | 0.45 | 0 | 0.16 | 1.06 | 0 | -0.05 | -0.27 | -0.08 | 0.04 | 0.28 | 0.28 | 0.23 | 53.31 | 1690.621 | 1.71
D | 4002 | 2016-09-14 | 14 | ON | 51.93 | 3.93 | 0.45 | 0 | 0.13 | 1.02 | 0.12 | -0.09 | -0.3 | -0.08 | 0.04 | 0.28 | 0.28 | 0.23 | 57.94 | 1727.091 | 1.76
D | 4002 | 2016-09-14 | 15 | ON | 54.84 | 3.93 | 0.45 | 0 | 0.17 | 1 | 0.06 | -0.04 | -0.31 | -0.08 | 0.04 | 0.28 | 0.28 | 0.23 | 60.85 | 1722.357 | 1.72
D | 4002 | 2016-09-14 | 16 | ON | 41.84 | 3.93 | 0.45 | 0 | 0.16 | 0.99 | 0 | 0.03 | -0.28 | -0.08 | 0.04 | 0.28 | 0.28 | 0.23 | 47.87 | 1700.516 | 1.64
D | 4002 | 2016-09-14 | 17 | ON | 37.44 | 3.93 | 0.45 | 0 | 0.12 | 0.94 | 0 | -0.02 | -0.33 | -0.08 | 0.03 | 0.28 | 0.28 | 0.23 | 43.27 | 1678.891 | 1.54
D | 4002 | 2016-09-14 | 18 | ON | 47.79 | 3.93 | 0.45 | 0 | 0.33 | 0.96 | 0.37 | -0.01 | -0.3 | -0.08 | 0.02 | 0.28 | 0.28 | 0.23 | 54.25 | 1638.871 | 2.13
D | 4002 | 2016-09-14 | 19 | ON | 40.24 | 3.93 | 0.45 | 0 | 0.11 | 1.03 | 0 | -0.04 | -0.27 | -0.08 | 0 | 0.28 | 0.28 | 0.23 | 46.16 | 1600.565 | 1.59
D | 4002 | 2016-09-14 | 20 | ON | 58.42 | 3.93 | 0.45 | 0 | 0.43 | 1.04 | 0.29 | 0.01 | -0.26 | -0.08 | 0 | 0.28 | 0.28 | 0.23 | 65.02 | 1592.864 | 2.21
D | 4002 | 2016-09-14 | 21 | ON | 38.42 | 3.93 | 0.45 | 0 | 0.16 | 1.1 | 0 | 0.01 | -0.21 | -0.08 | 0 | 0.28 | 0.28 | 0.23 | 44.57 | 1508.425 | 1.71
D | 4002 | 2016-09-14 | 22 | ON | 27.22 | 3.93 | 0.45 | 0 | 0.14 | 1.2 | 0 | -0.02 | -0.13 | -0.08 | 0 | 0.28 | 0.28 | 0.23 | 33.5 | 1367.438 | 1.79
D | 4002 | 2016-09-14 | 23 | ON | 22.38 | 3.93 | 0.45 | 0 | 0.11 | 1.36 | 0 | -0.03 | -0.09 | -0.08 | 0 | 0.28 | 0.28 | 0.23 | 28.82 | 1212.168 | 1.92
D | 4002 | 2016-09-14 | 24 | OFF | 24.43 | 3.93 | 0.45 | 0 | 0.12 | 0 | 0 | 0.03 | -0.03 | -0.08 | 0 | 0.28 | 0.28 | 0.23 | 29.64 | 1084.592 | 0.57
D | 4002 | 2016-09-15 | 1 | OFF | 47.91 | 3.93 | 0.58 | 0 | 0.15 | 0 | 0 | -0.28 | 0.18 | -0.08 | 0 | 0.28 | 0.28 | 0.23 | 53.18 | 993.655 | 0.73
D | 4002 | 2016-09-15 | 2 | OFF | 52.97 | 3.93 | 0.58 | 0 | 0.28 | 0 | 0 | 0.16 | 0.01 | -0.08 | 0 | 0.28 | 0.28 | 0.23 | 58.64 | 944.952 | 0.86
D | 4002 | 2016-09-15 | 3 | OFF | 35.42 | 3.93 | 0.58 | 0 | 0.11 | 0 | 0 | 0.01 | 0 | -0.08 | 0 | 0.28 | 0.28 | 0.23 | 40.76 | 919.659 | 0.69
D | 4002 | 2016-09-15 | 4 | OFF | 31.66 | 3.93 | 0.58 | 0 | 0.08 | 0 | 0 | 0.02 | -0.02 | -0.08 | 0 | 0.28 | 0.28 | 0.23 | 36.96 | 916.244 | 0.66
D | 4002 | 2016-09-15 | 5 | OFF | 30.15 | 3.93 | 0.58 | 0 | 0.09 | 0 | 0 | -0.02 | -0.02 | -0.08 | 0 | 0.28 | 0.28 | 0.23 | 35.42 | 944.785 | 0.67
D | 4002 | 2016-09-15 | 6 | OFF | 29.02 | 3.93 | 0.58 | 0 | 0.12 | 0 | 0 | 0.03 | -0.07 | -0.08 | 0 | 0.28 | 0.28 | 0.23 | 34.32 | 1044.224 | 0.7
D | 4002 | 2016-09-15 | 7 | OFF | 26.49 | 3.93 | 0.58 | 0 | 0.15 | 0 | 0 | 0.03 | -0.09 | -0.08 | 0 | 0.28 | 0.28 | 0.23 | 31.8 | 1200.71 | 0.73
D | 4002 | 2016-09-15 | 8 | ON | 25.74 | 3.93 | 0.58 | 0 | 0.12 | 1.42 | 0 | 0 | -0.09 | -0.08 | 0 | 0.28 | 0.28 | 0.23 | 32.41 | 1290.924 | 2.12
D | 4002 | 2016-09-15 | 9 | ON | 26.81 | 3.93 | 0.58 | 0 | 0.16 | 1.38 | 0 | 0.01 | -0.13 | -0.08 | 0 | 0.28 | 0.28 | 0.23 | 33.45 | 1334.204 | 2.12
D | 4002 | 2016-09-15 | 10 | ON | 25.07 | 3.93 | 0.58 | 0 | 0.05 | 1.35 | 0 | 0.01 | -0.13 | -0.08 | 0 | 0.28 | 0.28 | 0.23 | 31.57 | 1364.635 | 1.98
D | 4002 | 2016-09-15 | 11 | ON | 24.38 | 3.93 | 0.58 | 0 | 0.08 | 1.32 | 0 | 0.02 | -0.11 | -0.08 | 0 | 0.28 | 0.28 | 0.23 | 30.91 | 1398.635 | 1.98
D | 4002 | 2016-09-15 | 12 | ON | 37.08 | 3.93 | 0.58 | 0 | 0.17 | 1.31 | 0.51 | 0.05 | -0.11 | -0.08 | 0.01 | 0.28 | 0.28 | 0.23 | 44.24 | 1413.113 | 2.58
D | 4002 | 2016-09-15 | 13 | ON | 24 | 3.93 | 0.58 | 0 | 0.07 | 1.31 | 0 | 0.03 | -0.12 | -0.08 | 0 | 0.28 | 0.28 | 0.23 | 30.51 | 1409.062 | 1.96
D | 4002 | 2016-09-15 | 14 | ON | 22.49 | 3.93 | 0.58 | 0 | 0.07 | 1.29 | 0 | 0.04 | -0.11 | -0.08 | 0.01 | 0.28 | 0.28 | 0.23 | 29.01 | 1422.351 | 1.95
D | 4002 | 2016-09-15 | 15 | ON | 22.51 | 3.93 | 0.58 | 0 | 0.04 | 1.29 | 0 | 0.01 | -0.12 | -0.08 | 0.01 | 0.28 | 0.28 | 0.23 | 28.96 | 1419.676 | 1.92
D | 4002 | 2016-09-15 | 16 | ON | 23.63 | 3.93 | 0.58 | 0 | 0.04 | 1.28 | 0 | -0.01 | -0.17 | -0.08 | 0.01 | 0.28 | 0.28 | 0.23 | 30 | 1419.591 | 1.91
D | 4002 | 2016-09-15 | 17 | ON | 23.96 | 3.93 | 0.58 | 0 | 0.03 | 1.26 | 0 | -0.03 | -0.18 | -0.08 | 0.01 | 0.28 | 0.28 | 0.23 | 30.27 | 1428.242 | 1.88
D | 4002 | 2016-09-15 | 18 | ON | 24.64 | 3.93 | 0.58 | 0 | 0.03 | 1.25 | 0 | -0.03 | -0.19 | -0.08 | 0.01 | 0.28 | 0.28 | 0.23 | 30.93 | 1432.933 | 1.87
D | 4002 | 2016-09-15 | 19 | ON | 24.96 | 3.93 | 0.58 | 0 | 0.05 | 1.27 | 0 | -0.01 | -0.13 | -0.08 | 0 | 0.28 | 0.28 | 0.23 | 31.36 | 1426.456 | 1.9
D | 4002 | 2016-09-15 | 20 | ON | 31.32 | 3.93 | 0.58 | 0 | 0.07 | 1.25 | 0 | -0.05 | -0.14 | -0.08 | 0 | 0.28 | 0.28 | 0.23 | 37.67 | 1455.33 | 1.9
D | 4002 | 2016-09-15 | 21 | ON | 28.84 | 3.93 | 0.58 | 0 | 0.11 | 1.28 | 0 | 0.02 | -0.14 | -0.08 | 0 | 0.28 | 0.28 | 0.23 | 35.33 | 1398.099 | 1.97
D | 4002 | 2016-09-15 | 22 | ON | 23.34 | 3.93 | 0.58 | 0 | 0.07 | 1.39 | 0 | -0.01 | -0.07 | -0.08 | 0 | 0.28 | 0.28 | 0.23 | 29.94 | 1277.847 | 2.04
D | 4002 | 2016-09-15 | 23 | ON | 30.11 | 3.93 | 0.58 | 0 | 0.15 | 1.54 | 0.44 | 0.01 | -0.01 | -0.08 | 0 | 0.28 | 0.28 | 0.23 | 37.46 | 1135.402 | 2.71
D | 4002 | 2016-09-15 | 24 | OFF | 31.09 | 3.93 | 0.58 | 0 | 0.37 | 0 | 0.22 | -0.01 | 0.01 | -0.08 | 0 | 0.28 | 0.28 | 0.23 | 36.9 | 1020.001 | 1.17
D | 4002 | 2016-09-16 | 1 | OFF | 25.79 | 3.93 | 0.5 | 0 | 0.33 | 0 | 0 | -0.03 | 0.08 | -0.08 | 0 | 0.28 | 0.28 | 0.23 | 31.31 | 949.41 | 0.83
D | 4002 | 2016-09-16 | 2 | OFF | 20.01 | 3.93 | 0.5 | 0 | 0.36 | 0 | 0 | -0.01 | -0.02 | -0.08 | 0 | 0.28 | 0.28 | 0.23 | 25.48 | 905.72 | 0.86
D | 4002 | 2016-09-16 | 3 | OFF | 17.68 | 3.93 | 0.5 | 0 | 0.41 | 0 | 0 | -0.02 | -0.02 | -0.08 | 0 | 0.28 | 0.28 | 0.23 | 23.19 | 884.203 | 0.91
D | 4002 | 2016-09-16 | 4 | OFF | 21.33 | 3.93 | 0.5 | 0 | 0.37 | 0 | 0 | -0.02 | 0.02 | -0.08 | 0 | 0.28 | 0.28 | 0.23 | 26.84 | 884.976 | 0.87
D | 4002 | 2016-09-16 | 5 | OFF | 19.04 | 3.93 | 0.5 | 0 | 0.45 | 0 | 0 | -0.01 | 0 | -0.08 | 0 | 0.28 | 0.28 | 0.23 | 24.62 | 915.266 | 0.95
D | 4002 | 2016-09-16 | 6 | OFF | 21.67 | 3.93 | 0.5 | 0 | 0.43 | 0 | 0 | -0.03 | -0.02 | -0.08 | 0 | 0.28 | 0.28 | 0.23 | 27.19 | 1015.509 | 0.93
D | 4002 | 2016-09-16 | 7 | OFF | 34.59 | 3.93 | 0.5 | 0 | 0.24 | 0 | 0.44 | -0.09 | -0.08 | -0.08 | 0 | 0.28 | 0.28 | 0.23 | 40.24 | 1172.089 | 1.18
D | 4002 | 2016-09-16 | 8 | ON | 43.53 | 3.93 | 0.5 | 0 | 0.52 | 1.45 | 0.06 | -0.1 | -0.01 | -0.08 | 0 | 0.28 | 0.28 | 0.23 | 50.59 | 1259.527 | 2.53
D | 4002 | 2016-09-16 | 9 | ON | 22.86 | 3.93 | 0.5 | 0 | 0.15 | 1.42 | 0.02 | -0.02 | -0.09 | -0.08 | 0 | 0.28 | 0.28 | 0.23 | 29.48 | 1301.902 | 2.09
D | 4002 | 2016-09-16 | 10 | ON | 33.7 | 3.93 | 0.5 | 0 | 0.17 | 1.37 | 0.55 | -0.01 | -0.05 | -0.08 | 0 | 0.28 | 0.28 | 0.23 | 40.87 | 1335.686 | 2.59
D | 4002 | 2016-09-16 | 11 | ON | 21.88 | 3.93 | 0.5 | 0 | 0.11 | 1.34 | 0 | -0.01 | -0.08 | -0.08 | 0 | 0.28 | 0.28 | 0.23 | 28.38 | 1371.353 | 1.95
D | 4002 | 2016-09-16 | 12 | ON | 21.18 | 3.93 | 0.5 | 0 | 0.09 | 1.32 | 0 | 0 | -0.11 | -0.08 | 0.01 | 0.28 | 0.28 | 0.23 | 27.63 | 1390.221 | 1.92
D | 4002 | 2016-09-16 | 13 | ON | 21.18 | 3.93 | 0.5 | 0 | 0.09 | 1.32 | 0 | -0.02 | -0.12 | -0.08 | 0 | 0.28 | 0.28 | 0.23 | 27.59 | 1396.986 | 1.91
D | 4002 | 2016-09-16 | 14 | ON | 22.92 | 3.93 | 0.5 | 0 | 0.09 | 1.29 | 0 | 0 | -0.18 | -0.08 | 0 | 0.28 | 0.28 | 0.23 | 29.26 | 1410.027 | 1.88
D | 4002 | 2016-09-16 | 15 | ON | 28.63 | 3.93 | 0.5 | 0 | 0.05 | 1.28 | 0.11 | -0.04 | -0.18 | -0.08 | 0 | 0.28 | 0.28 | 0.23 | 34.99 | 1408.567 | 1.94
D | 4002 | 2016-09-16 | 16 | ON | 24.93 | 3.93 | 0.5 | 0 | 0.05 | 1.27 | 0 | 0 | -0.22 | -0.08 | 0 | 0.28 | 0.28 | 0.23 | 31.17 | 1405.512 | 1.82
D | 4002 | 2016-09-16 | 17 | ON | 26.63 | 3.93 | 0.5 | 0 | 0.06 | 1.26 | 0 | -0.02 | -0.22 | -0.08 | 0 | 0.28 | 0.28 | 0.23 | 32.85 | 1406.565 | 1.82
D | 4002 | 2016-09-16 | 18 | ON | 25.64 | 3.93 | 0.5 | 0 | 0.09 | 1.27 | 0 | -0.01 | -0.22 | -0.08 | 0 | 0.28 | 0.28 | 0.23 | 31.91 | 1400.551 | 1.86
D | 4002 | 2016-09-16 | 19 | ON | 25.93 | 3.93 | 0.5 | 0 | 0.09 | 1.31 | 0 | -0.03 | -0.17 | -0.08 | 0 | 0.28 | 0.28 | 0.23 | 32.27 | 1382.99 | 1.9
D | 4002 | 2016-09-16 | 20 | ON | 24.05 | 3.93 | 0.5 | 0 | 0.06 | 1.29 | 0 | -0.02 | -0.17 | -0.08 | 0 | 0.28 | 0.28 | 0.23 | 30.35 | 1404.947 | 1.85
D | 4002 | 2016-09-16 | 21 | ON | 22.93 | 3.93 | 0.5 | 0 | 0.07 | 1.34 | 0 | -0.02 | -0.12 | -0.08 | 0 | 0.28 | 0.28 | 0.23 | 29.34 | 1350.681 | 1.91
D | 4002 | 2016-09-16 | 22 | ON | 18.56 | 3.93 | 0.5 | 0 | 0.11 | 1.43 | 0 | -0.01 | -0.07 | -0.08 | 0 | 0.28 | 0.28 | 0.23 | 25.16 | 1258.375 | 2.04
D | 4002 | 2016-09-16 | 23 | ON | 10.72 | 3.93 | 0.5 | 0 | 0.16 | 1.56 | 0 | -0.02 | -0.1 | -0.08 | 0 | 0.28 | 0.28 | 0.23 | 17.46 | 1142.418 | 2.22
D | 4002 | 2016-09-16 | 24 | OFF | 18.53 | 3.93 | 0.5 | 0 | 0.29 | 0 | 0.02 | -0.05 | -0.02 | -0.08 | 0 | 0.28 | 0.28 | 0.23 | 23.91 | 1026.761 | 0.81
D | 4002 | 2016-09-17 | 1 | OFF | 26.6 | 3.93 | 1.3 | 0 | 0.07 | 0 | 0.08 | -0.11 | -0.08 | -0.08 | 0 | 0.28 | 0.28 | 0.23 | 32.5 | 947.273 | 1.45
D | 4002 | 2016-09-17 | 2 | OFF | 21.45 | 3.93 | 1.3 | 0 | 0.15 | 0 | 0 | 0.01 | -0.06 | -0.08 | 0 | 0.28 | 0.28 | 0.23 | 27.49 | 901.367 | 1.45
D | 4002 | 2016-09-17 | 3 | OFF | 21.97 | 3.93 | 1.3 | 0 | 0.08 | 0 | 0 | 0.01 | -0.04 | -0.08 | 0 | 0.28 | 0.28 | 0.23 | 27.96 | 873.756 | 1.38
D | 4002 | 2016-09-17 | 4 | OFF | 21.14 | 3.93 | 1.3 | 0 | 0.15 | 0 | 0 | 0.02 | -0.04 | -0.08 | 0 | 0.28 | 0.28 | 0.23 | 27.21 | 866.486 | 1.45
D | 4002 | 2016-09-17 | 5 | OFF | 22.16 | 3.93 | 1.3 | 0 | 0.09 | 0 | 0 | -0.01 | -0.04 | -0.08 | 0 | 0.28 | 0.28 | 0.23 | 28.14 | 879.084 | 1.39
D | 4002 | 2016-09-17 | 6 | OFF | 31.46 | 3.93 | 1.3 | 0 | 0.22 | 0 | 0 | 0 | -0.03 | -0.08 | 0 | 0.28 | 0.28 | 0.23 | 37.59 | 918.346 | 1.52
D | 4002 | 2016-09-17 | 7 | OFF | 34.78 | 3.93 | 1.3 | 0 | 0.66 | 0 | 0 | 0.01 | 0 | -0.08 | 0 | 0.28 | 0.28 | 0.23 | 41.39 | 980.23 | 1.96
D | 4002 | 2016-09-17 | 8 | OFF | 25.07 | 3.93 | 1.3 | 0 | 0.73 | 0 | 0.43 | 0.01 | -0.07 | -0.08 | 0 | 0.28 | 0.28 | 0.23 | 32.11 | 1063.727 | 2.46
D | 4002 | 2016-09-17 | 9 | OFF | 16.56 | 3.93 | 1.3 | 0 | 0.32 | 0 | 0.04 | 0 | -0.1 | -0.08 | 0 | 0.28 | 0.28 | 0.23 | 22.76 | 1160.84 | 1.66
D | 4002 | 2016-09-17 | 10 | OFF | 17.28 | 3.93 | 1.3 | 0 | 0.12 | 0 | 0 | 0 | -0.11 | -0.08 | 0 | 0.28 | 0.28 | 0.23 | 23.23 | 1226.517 | 1.42
D | 4002 | 2016-09-17 | 11 | OFF | 20.07 | 3.93 | 1.3 | 0 | 0.11 | 0 | 0 | -0.02 | -0.14 | -0.08 | 0 | 0.28 | 0.28 | 0.23 | 25.96 | 1245.311 | 1.41
D | 4002 | 2016-09-17 | 12 | OFF | 18.9 | 3.93 | 1.3 | 0 | 0.13 | 0 | 0 | 0.02 | -0.17 | -0.08 | 0 | 0.28 | 0.28 | 0.23 | 24.82 | 1254.858 | 1.43
D | 4002 | 2016-09-17 | 13 | OFF | 19.14 | 3.93 | 1.3 | 0 | 0.13 | 0 | 0 | 0 | -0.18 | -0.08 | 0 | 0.28 | 0.28 | 0.23 | 25.03 | 1255.211 | 1.43
D | 4002 | 2016-09-17 | 14 | OFF | 17.43 | 3.93 | 1.3 | 0 | 0.12 | 0 | 0 | 0.01 | -0.19 | -0.08 | 0 | 0.28 | 0.28 | 0.23 | 23.31 | 1255.19 | 1.42
D | 4002 | 2016-09-17 | 15 | OFF | 18.77 | 3.93 | 1.3 | 0 | 0.12 | 0 | 0 | 0 | -0.19 | -0.08 | 0 | 0.28 | 0.28 | 0.23 | 24.64 | 1258.538 | 1.42
D | 4002 | 2016-09-17 | 16 | OFF | 23.67 | 3.93 | 1.3 | 0 | 0.15 | 0 | 0 | -0.01 | -0.19 | -0.08 | 0 | 0.28 | 0.28 | 0.23 | 29.56 | 1268.54 | 1.45
D | 4002 | 2016-09-17 | 17 | OFF | 20.58 | 3.93 | 1.3 | 0 | 0.12 | 0 | 0 | -0.01 | -0.18 | -0.08 | 0 | 0.28 | 0.28 | 0.23 | 26.45 | 1288.404 | 1.42
D | 4002 | 2016-09-17 | 18 | OFF | 20.91 | 3.93 | 1.3 | 0 | 0.12 | 0 | 0 | 0 | -0.21 | -0.08 | 0 | 0.28 | 0.28 | 0.23 | 26.76 | 1306.656 | 1.42
D | 4002 | 2016-09-17 | 19 | OFF | 20.21 | 3.93 | 1.3 | 0 | 0.14 | 0 | 0 | -0.03 | -0.21 | -0.08 | 0 | 0.28 | 0.28 | 0.23 | 26.05 | 1312.227 | 1.44
D | 4002 | 2016-09-17 | 20 | OFF | 30.51 | 3.93 | 1.3 | 0 | 0.19 | 0 | 0.04 | 0 | -0.16 | -0.08 | 0 | 0.28 | 0.28 | 0.23 | 36.52 | 1352.92 | 1.53
D | 4002 | 2016-09-17 | 21 | OFF | 21.94 | 3.93 | 1.3 | 0 | 0.12 | 0 | 0 | -0.01 | -0.16 | -0.08 | 0 | 0.28 | 0.28 | 0.23 | 27.83 | 1314.144 | 1.42
D | 4002 | 2016-09-17 | 22 | OFF | 19.57 | 3.93 | 1.3 | 0 | 0.16 | 0 | 0.02 | -0.02 | -0.12 | -0.08 | 0 | 0.28 | 0.28 | 0.23 | 25.55 | 1238.129 | 1.48
D | 4002 | 2016-09-17 | 23 | OFF | 8.46 | 3.93 | 1.3 | 0 | 0.22 | 0 | 0 | -0.01 | -0.14 | -0.08 | 0 | 0.28 | 0.28 | 0.23 | 14.47 | 1137.035 | 1.52
D | 4002 | 2016-09-17 | 24 | OFF | 16.9 | 3.93 | 1.3 | 0 | 0.11 | 0 | 0 | -0.02 | -0.04 | -0.08 | 0 | 0.28 | 0.28 | 0.23 | 22.89 | 1041.104 | 1.41
D | 4002 | 2016-09-18 | 1 | OFF | 12.63 | 3.93 | 2.78 | 0 | 0.17 | 0 | 0 | 0.03 | -0.1 | -0.08 | 0 | 0.28 | 0.28 | 0.23 | 20.15 | 973.095 | 2.95
D | 4002 | 2016-09-18 | 2 | OFF | 9.64 | 3.93 | 2.78 | 0 | 0.16 | 0 | 0 | -0.01 | -0.09 | -0.08 | 0 | 0.28 | 0.28 | 0.23 | 17.12 | 932.226 | 2.94
D | 4002 | 2016-09-18 | 3 | OFF | -62.73 | 3.93 | 2.78 | 0 | 1.19 | 0 | 0 | 0.06 | -0.47 | -0.08 | 0 | 0.28 | 0.28 | 0.23 | -54.53 | 906.176 | 3.97
D | 4002 | 2016-09-18 | 4 | OFF | -23.72 | 3.93 | 2.78 | 0 | 0.44 | 0 | 0 | 0.04 | -0.43 | -0.08 | 0 | 0.28 | 0.28 | 0.23 | -16.25 | 895.897 | 3.22
D | 4002 | 2016-09-18 | 5 | OFF | -5.88 | 3.93 | 2.78 | 0 | 0.23 | 0 | 0 | 0.01 | -0.2 | -0.08 | 0 | 0.28 | 0.28 | 0.23 | 1.58 | 901.189 | 3.01
D | 4002 | 2016-09-18 | 6 | OFF | 16.23 | 3.93 | 2.78 | 0 | 0.11 | 0 | 0 | -0.01 | -0.05 | -0.08 | 0 | 0.28 | 0.28 | 0.23 | 23.7 | 929.139 | 2.89
D | 4002 | 2016-09-18 | 7 | OFF | 19.76 | 3.93 | 2.78 | 0 | 0.71 | 0 | 0 | -0.02 | -0.04 | -0.08 | 0 | 0.28 | 0.28 | 0.23 | 27.83 | 978.306 | 3.49
D | 4002 | 2016-09-18 | 8 | OFF | 15.82 | 3.93 | 2.78 | 0 | 0.47 | 0 | 0 | 0.02 | -0.06 | -0.08 | 0 | 0.28 | 0.28 | 0.23 | 23.67 | 1058.26 | 3.25
D | 4002 | 2016-09-18 | 9 | OFF | 16.14 | 3.93 | 2.78 | 0 | 0.16 | 0 | 0 | 0 | -0.06 | -0.08 | 0 | 0.28 | 0.28 | 0.23 | 23.66 | 1171.209 | 2.94
D | 4002 | 2016-09-18 | 10 | OFF | 22.23 | 3.93 | 2.78 | 0 | 0.21 | 0 | 0.09 | 0 | -0.09 | -0.08 | 0 | 0.28 | 0.28 | 0.23 | 29.86 | 1251.795 | 3.08
D | 4002 | 2016-09-18 | 11 | OFF | 24.4 | 3.93 | 2.78 | 0 | 0.11 | 0 | 0.07 | -0.01 | -0.1 | -0.08 | 0 | 0.28 | 0.28 | 0.23 | 31.89 | 1308.565 | 2.96
D | 4002 | 2016-09-18 | 12 | OFF | 22.96 | 3.93 | 2.78 | 0 | 0.08 | 0 | 0 | 0.01 | -0.11 | -0.08 | 0 | 0.28 | 0.28 | 0.23 | 30.36 | 1353.554 | 2.86
D | 4002 | 2016-09-18 | 13 | OFF | 33.62 | 3.93 | 2.78 | 0 | 0.14 | 0 | 0 | -0.04 | -0.15 | -0.08 | 0 | 0.28 | 0.28 | 0.23 | 40.99 | 1383.054 | 2.92
D | 4002 | 2016-09-18 | 14 | OFF | 33.82 | 3.93 | 2.78 | 0 | 0.18 | 0 | 0 | -0.03 | -0.16 | -0.08 | 0 | 0.28 | 0.28 | 0.23 | 41.23 | 1397.31 | 2.96
D | 4002 | 2016-09-18 | 15 | OFF | 37.34 | 3.93 | 2.78 | 0 | 0.22 | 0 | 0 | 0 | -0.17 | -0.08 | 0 | 0.28 | 0.28 | 0.23 | 44.81 | 1401.853 | 3
D | 4002 | 2016-09-18 | 16 | OFF | 36.16 | 3.93 | 2.78 | 0 | 0.21 | 0 | 0 | 0.06 | -0.16 | -0.08 | 0 | 0.28 | 0.28 | 0.23 | 43.69 | 1413.313 | 2.99
D | 4002 | 2016-09-18 | 17 | OFF | 34.05 | 3.93 | 2.78 | 0 | 0.14 | 0 | 0 | 0 | -0.22 | -0.08 | 0 | 0.28 | 0.28 | 0.23 | 41.39 | 1446.703 | 2.92
D | 4002 | 2016-09-18 | 18 | OFF | 34.87 | 3.93 | 2.78 | 0 | 0.15 | 0 | 0 | 0 | -0.23 | -0.08 | 0 | 0.28 | 0.28 | 0.23 | 42.21 | 1492.623 | 2.93
D | 4002 | 2016-09-18 | 19 | OFF | 31.53 | 3.93 | 2.78 | 0 | 0.15 | 0 | 0 | -0.02 | -0.24 | -0.08 | 0 | 0.28 | 0.28 | 0.23 | 38.84 | 1516.701 | 2.93
D | 4002 | 2016-09-18 | 20 | OFF | 195.97 | 3.93 | 2.78 | 0 | 1.91 | 0 | 24.65 | 0.39 | 0.07 | -0.08 | 0 | 0.28 | 0.28 | 0.23 | 230.41 | 1543.102 | 29.34
D | 4002 | 2016-09-18 | 21 | OFF | 38.96 | 3.93 | 2.78 | 0 | 0.37 | 0 | 2.05 | -0.05 | -0.19 | -0.08 | 0 | 0.28 | 0.28 | 0.23 | 48.56 | 1473.958 | 5.2
D | 4002 | 2016-09-18 | 22 | OFF | 26.43 | 3.93 | 2.78 | 0 | 0.17 | 0 | 0 | -0.01 | -0.12 | -0.08 | 0 | 0.28 | 0.28 | 0.23 | 33.89 | 1352.702 | 2.95
D | 4002 | 2016-09-18 | 23 | OFF | 24.01 | 3.93 | 2.78 | 0 | 0.24 | 0 | 0 | -0.12 | -0.08 | -0.08 | 0 | 0.28 | 0.28 | 0.23 | 31.47 | 1224.123 | 3.02
D | 4002 | 2016-09-18 | 24 | OFF | 25.61 | 3.93 | 2.78 | 0 | 0.16 | 0 | 0 | -0.04 | -0.04 | -0.08 | 0 | 0.28 | 0.28 | 0.23 | 33.11 | 1121.806 | 2.94
D | 4002 | 2016-09-19 | 1 | OFF | 27.5 | 3.93 | 1.82 | 0 | 0.1 | 0 | 0 | -0.13 | 0.03 | -0.08 | 0 | 0.28 | 0.28 | 0.23 | 33.96 | 1053.394 | 1.92
D | 4002 | 2016-09-19 | 2 | OFF | 31.03 | 3.93 | 1.82 | 0 | 0.11 | 0 | 0 | -0.04 | 0.05 | -0.08 | 0 | 0.28 | 0.28 | 0.23 | 37.61 | 1014.288 | 1.93
D | 4002 | 2016-09-19 | 3 | OFF | 29.49 | 3.93 | 1.82 | 0 | 0.11 | 0 | 0 | -0.04 | 0.04 | -0.08 | 0 | 0.28 | 0.28 | 0.23 | 36.06 | 995.488 | 1.93
D | 4002 | 2016-09-19 | 4 | OFF | 26.29 | 3.93 | 1.82 | 0 | 0.13 | 0 | 0 | -0.04 | 0.06 | -0.08 | 0 | 0.28 | 0.28 | 0.23 | 32.9 | 1003.549 | 1.95
D | 4002 | 2016-09-19 | 5 | OFF | 31.73 | 3.93 | 1.82 | 0 | 0.11 | 0 | 0 | -0.1 | 0.05 | -0.08 | 0 | 0.28 | 0.28 | 0.23 | 38.25 | 1040.676 | 1.93
D | 4002 | 2016-09-19 | 6 | OFF | 45.85 | 3.93 | 1.82 | 0 | 0.13 | 0 | 0 | -0.04 | 0.12 | -0.08 | 0 | 0.28 | 0.28 | 0.23 | 52.52 | 1141.748 | 1.95
D | 4002 | 2016-09-19 | 7 | OFF | 67.77 | 3.93 | 1.82 | 0 | 0.41 | 0 | 0.89 | 0.01 | 0.17 | -0.08 | 0 | 0.28 | 0.28 | 0.23 | 75.71 | 1328.072 | 3.12
D | 4002 | 2016-09-19 | 8 | ON | 52.43 | 3.93 | 1.82 | 0 | 0.46 | 1.09 | 0.54 | -0.07 | -0.08 | -0.08 | 0 | 0.28 | 0.28 | 0.23 | 60.83 | 1430.073 | 3.91
D | 4002 | 2016-09-19 | 9 | ON | 66.12 | 3.93 | 1.82 | 0 | 0.2 | 1.05 | 0.29 | -0.02 | -0.14 | -0.08 | 0.01 | 0.28 | 0.28 | 0.23 | 73.97 | 1491.258 | 3.37
D | 4002 | 2016-09-19 | 10 | ON | 54.59 | 3.93 | 1.82 | 0 | 0.17 | 0.96 | 0.16 | 0.01 | -0.16 | -0.08 | 0.02 | 0.28 | 0.28 | 0.23 | 62.21 | 1540.776 | 3.13
D | 4002 | 2016-09-19 | 11 | ON | 49.23 | 3.93 | 1.82 | 0 | 0.31 | 0.94 | 0 | 0.01 | -0.25 | -0.08 | 0.03 | 0.28 | 0.28 | 0.23 | 56.73 | 1578.236 | 3.1
D | 4002 | 2016-09-19 | 12 | ON | 47.3 | 3.93 | 1.82 | 0 | 0.2 | 0.94 | 0 | 0.08 | -0.2 | -0.08 | 0.03 | 0.28 | 0.28 | 0.23 | 54.81 | 1590.949 | 2.99
D | 4002 | 2016-09-19 | 13 | ON | 36.6 | 3.93 | 1.82 | 0 | 0.23 | 0.99 | 0 | 0.03 | -0.23 | -0.08 | 0.03 | 0.28 | 0.28 | 0.23 | 44.11 | 1587.865 | 3.07
D | 4002 | 2016-09-19 | 14 | ON | 37.92 | 3.93 | 1.82 | 0 | 0.25 | 0.99 | 0 | 0.04 | -0.18 | -0.08 | 0.03 | 0.28 | 0.28 | 0.23 | 45.51 | 1593.494 | 3.09
D | 4002 | 2016-09-19 | 15 | ON | 37.71 | 3.93 | 1.82 | 0 | 0.24 | 1.01 | 0 | 0.02 | -0.26 | -0.08 | 0.03 | 0.28 | 0.28 | 0.23 | 45.21 | 1581.546 | 3.1
D | 4002 | 2016-09-19 | 16 | ON | 36.46 | 3.93 | 1.82 | 0 | 0.25 | 1.06 | 0 | 0.03 | -0.34 | -0.08 | 0.03 | 0.28 | 0.28 | 0.23 | 43.95 | 1574.218 | 3.16
D | 4002 | 2016-09-19 | 17 | ON | 34.5 | 3.93 | 1.82 | 0 | 0.23 | 1.03 | 0 | 0.02 | -0.36 | -0.08 | 0.02 | 0.28 | 0.28 | 0.23 | 41.9 | 1576.31 | 3.1
D | 4002 | 2016-09-19 | 18 | ON | 41.02 | 3.93 | 1.82 | 0 | 0.24 | 1.08 | 0 | 0 | -0.34 | -0.08 | 0.03 | 0.28 | 0.28 | 0.23 | 48.49 | 1598.764 | 3.17
D | 4002 | 2016-09-19 | 19 | ON | 43.3 | 3.93 | 1.82 | 0 | 0.32 | 1.08 | 0 | -0.03 | -0.3 | -0.08 | 0 | 0.28 | 0.28 | 0.23 | 50.83 | 1620.111 | 3.22
D | 4002 | 2016-09-19 | 20 | ON | 46.05 | 3.93 | 1.82 | 0 | 0.39 | 1.03 | 0 | 0 | -0.28 | -0.08 | 0 | 0.28 | 0.28 | 0.23 | 53.65 | 1636.989 | 3.24
D | 4002 | 2016-09-19 | 21 | ON | 47.89 | 3.93 | 1.82 | 0 | 0.43 | 1.07 | 0.15 | -0.04 | -0.25 | -0.08 | 0 | 0.28 | 0.28 | 0.23 | 55.71 | 1563.467 | 3.47
D | 4002 | 2016-09-19 | 22 | ON | 36.93 | 3.93 | 1.82 | 0 | 0.3 | 1.15 | 0.02 | -0.02 | -0.15 | -0.08 | 0 | 0.28 | 0.28 | 0.23 | 44.69 | 1436.554 | 3.29
D | 4002 | 2016-09-19 | 23 | ON | 32.34 | 3.93 | 1.82 | 0 | 0.18 | 1.27 | 0.02 | -0.01 | -0.09 | -0.08 | 0 | 0.28 | 0.28 | 0.23 | 40.17 | 1290.775 | 3.29
D | 4002 | 2016-09-19 | 24 | OFF | 29.17 | 3.93 | 1.82 | 0 | 0.18 | 0 | 0 | 0.05 | -0.03 | -0.08 | 0 | 0.28 | 0.28 | 0.23 | 35.83 | 1164.655 | 2
D | 4002 | 2016-09-20 | 1 | OFF | 27.07 | 3.93 | 0.5 | 0.31 | 0.08 | 0 | 0 | 0.02 | -0.07 | -0.08 | 0 | 0.28 | 0.28 | 0.23 | 32.55 | 1079.533 | 0.89
D | 4002 | 2016-09-20 | 2 | OFF | 24.26 | 3.93 | 0.5 | 0.31 | 0.08 | 0 | 0 | 0.01 | -0.06 | -0.08 | 0 | 0.28 | 0.28 | 0.23 | 29.74 | 1035.343 | 0.89
D | 4002 | 2016-09-20 | 3 | OFF | 22.72 | 3.93 | 0.5 | 0.31 | 0.06 | 0 | 0 | 0.01 | -0.06 | -0.08 | 0 | 0.28 | 0.28 | 0.23 | 28.18 | 1007.421 | 0.87
D | 4002 | 2016-09-20 | 4 | OFF | 22.23 | 3.93 | 0.5 | 0.31 | 0.06 | 0 | 0 | 0.01 | -0.05 | -0.08 | 0 | 0.28 | 0.28 | 0.23 | 27.7 | 1004.475 | 0.87
D | 4002 | 2016-09-20 | 5 | OFF | 22.43 | 3.93 | 0.5 | 0.31 | 0.08 | 0 | 0 | 0 | -0.05 | -0.08 | 0 | 0.28 | 0.28 | 0.23 | 27.91 | 1039.291 | 0.89
D | 4002 | 2016-09-20 | 6 | OFF | 24.84 | 3.93 | 0.5 | 0.31 | 0.06 | 0 | 0 | 0.01 | -0.14 | -0.08 | 0 | 0.28 | 0.28 | 0.23 | 30.22 | 1139.651 | 0.87
D | 4002 | 2016-09-20 | 7 | OFF | 41.74 | 3.93 | 0.5 | 0.31 | 0.19 | 0 | 0 | 0.02 | -0.13 | -0.08 | 0 | 0.28 | 0.28 | 0.23 | 47.27 | 1324.002 | 1
D | 4002 | 2016-09-20 | 8 | ON | 40.36 | 3.93 | 0.5 | 0.31 | 0.32 | 1.22 | 0 | -0.01 | -0.13 | -0.08 | 0.04 | 0.28 | 0.28 | 0.23 | 47.25 | 1429.981 | 2.39
D | 4002 | 2016-09-20 | 9 | ON | 49.25 | 3.93 | 0.5 | 0.31 | 0.47 | 1.18 | 0.35 | 0.02 | -0.21 | -0.08 | 0.06 | 0.28 | 0.28 | 0.23 | 56.57 | 1482.195 | 2.87
D | 4002 | 2016-09-20 | 10 | ON | 33.33 | 3.93 | 0.5 | 0.31 | 0.31 | 1.14 | 0 | 0.04 | -0.26 | -0.08 | 0.06 | 0.28 | 0.28 | 0.23 | 40.07 | 1531.042 | 2.32
D | 4002 | 2016-09-20 | 11 | ON | 30.52 | 3.93 | 0.5 | 0.31 | 0.14 | 1.11 | 0 | 0.01 | -0.32 | -0.08 | 0.05 | 0.28 | 0.28 | 0.23 | 36.96 | 1584.097 | 2.11
D | 4002 | 2016-09-20 | 12 | ON | 40.31 | 3.93 | 0.5 | 0.31 | 0.28 | 1.08 | 0 | 0.02 | -0.42 | -0.08 | 0.05 | 0.28 | 0.28 | 0.23 | 46.77 | 1629.077 | 2.22
D | 4002 | 2016-09-20 | 13 | ON | 42.58 | 3.93 | 0.5 | 0.31 | 0.27 | 1.05 | 0 | 0.02 | -0.44 | -0.08 | 0.06 | 0.28 | 0.28 | 0.23 | 48.99 | 1679.774 | 2.19
D | 4002 | 2016-09-20 | 14 | ON | 58.87 | 3.93 | 0.5 | 0.31 | 0.23 | 1.02 | 0 | 0.04 | -0.45 | -0.08 | 0.08 | 0.28 | 0.28 | 0.23 | 65.24 | 1728.694 | 2.14
D | 4002 | 2016-09-20 | 15 | ON | 56.6 | 3.93 | 0.5 | 0.31 | 0.19 | 1 | 0 | 0.02 | -0.46 | -0.08 | 0.08 | 0.28 | 0.28 | 0.23 | 62.88 | 1748.154 | 2.08
D | 4002 | 2016-09-20 | 16 | ON | 54.35 | 3.93 | 0.5 | 0.31 | 0.16 | 0.98 | 0 | 0.01 | -0.45 | -0.08 | 0.09 | 0.28 | 0.28 | 0.23 | 60.59 | 1763.243 | 2.04
D | 4002 | 2016-09-20 | 17 | ON | 43.34 | 3.93 | 0.5 | 0.31 | 0.14 | 0.97 | 0 | 0.02 | -0.46 | -0.08 | 0.09 | 0.28 | 0.28 | 0.23 | 49.55 | 1770.953 | 2.01
D | 4002 | 2016-09-20 | 18 | ON | 50.98 | 3.93 | 0.5 | 0.31 | 0.21 | 0.94 | 0 | 0 | -0.39 | -0.08 | 0.09 | 0.28 | 0.28 | 0.23 | 57.28 | 1753.809 | 2.05
D | 4002 | 2016-09-20 | 19 | ON | 40.93 | 3.93 | 0.5 | 0.31 | 0.12 | 0.95 | 0 | -0.01 | -0.43 | -0.08 | 0 | 0.28 | 0.28 | 0.23 | 47.01 | 1725.929 | 1.88
D | 4002 | 2016-09-20 | 20 | ON | 53.63 | 3.93 | 0.5 | 0.31 | 0.17 | 0.95 | 0 | 0.05 | -0.42 | -0.08 | 0 | 0.28 | 0.28 | 0.23 | 59.83 | 1747.445 | 1.93
D | 4002 | 2016-09-20 | 21 | ON | 43.36 | 3.93 | 0.5 | 0.31 | 0.33 | 1.01 | 0 | 0.05 | -0.35 | -0.08 | 0 | 0.28 | 0.28 | 0.23 | 49.85 | 1661.676 | 2.15
D | 4002 | 2016-09-20 | 22 | ON | 28.97 | 3.93 | 0.5 | 0.31 | 0.43 | 1.11 | 0 | 0 | -0.29 | -0.08 | 0 | 0.28 | 0.28 | 0.23 | 35.67 | 1509.138 | 2.35
D | 4002 | 2016-09-20 | 23 | ON | 27.33 | 3.93 | 0.5 | 0.31 | 0.18 | 1.25 | 0 | 0.01 | -0.14 | -0.08 | 0 | 0.28 | 0.28 | 0.23 | 34.08 | 1341.811 | 2.24
D | 4002 | 2016-09-20 | 24 | OFF | 25.47 | 3.93 | 0.5 | 0.31 | 0.2 | 0 | 0 | 0.02 | -0.08 | -0.08 | 0 | 0.28 | 0.28 | 0.23 | 31.06 | 1205.9 | 1.01
D | 4002 | 2016-09-21 | 1 | OFF | 24.07 | 3.93 | 0.42 | 0 | 0.06 | 0 | 0 | 0.01 | -0.09 | -0.08 | 0 | 0.28 | 0.28 | 0.23 | 29.11 | 1113.08 | 0.48
D | 4002 | 2016-09-21 | 2 | OFF | 21.5 | 3.93 | 0.42 | 0 | 0.05 | 0 | 0 | 0.02 | -0.07 | -0.08 | 0 | 0.28 | 0.28 | 0.23 | 26.56 | 1059.065 | 0.47
D | 4002 | 2016-09-21 | 3 | OFF | 15.56 | 3.93 | 0.42 | 0 | 0.04 | 0 | 0 | 0.01 | -0.04 | -0.08 | 0 | 0.28 | 0.28 | 0.23 | 20.63 | 1020.057 | 0.46
D | 4002 | 2016-09-21 | 4 | OFF | 5.82 | 3.93 | 0.42 | 0 | 0.15 | 0 | 0 | 0 | -0.06 | -0.08 | 0 | 0.28 | 0.28 | 0.23 | 10.97 | 1009.145 | 0.57
D | 4002 | 2016-09-21 | 5 | OFF | 22.97 | 3.93 | 0.42 | 0 | 0.09 | 0 | 0 | 0.01 | -0.03 | -0.08 | 0 | 0.28 | 0.28 | 0.23 | 28.1 | 1031.213 | 0.51
D | 4002 | 2016-09-21 | 6 | OFF | 23 | 3.93 | 0.42 | 0 | 0.17 | 0 | 0 | -0.01 | -0.09 | -0.08 | 0 | 0.28 | 0.28 | 0.23 | 28.13 | 1127.349 | 0.59
D | 4002 | 2016-09-21 | 7 | OFF | 29.86 | 3.93 | 0.42 | 0 | 0.26 | 0 | 0 | 0.06 | -0.16 | -0.08 | 0 | 0.28 | 0.28 | 0.23 | 35.08 | 1289.369 | 0.68
D | 4002 | 2016-09-21 | 8 | ON | 26.41 | 3.93 | 0.42 | 0 | 0.22 | 1.27 | 0 | 0.03 | -0.16 | -0.08 | 0.04 | 0.28 | 0.28 | 0.23 | 32.87 | 1377.421 | 1.95
D | 4002 | 2016-09-21 | 9 | ON | 26.23 | 3.93 | 0.42 | 0 | 0.11 | 1.22 | 0 | 0 | -0.18 | -0.08 | 0.04 | 0.28 | 0.28 | 0.23 | 32.48 | 1423.623 | 1.79
D | 4002 | 2016-09-21 | 10 | ON | 25.72 | 3.93 | 0.42 | 0 | 0.14 | 1.18 | 0 | 0.04 | -0.16 | -0.08 | 0.04 | 0.28 | 0.28 | 0.23 | 32.02 | 1475.755 | 1.78
D | 4002 | 2016-09-21 | 11 | ON | 25.45 | 3.93 | 0.42 | 0 | 0.07 | 1.15 | 0 | 0.01 | -0.22 | -0.08 | 0.04 | 0.28 | 0.28 | 0.23 | 31.56 | 1522.532 | 1.68
D | 4002 | 2016-09-21 | 12 | ON | 25.54 | 3.93 | 0.42 | 0 | 0.06 | 1.13 | 0 | 0.02 | -0.24 | -0.08 | 0.05 | 0.28 | 0.28 | 0.23 | 31.62 | 1563.817 | 1.66
D | 4002 | 2016-09-21 | 13 | ON | 26.72 | 3.93 | 0.42 | 0 | 0.07 | 1.1 | 0 | 0 | -0.33 | -0.08 | 0.05 | 0.28 | 0.28 | 0.23 | 32.67 | 1581.776 | 1.64
D | 4002 | 2016-09-21 | 14 | ON | 34.08 | 3.93 | 0.42 | 0 | 0.07 | 1.04 | 0 | -0.01 | -0.32 | -0.08 | 0.06 | 0.28 | 0.28 | 0.23 | 39.98 | 1600.994 | 1.59
D | 4002 | 2016-09-21 | 15 | ON | 31.31 | 3.93 | 0.42 | 0 | 0.06 | 1.06 | 0 | 0.04 | -0.32 | -0.08 | 0.05 | 0.28 | 0.28 | 0.23 | 37.26 | 1603.496 | 1.59
D | 4002 | 2016-09-21 | 16 | ON | 29.27 | 3.93 | 0.42 | 0 | 0.06 | 1.05 | 0 | 0 | -0.39 | -0.08 | 0.06 | 0.28 | 0.28 | 0.23 | 35.11 | 1600.883 | 1.59
D | 4002 | 2016-09-21 | 17 | ON | 31.14 | 3.93 | 0.42 | 0 | 0.06 | 1.05 | 0 | 0.01 | -0.39 | -0.08 | 0.06 | 0.28 | 0.28 | 0.23 | 36.99 | 1598.14 | 1.59
D | 4002 | 2016-09-21 | 18 | ON | 27.13 | 3.93 | 0.42 | 0 | 0.06 | 1.07 | 0 | 0.01 | -0.34 | -0.08 | 0.06 | 0.28 | 0.28 | 0.23 | 33.05 | 1577.988 | 1.61
D | 4002 | 2016-09-21 | 19 | ON | 25.46 | 3.93 | 0.42 | 0 | 0.05 | 1.09 | 0 | 0.01 | -0.37 | -0.08 | 0 | 0.28 | 0.28 | 0.23 | 31.3 | 1567.349 | 1.56
D | 4002 | 2016-09-21 | 20 | ON | 28.36 | 3.93 | 0.42 | 0 | 0.07 | 1.08 | 0 | 0.02 | -0.3 | -0.08 | 0 | 0.28 | 0.28 | 0.23 | 34.29 | 1593.623 | 1.57
D | 4002 | 2016-09-21 | 21 | ON | 28.93 | 3.93 | 0.42 | 0 | 0.19 | 1.13 | 0 | 0.01 | -0.29 | -0.08 | 0 | 0.28 | 0.28 | 0.23 | 35.03 | 1514.709 | 1.74
D | 4002 | 2016-09-21 | 22 | ON | 16.76 | 3.93 | 0.42 | 0 | 0.17 | 1.23 | 0 | 0.01 | -0.14 | -0.08 | 0 | 0.28 | 0.28 | 0.23 | 23.09 | 1374.566 | 1.82
D | 4002 | 2016-09-21 | 23 | ON | 10.53 | 3.93 | 0.42 | 0 | 0.35 | 1.37 | 0 | 0 | -0.06 | -0.08 | 0 | 0.28 | 0.28 | 0.23 | 17.25 | 1223.149 | 2.14
D | 4002 | 2016-09-21 | 24 | OFF | 22.2 | 3.93 | 0.42 | 0 | 0.1 | 0 | 0 | 0.02 | -0.08 | -0.08 | 0 | 0.28 | 0.28 | 0.23 | 27.3 | 1104.963 | 0.52
D | 4002 | 2016-09-22 | 1 | OFF | 19.27 | 3.93 | 0.09 | 0 | 0.14 | 0 | 0 | 0.02 | -0.05 | -0.08 | 0 | 0.28 | 0.28 | 0.23 | 24.11 | 1019.305 | 0.23
D | 4002 | 2016-09-22 | 2 | OFF | 18.28 | 3.93 | 0.09 | 0 | 0.19 | 0 | 0 | 0.03 | -0.05 | -0.08 | 0 | 0.28 | 0.28 | 0.23 | 23.18 | 972.101 | 0.28
D | 4002 | 2016-09-22 | 3 | OFF | 20.86 | 3.93 | 0.09 | 0 | 0.11 | 0 | 0 | 0.02 | -0.04 | -0.08 | 0 | 0.28 | 0.28 | 0.23 | 25.68 | 943.75 | 0.2
D | 4002 | 2016-09-22 | 4 | OFF | 20.32 | 3.93 | 0.09 | 0 | 0.04 | 0 | 0 | 0.02 | -0.01 | -0.08 | 0 | 0.28 | 0.28 | 0.23 | 25.1 | 936.264 | 0.13
D | 4002 | 2016-09-22 | 5 | OFF | 17.53 | 3.93 | 0.09 | 0 | 0.15 | 0 | 0 | -0.01 | -0.02 | -0.08 | 0 | 0.28 | 0.28 | 0.23 | 22.38 | 962.01 | 0.24
D | 4002 | 2016-09-22 | 6 | OFF | 19.9 | 3.93 | 0.09 | 0 | 0.07 | 0 | 0 | 0.05 | -0.05 | -0.08 | 0 | 0.28 | 0.28 | 0.23 | 24.7 | 1060.981 | 0.16
D | 4002 | 2016-09-22 | 7 | OFF | 21.26 | 3.93 | 0.09 | 0 | 0.52 | 0 | 0 | 0.02 | -0.1 | -0.08 | 0 | 0.28 | 0.28 | 0.23 | 26.43 | 1226.541 | 0.61
D | 4002 | 2016-09-22 | 8 | ON | 18.13 | 3.93 | 0.09 | 0 | 0.37 | 1.32 | 0 | 0 | -0.12 | -0.08 | 0.01 | 0.28 | 0.28 | 0.23 | 24.44 | 1314.716 | 1.79
D | 4002 | 2016-09-22 | 9 | ON | 16.12 | 3.93 | 0.09 | 0 | 0.27 | 1.29 | 0 | 0.02 | -0.14 | -0.08 | 0.01 | 0.28 | 0.28 | 0.23 | 22.3 | 1368.16 | 1.66
D | 4002 | 2016-09-22 | 10 | ON | 18.19 | 3.93 | 0.09 | 0 | 0.13 | 1.24 | 0 | -0.01 | -0.17 | -0.08 | 0.01 | 0.28 | 0.28 | 0.23 | 24.12 | 1413.164 | 1.47
D | 4002 | 2016-09-22 | 11 | ON | 22.35 | 3.93 | 0.09 | 0 | 0.1 | 1.19 | 0 | 0.01 | -0.18 | -0.08 | 0.01 | 0.28 | 0.28 | 0.23 | 28.21 | 1476.24 | 1.39
D | 4002 | 2016-09-22 | 12 | ON | 23.15 | 3.93 | 0.09 | 0 | 0.06 | 1.16 | 0 | 0.01 | -0.23 | -0.08 | 0.01 | 0.28 | 0.28 | 0.23 | 28.89 | 1524.582 | 1.32
D | 4002 | 2016-09-22 | 13 | ON | 25.59 | 3.93 | 0.09 | 0 | 0.06 | 1.13 | 0 | -0.04 | -0.25 | -0.08 | 0.04 | 0.28 | 0.28 | 0.23 | 31.26 | 1562.669 | 1.32
D | 4002 | 2016-09-22 | 14 | ON | 27.34 | 3.93 | 0.09 | 0 | 0.06 | 1.1 | 0 | -0.01 | -0.27 | -0.08 | 0.04 | 0.28 | 0.28 | 0.23 | 32.99 | 1607.87 | 1.29
D | 4002 | 2016-09-22 | 15 | ON | 26.23 | 3.93 | 0.09 | 0 | 0.06 | 1.07 | 0 | 0.02 | -0.28 | -0.08 | 0.03 | 0.28 | 0.28 | 0.23 | 31.86 | 1627.855 | 1.25
D | 4002 | 2016-09-22 | 16 | ON | 30.78 | 3.93 | 0.09 | 0 | 0.06 | 1.05 | 0 | 0 | -0.31 | -0.08 | 0.03 | 0.28 | 0.28 | 0.23 | 36.34 | 1639.624 | 1.23
D | 4002 | 2016-09-22 | 17 | ON | 44.73 | 3.93 | 0.09 | 0 | 0.1 | 1.04 | 0 | -0.11 | -0.34 | -0.08 | 0.03 | 0.28 | 0.28 | 0.23 | 50.18 | 1642.141 | 1.26
D | 4002 | 2016-09-22 | 18 | ON | 38.73 | 3.93 | 0.09 | 0 | 0.1 | 1.05 | 0 | 0.01 | -0.35 | -0.08 | 0.04 | 0.28 | 0.28 | 0.23 | 44.31 | 1629.218 | 1.28
D | 4002 | 2016-09-22 | 19 | ON | 35.2 | 3.93 | 0.09 | 0 | 0.11 | 1.08 | 0 | 0 | -0.28 | -0.08 | 0 | 0.28 | 0.28 | 0.23 | 40.84 | 1610.205 | 1.28
D | 4002 | 2016-09-22 | 20 | ON | 31.26 | 3.93 | 0.09 | 0 | 0.15 | 1.08 | 0 | 0.04 | -0.31 | -0.08 | 0 | 0.28 | 0.28 | 0.23 | 36.95 | 1628.547 | 1.32
D | 4002 | 2016-09-22 | 21 | ON | 32.18 | 3.93 | 0.09 | 0 | 0.28 | 1.13 | 0 | 0.03 | -0.23 | -0.08 | 0 | 0.28 | 0.28 | 0.23 | 38.12 | 1544.834 | 1.5
D | 4002 | 2016-09-22 | 22 | ON | 24.66 | 3.93 | 0.09 | 0 | 0.14 | 1.22 | 0 | -0.03 | -0.16 | -0.08 | 0 | 0.28 | 0.28 | 0.23 | 30.56 | 1409.517 | 1.45
D | 4002 | 2016-09-22 | 23 | ON | 23.34 | 3.93 | 0.09 | 0 | 0.12 | 1.35 | 0 | -0.01 | -0.11 | -0.08 | 0 | 0.28 | 0.28 | 0.23 | 29.42 | 1265.19 | 1.56
D | 4002 | 2016-09-22 | 24 | OFF | 26.59 | 3.93 | 0.09 | 0 | 0.1 | 0 | 0 | -0.01 | -0.08 | -0.08 | 0 | 0.28 | 0.28 | 0.23 | 31.33 | 1142.757 | 0.19
D | 4002 | 2016-09-23 | 1 | OFF | 22.02 | 3.93 | 0.39 | 0 | 0.06 | 0 | 0 | 0.01 | -0.03 | -0.08 | 0 | 0.28 | 0.28 | 0.23 | 27.09 | 1051.373 | 0.45
D | 4002 | 2016-09-23 | 2 | OFF | 19.75 | 3.93 | 0.39 | 0 | 0.05 | 0 | 0 | 0.02 | -0.04 | -0.08 | 0 | 0.28 | 0.28 | 0.23 | 24.81 | 998.138 | 0.44
D | 4002 | 2016-09-23 | 3 | OFF | 18.8 | 3.93 | 0.39 | 0 | 0.11 | 0 | 0 | 0.01 | -0.03 | -0.08 | 0 | 0.28 | 0.28 | 0.23 | 23.92 | 971.197 | 0.5
D | 4002 | 2016-09-23 | 4 | OFF | 18.75 | 3.93 | 0.39 | 0 | 0.09 | 0 | 0 | 0.02 | 0 | -0.08 | 0 | 0.28 | 0.28 | 0.23 | 23.89 | 967.141 | 0.48
D | 4002 | 2016-09-23 | 5 | OFF | 18.98 | 3.93 | 0.39 | 0 | 0.09 | 0 | 0 | 0.02 | -0.05 | -0.08 | 0 | 0.28 | 0.28 | 0.23 | 24.07 | 995.147 | 0.48
D | 4002 | 2016-09-23 | 6 | OFF | 19.62 | 3.93 | 0.39 | 0 | 0.18 | 0 | 0 | 0.03 | -0.05 | -0.08 | 0 | 0.28 | 0.28 | 0.23 | 24.81 | 1090.445 | 0.57
D | 4002 | 2016-09-23 | 7 | OFF | 26.18 | 3.93 | 0.39 | 0 | 0.52 | 0 | 0 | 0.03 | -0.09 | -0.08 | 0 | 0.28 | 0.28 | 0.23 | 31.67 | 1256.515 | 0.91
D | 4002 | 2016-09-23 | 8 | ON | 36.2 | 3.93 | 0.39 | 0 | 0.41 | 1.35 | 0.42 | -0.02 | -0.08 | -0.08 | 0.01 | 0.28 | 0.28 | 0.23 | 43.32 | 1351.843 | 2.58
D | 4002 | 2016-09-23 | 9 | ON | 25.41 | 3.93 | 0.39 | 0 | 0.11 | 1.3 | 0.18 | 0 | -0.1 | -0.08 | 0.01 | 0.28 | 0.28 | 0.23 | 31.94 | 1407.154 | 1.99
D | 4002 | 2016-09-23 | 10 | ON | 25.48 | 3.93 | 0.39 | 0 | 0.19 | 1.25 | 0.04 | 0.01 | -0.09 | -0.08 | 0.01 | 0.28 | 0.28 | 0.23 | 31.92 | 1442.079 | 1.88
D | 4002 | 2016-09-23 | 11 | ON | 26.68 | 3.93 | 0.39 | 0 | 0.08 | 1.22 | 0.12 | 0.03 | -0.14 | -0.08 | 0.01 | 0.28 | 0.28 | 0.23 | 33.03 | 1477.943 | 1.82
D | 4002 | 2016-09-23 | 12 | ON | 32.98 | 3.93 | 0.39 | 0 | 0.09 | 1.2 | 0.37 | 0.01 | -0.2 | -0.08 | 0.01 | 0.28 | 0.28 | 0.23 | 39.49 | 1493.12 | 2.06
D | 4002 | 2016-09-23 | 13 | ON | 29 | 3.93 | 0.39 | 0 | 0.08 | 1.19 | 0 | 0.01 | -0.27 | -0.08 | 0.05 | 0.28 | 0.28 | 0.23 | 35.09 | 1488.331 | 1.71
D | 4002 | 2016-09-23 | 14 | ON | 26.42 | 3.93 | 0.39 | 0 | 0.08 | 1.18 | 0 | 0.03 | -0.27 | -0.08 | 0.04 | 0.28 | 0.28 | 0.23 | 32.51 | 1485.813 | 1.69
D | 4002 | 2016-09-23 | 15 | ON | 23.47 | 3.93 | 0.39 | 0 | 0.08 | 1.17 | 0 | 0.02 | -0.27 | -0.08 | 0.04 | 0.28 | 0.28 | 0.23 | 29.54 | 1475.222 | 1.68
D | 4002 | 2016-09-23 | 16 | ON | 23.84 | 3.93 | 0.39 | 0 | 0.08 | 1.15 | 0 | -0.03 | -0.28 | -0.08 | 0.04 | 0.28 | 0.28 | 0.23 | 29.83 | 1466.096 | 1.66
D | 4002 | 2016-09-23 | 17 | ON | 36.08 | 3.93 | 0.39 | 0 | 0.1 | 1.14 | 0 | 0.01 | -0.25 | -0.08 | 0.04 | 0.28 | 0.28 | 0.23 | 42.15 | 1449.801 | 1.67
D | 4002 | 2016-09-23 | 18 | ON | 37.12 | 3.93 | 0.39 | 0 | 0.14 | 1.14 | 0 | -0.01 | -0.23 | -0.08 | 0.03 | 0.28 | 0.28 | 0.23 | 43.22 | 1430.286 | 1.7
D | 4002 | 2016-09-23 | 19 | ON | 42.08 | 3.93 | 0.39 | 0 | 0.12 | 1.16 | 0.16 | -0.06 | -0.16 | -0.08 | 0 | 0.28 | 0.28 | 0.23 | 48.33 | 1436.983 | 1.83
D | 4002 | 2016-09-23 | 20 | ON | 34.88 | 3.93 | 0.39 | 0 | 0.15 | 1.17 | 0.09 | 0.05 | -0.2 | -0.08 | 0 | 0.28 | 0.28 | 0.23 | 41.17 | 1425.479 | 1.8
D | 4002 | 2016-09-23 | 21 | ON | 25.41 | 3.93 | 0.39 | 0 | 0.07 | 1.23 | 0 | 0.03 | -0.17 | -0.08 | 0 | 0.28 | 0.28 | 0.23 | 31.6 | 1351.826 | 1.69
D | 4002 | 2016-09-23 | 22 | ON | 24.73 | 3.93 | 0.39 | 0 | 0.08 | 1.32 | 0 | 0 | -0.11 | -0.08 | 0 | 0.28 | 0.28 | 0.23 | 31.05 | 1261.974 | 1.79
D | 4002 | 2016-09-23 | 23 | ON | 37.82 | 3.93 | 0.39 | 0 | 0.2 | 1.45 | 0.95 | 0.03 | -0.09 | -0.08 | 0 | 0.28 | 0.28 | 0.23 | 45.39 | 1145.029 | 2.99
D | 4002 | 2016-09-23 | 24 | OFF | 27.12 | 3.93 | 0.39 | 0 | 0.12 | 0 | 0.32 | -0.01 | -0.03 | -0.08 | 0 | 0.28 | 0.28 | 0.23 | 32.55 | 1029.315 | 0.83
D | 4002 | 2016-09-24 | 1 | OFF | 38.28 | 3.93 | 0.15 | 0 | 0.48 | 0 | 1.17 | -0.03 | -0.08 | -0.08 | 0 | 0.28 | 0.28 | 0.23 | 44.61 | 946.455 | 1.8
D | 4002 | 2016-09-24 | 2 | OFF | 20.16 | 3.93 | 0.15 | 0 | 0.13 | 0 | 0 | -0.01 | -0.04 | -0.08 | 0 | 0.28 | 0.28 | 0.23 | 25.03 | 900.168 | 0.28
D | 4002 | 2016-09-24 | 3 | OFF | 16.8 | 3.93 | 0.15 | 0 | 0.45 | 0 | 0 | 0.01 | -0.04 | -0.08 | 0 | 0.28 | 0.28 | 0.23 | 22.01 | 871.02 | 0.6
D | 4002 | 2016-09-24 | 4 | OFF | 20.77 | 3.93 | 0.15 | 0 | 0.45 | 0 | 0 | -0.02 | -0.02 | -0.08 | 0 | 0.28 | 0.28 | 0.23 | 25.97 | 861.512 | 0.6
D | 4002 | 2016-09-24 | 5 | OFF | 19.29 | 3.93 | 0.15 | 0 | 0.62 | 0 | 0 | -0.02 | -0.03 | -0.08 | 0 | 0.28 | 0.28 | 0.23 | 24.65 | 870.129 | 0.77
D | 4002 | 2016-09-24 | 6 | OFF | 17.62 | 3.93 | 0.15 | 0 | 0.22 | 0 | 0 | 0 | -0.02 | -0.08 | 0 | 0.28 | 0.28 | 0.23 | 22.61 | 904.556 | 0.37
D | 4002 | 2016-09-24 | 7 | OFF | 23.86 | 3.93 | 0.15 | 0 | 0.24 | 0 | 0 | 0.05 | -0.01 | -0.08 | 0 | 0.28 | 0.28 | 0.23 | 28.93 | 973.84 | 0.39
D | 4002 | 2016-09-24 | 8 | OFF | 30.62 | 3.93 | 0.15 | 0 | 0.21 | 0 | 0.16 | -0.02 | -0.01 | -0.08 | 0 | 0.28 | 0.28 | 0.23 | 35.75 | 1057.842 | 0.52
D | 4002 | 2016-09-24 | 9 | OFF | 28.16 | 3.93 | 0.15 | 0 | 0.18 | 0 | 0.06 | 0.05 | -0.08 | -0.08 | 0 | 0.28 | 0.28 | 0.23 | 33.16 | 1150.185 | 0.39
D | 4002 | 2016-09-24 | 10 | OFF | 25.82 | 3.93 | 0.15 | 0 | 0.12 | 0 | 0 | 0.05 | -0.12 | -0.08 | 0 | 0.28 | 0.28 | 0.23 | 30.66 | 1202.537 | 0.27
D | 4002 | 2016-09-24 | 11 | OFF | 15.9 | 3.93 | 0.15 | 0 | 0.08 | 0 | 0 | 0.02 | -0.1 | -0.08 | 0 | 0.28 | 0.28 | 0.23 | 20.69 | 1219.416 | 0.23
D | 4002 | 2016-09-24 | 12 | OFF | 14.9 | 3.93 | 0.15 | 0 | 0.1 | 0 | 0 | 0.03 | -0.12 | -0.08 | 0 | 0.28 | 0.28 | 0.23 | 19.7 | 1218.164 | 0.25
D | 4002 | 2016-09-24 | 13 | OFF | 13.41 | 3.93 | 0.15 | 0 | 0.11 | 0 | 0 | 0.03 | -0.1 | -0.08 | 0 | 0.28 | 0.28 | 0.23 | 18.24 | 1202.832 | 0.26
D | 4002 | 2016-09-24 | 14 | OFF | 12.3 | 3.93 | 0.15 | 0 | 0.16 | 0 | 0 | 0.01 | -0.09 | -0.08 | 0 | 0.28 | 0.28 | 0.23 | 17.17 | 1186.268 | 0.31
D | 4002 | 2016-09-24 | 15 | OFF | 1.56 | 3.93 | 0.15 | 0 | 0.19 | 0 | 0 | 0 | -0.07 | -0.08 | 0 | 0.28 | 0.28 | 0.23 | 6.47 | 1174.798 | 0.34
D | 4002 | 2016-09-24 | 16 | OFF | 3.38 | 3.93 | 0.15 | 0 | 0.16 | 0 | 0 | 0 | -0.08 | -0.08 | 0 | 0.28 | 0.28 | 0.23 | 8.25 | 1174.28 | 0.31
D | 4002 | 2016-09-24 | 17 | OFF | 12.48 | 3.93 | 0.15 | 0 | 0.09 | 0 | 0 | 0.01 | -0.09 | -0.08 | 0 | 0.28 | 0.28 | 0.23 | 17.28 | 1191.297 | 0.24
D | 4002 | 2016-09-24 | 18 | OFF | 15.11 | 3.93 | 0.15 | 0 | 0.13 | 0 | 0 | 0 | -0.09 | -0.08 | 0 | 0.28 | 0.28 | 0.23 | 19.94 | 1215.016 | 0.28
D | 4002 | 2016-09-24 | 19 | OFF | 9.18 | 3.93 | 0.15 | 0 | 0.17 | 0 | 0 | 0.01 | -0.15 | -0.08 | 0 | 0.28 | 0.28 | 0.23 | 14 | 1234.289 | 0.32
D | 4002 | 2016-09-24 | 20 | OFF | 13.85 | 3.93 | 0.15 | 0 | 0.17 | 0 | 0 | 0.03 | -0.17 | -0.08 | 0 | 0.28 | 0.28 | 0.23 | 18.67 | 1264.032 | 0.32
D | 4002 | 2016-09-24 | 21 | OFF | 17.2 | 3.93 | 0.15 | 0 | 0.31 | 0 | 0 | -0.01 | -0.1 | -0.08 | 0 | 0.28 | 0.28 | 0.23 | 22.19 | 1215.811 | 0.46
D | 4002 | 2016-09-24 | 22 | OFF | 13.41 | 3.93 | 0.15 | 0 | 0.36 | 0 | 0 | 0.02 | -0.06 | -0.08 | 0 | 0.28 | 0.28 | 0.23 | 18.52 | 1133.102 | 0.51
D | 4002 | 2016-09-24 | 23 | OFF | 7.74 | 3.93 | 0.15 | 0 | 0.19 | 0 | 0 | 0 | -0.02 | -0.08 | 0 | 0.28 | 0.28 | 0.23 | 12.7 | 1035.282 | 0.34
D | 4002 | 2016-09-24 | 24 | OFF | 10.16 | 3.93 | 0.15 | 0 | 0.06 | 0 | 0 | 0.01 | -0.06 | -0.08 | 0 | 0.28 | 0.28 | 0.23 | 14.96 | 941.426 | 0.21
D | 4002 | 2016-09-25 | 1 | OFF | 10.53 | 3.93 | 0.36 | 0 | 0.18 | 0 | 0 | -0.01 | -0.05 | -0.08 | 0 | 0.28 | 0.28 | 0.23 | 15.65 | 874.73 | 0.54
D | 4002 | 2016-09-25 | 2 | OFF | 10.65 | 3.93 | 0.36 | 0 | 0.14 | 0 | 0 | 0.03 | -0.04 | -0.08 | 0 | 0.28 | 0.28 | 0.23 | 15.78 | 836.007 | 0.5
D | 4002 | 2016-09-25 | 3 | OFF | 5.18 | 3.93 | 0.36 | 0 | 0.12 | 0 | 0 | 0.01 | -0.03 | -0.08 | 0 | 0.28 | 0.28 | 0.23 | 10.28 | 816.951 | 0.48
D | 4002 | 2016-09-25 | 4 | OFF | 6.15 | 3.93 | 0.36 | 0 | 0.17 | 0 | 0 | 0.01 | -0.03 | -0.08 | 0 | 0.28 | 0.28 | 0.23 | 11.3 | 809.854 | 0.53
D | 4002 | 2016-09-25 | 5 | OFF | 7.86 | 3.93 | 0.36 | 0 | 0.2 | 0 | 0 | 0.02 | -0.04 | -0.08 | 0 | 0.28 | 0.28 | 0.23 | 13.04 | 815.407 | 0.56
D | 4002 | 2016-09-25 | 6 | OFF | 7.28 | 3.93 | 0.36 | 0 | 0.17 | 0 | 0 | 0.01 | -0.04 | -0.08 | 0 | 0.28 | 0.28 | 0.23 | 12.42 | 844.154 | 0.53
D | 4002 | 2016-09-25 | 7 | OFF | 0.23 | 3.93 | 0.36 | 0 | 0.35 | 0 | 0 | 0 | -0.05 | -0.08 | 0 | 0.28 | 0.28 | 0.23 | 5.53 | 895.778 | 0.71
D | 4002 | 2016-09-25 | 8 | OFF | -35.65 | 3.93 | 0.36 | 0 | 1.02 | 0 | 0 | -0.07 | -0.15 | -0.08 | 0 | 0.28 | 0.28 | 0.23 | -29.85 | 974.518 | 1.38
D | 4002 | 2016-09-25 | 9 | OFF | 4.37 | 3.93 | 0.36 | 0 | 0.2 | 0 | 0 | 0 | -0.07 | -0.08 | 0 | 0.28 | 0.28 | 0.23 | 9.5 | 1071.546 | 0.56
D | 4002 | 2016-09-25 | 10 | OFF | 11.06 | 3.93 | 0.36 | 0 | 0.17 | 0 | 0 | 0.03 | -0.07 | -0.08 | 0 | 0.28 | 0.28 | 0.23 | 16.19 | 1129.383 | 0.53
D | 4002 | 2016-09-25 | 11 | OFF | 9.09 | 3.93 | 0.36 | 0 | 0.11 | 0 | 0 | 0.01 | -0.09 | -0.08 | 0 | 0.28 | 0.28 | 0.23 | 14.12 | 1152.446 | 0.47
D | 4002 | 2016-09-25 | 12 | OFF | 1.08 | 3.93 | 0.36 | 0 | 0.2 | 0 | 0 | 0 | -0.07 | -0.08 | 0 | 0.28 | 0.28 | 0.23 | 6.21 | 1160.219 | 0.56
D | 4002 | 2016-09-25 | 13 | OFF | 9.96 | 3.93 | 0.36 | 0 | 0.15 | 0 | 0 | 0.01 | -0.06 | -0.08 | 0 | 0.28 | 0.28 | 0.23 | 15.06 | 1160.113 | 0.51
D | 4002 | 2016-09-25 | 14 | OFF | 10.09 | 3.93 | 0.36 | 0 | 0.12 | 0 | 0 | 0.03 | -0.08 | -0.08 | 0 | 0.28 | 0.28 | 0.23 | 15.16 | 1149.195 | 0.48
D | 4002 | 2016-09-25 | 15 | OFF | 3.17 | 3.93 | 0.36 | 0 | 0.18 | 0 | 0 | 0 | -0.06 | -0.08 | 0 | 0.28 | 0.28 | 0.23 | 8.29 | 1146.154 | 0.54
D | 4002 | 2016-09-25 | 16 | OFF | 2.13 | 3.93 | 0.36 | 0 | 0.19 | 0 | 0 | 0 | -0.07 | -0.08 | 0 | 0.28 | 0.28 | 0.23 | 7.25 | 1160.066 | 0.55
D | 4002 | 2016-09-25 | 17 | OFF | 10.19 | 3.93 | 0.36 | 0 | 0.09 | 0 | 0 | -0.01 | -0.08 | -0.08 | 0 | 0.28 | 0.28 | 0.23 | 15.19 | 1196.941 | 0.45
D | 4002 | 2016-09-25 | 18 | OFF | 15.28 | 3.93 | 0.36 | 0 | 0.13 | 0 | 0 | -0.01 | -0.1 | -0.08 | 0 | 0.28 | 0.28 | 0.23 | 20.3 | 1247.27 | 0.49
D | 4002 | 2016-09-25 | 19 | OFF | 16.13 | 3.93 | 0.36 | 0 | 0.12 | 0 | 0 | 0.01 | -0.13 | -0.08 | 0 | 0.28 | 0.28 | 0.23 | 21.13 | 1285.931 | 0.48
D | 4002 | 2016-09-25 | 20 | OFF | 19.59 | 3.93 | 0.36 | 0 | 0.18 | 0 | 0 | 0.03 | -0.17 | -0.08 | 0 | 0.28 | 0.28 | 0.23 | 24.63 | 1319.944 | 0.54
D | 4002 | 2016-09-25 | 21 | OFF | 15.82 | 3.93 | 0.36 | 0 | 0.15 | 0 | 0 | 0.02 | -0.13 | -0.08 | 0 | 0.28 | 0.28 | 0.23 | 20.86 | 1246.175 | 0.51
D | 4002 | 2016-09-25 | 22 | OFF | 9.15 | 3.93 | 0.36 | 0 | 0.25 | 0 | 0 | 0.01 | -0.05 | -0.08 | 0 | 0.28 | 0.28 | 0.23 | 14.36 | 1130.048 | 0.61
D | 4002 | 2016-09-25 | 23 | OFF | 2.69 | 3.93 | 0.36 | 0 | 0.24 | 0 | 0 | 0 | -0.06 | -0.08 | 0 | 0.28 | 0.28 | 0.23 | 7.87 | 1014.902 | 0.6
D | 4002 | 2016-09-25 | 24 | OFF | -7.63 | 3.93 | 0.36 | 0 | 0.23 | 0 | 0 | -0.02 | -0.08 | -0.08 | 0 | 0.28 | 0.28 | 0.23 | -2.5 | 924.56 | 0.59
D | 4002 | 2016-09-26 | 1 | OFF | -7.14 | 3.93 | 0.78 | 0 | 0.38 | 0 | 0 | 0.02 | -0.13 | -0.08 | 0 | 0.28 | 0.28 | 0.23 | -1.45 | 870.198 | 1.16
D | 4002 | 2016-09-26 | 2 | OFF | 4.98 | 3.93 | 0.78 | 0 | 0.19 | 0 | 0 | 0 | -0.01 | -0.08 | 0 | 0.28 | 0.28 | 0.23 | 10.58 | 846.176 | 0.97
D | 4002 | 2016-09-26 | 3 | OFF | -18.03 | 3.93 | 0.78 | 0 | 0.45 | 0 | 0 | -0.02 | 0 | -0.08 | 0 | 0.28 | 0.28 | 0.23 | -12.18 | 833.08 | 1.23
D | 4002 | 2016-09-26 | 4 | OFF | -35.01 | 3.93 | 0.78 | 0 | 0.61 | 0 | 0 | -0.09 | 0.03 | -0.08 | 0 | 0.28 | 0.28 | 0.23 | -29.04 | 843.581 | 1.39
D | 4002 | 2016-09-26 | 5 | OFF | -1.63 | 3.93 | 0.78 | 0 | 0.26 | 0 | 0 | 0 | 0.01 | -0.08 | 0 | 0.28 | 0.28 | 0.23 | 4.06 | 887.209 | 1.04
D | 4002 | 2016-09-26 | 6 | OFF | 12.62 | 3.93 | 0.78 | 0 | 0.19 | 0 | 0 | 0.03 | -0.08 | -0.08 | 0 | 0.28 | 0.28 | 0.23 | 18.18 | 999.08 | 0.97
D | 4002 | 2016-09-26 | 7 | OFF | 39.33 | 3.93 | 0.78 | 0 | 0.51 | 0 | 0 | -0.08 | -0.17 | -0.08 | 0 | 0.28 | 0.28 | 0.23 | 45.01 | 1186.215 | 1.29
D | 4002 | 2016-09-26 | 8 | ON | 30 | 3.93 | 0.78 | 0 | 0.63 | 1.33 | 0 | -0.02 | -0.25 | -0.08 | 0.02 | 0.28 | 0.28 | 0.23 | 37.13 | 1274.571 | 2.76
D | 4002 | 2016-09-26 | 9 | ON | 27.63 | 3.93 | 0.78 | 0 | 0.21 | 1.42 | 0 | 0.04 | -0.16 | -0.08 | 0 | 0.28 | 0.28 | 0.23 | 34.56 | 1304.682 | 2.41
D | 4002 | 2016-09-26 | 10 | ON | 22.88 | 3.93 | 0.78 | 0 | 0.13 | 1.41 | 0 | 0.03 | -0.13 | -0.08 | 0 | 0.28 | 0.28 | 0.23 | 29.74 | 1318.612 | 2.32
D | 4002 | 2016-09-26 | 11 | ON | 22.16 | 3.93 | 0.78 | 0 | 0.14 | 1.4 | 0 | 0.02 | -0.12 | -0.08 | 0 | 0.28 | 0.28 | 0.23 | 29.02 | 1334.644 | 2.32
D | 4002 | 2016-09-26 | 12 | ON | 20.61 | 3.93 | 0.78 | 0 | 0.11 | 1.39 | 0 | 0 | -0.11 | -0.08 | 0 | 0.28 | 0.28 | 0.23 | 27.42 | 1339.002 | 2.28
D | 4002 | 2016-09-26 | 13 | ON | 21.21 | 3.93 | 0.78 | 0 | 0.1 | 1.39 | 0 | 0 | -0.16 | -0.08 | 0 | 0.28 | 0.28 | 0.23 | 27.96 | 1335.35 | 2.27
D | 4002 | 2016-09-26 | 14 | ON | 24.26 | 3.93 | 0.78 | 0 | 0.12 | 1.38 | 0 | 0.03 | -0.15 | -0.08 | 0 | 0.28 | 0.28 | 0.23 | 31.06 | 1337.319 | 2.28
D | 4002 | 2016-09-26 | 15 | ON | 23.02 | 3.93 | 0.78 | 0 | 0.11 | 1.38 | 0 | 0.02 | -0.14 | -0.08 | 0 | 0.28 | 0.28 | 0.23 | 29.81 | 1325.08 | 2.27
D | 4002 | 2016-09-26 | 16 | ON | 24.35 | 3.93 | 0.78 | 0 | 0.12 | 1.37 | 0 | 0.01 | -0.15 | -0.08 | 0 | 0.28 | 0.28 | 0.23 | 31.12 | 1324.681 | 2.27
D | 4002 | 2016-09-26 | 17 | ON | 26.59 | 3.93 | 0.78 | 0 | 0.12 | 1.34 | 0 | 0.08 | -0.13 | -0.08 | 0 | 0.28 | 0.28 | 0.23 | 33.42 | 1339.893 | 2.24
D | 4002 | 2016-09-26 | 18 | ON | 28.93 | 3.93 | 0.78 | 0 | 0.11 | 1.31 | 0 | -0.03 | -0.14 | -0.08 | 0 | 0.28 | 0.28 | 0.23 | 35.6 | 1365.682 | 2.2
D | 4002 | 2016-09-26 | 19 | ON | 32.74 | 3.93 | 0.78 | 0 | 0.12 | 1.28 | 0.02 | 0 | -0.17 | -0.08 | 0 | 0.28 | 0.28 | 0.23 | 39.41 | 1416.579 | 2.2
D | 4002 | 2016-09-26 | 20 | ON | 47.51 | 3.93 | 0.78 | 0 | 0.21 | 1.25 | 0.11 | 0.03 | -0.25 | -0.08 | 0 | 0.28 | 0.28 | 0.23 | 54.28 | 1437.54 | 2.35
D | 4002 | 2016-09-26 | 21 | ON | 27.99 | 3.93 | 0.78 | 0 | 0.15 | 1.31 | 0 | 0.02 | -0.12 | -0.08 | 0 | 0.28 | 0.28 | 0.23 | 34.77 | 1363.505 | 2.24
D | 4002 | 2016-09-26 | 22 | ON | 23.4 | 3.93 | 0.78 | 0 | 0.15 | 1.43 | 0 | 0.02 | -0.1 | -0.08 | 0 | 0.28 | 0.28 | 0.23 | 30.32 | 1233.015 | 2.36
D | 4002 | 2016-09-26 | 23 | ON | 18.11 | 3.93 | 0.78 | 0 | 0.05 | 1.57 | 0 | 0 | -0.06 | -0.08 | 0 | 0.28 | 0.28 | 0.23 | 25.09 | 1106.624 | 2.4
D | 4002 | 2016-09-26 | 24 | OFF | 17.15 | 3.93 | 0.78 | 0 | 0.14 | 0 | 0 | 0.01 | -0.03 | -0.08 | 0 | 0.28 | 0.28 | 0.23 | 22.69 | 1000.731 | 0.92
D | 4002 | 2016-09-27 | 1 | OFF | 14.88 | 3.93 | 0.22 | 0 | 0.13 | 0 | 0 | 0.01 | -0.02 | -0.08 | 0 | 0.28 | 0.28 | 0.23 | 19.86 | 928.116 | 0.35
D | 4002 | 2016-09-27 | 2 | OFF | 14.57 | 3.93 | 0.22 | 0 | 0.25 | 0 | 0 | 0.02 | -0.02 | -0.08 | 0 | 0.28 | 0.28 | 0.23 | 19.68 | 889.895 | 0.47
D | 4002 | 2016-09-27 | 3 | OFF | 14.99 | 3.93 | 0.22 | 0 | 0.23 | 0 | 0 | 0.01 | 0.01 | -0.08 | 0 | 0.28 | 0.28 | 0.23 | 20.1 | 875.173 | 0.45
D | 4002 | 2016-09-27 | 4 | OFF | 14.54 | 3.93 | 0.22 | 0 | 0.25 | 0 | 0 | 0 | 0.02 | -0.08 | 0 | 0.28 | 0.28 | 0.23 | 19.67 | 880.531 | 0.47
D | 4002 | 2016-09-27 | 5 | OFF | 14.79 | 3.93 | 0.22 | 0 | 0.24 | 0 | 0 | 0.01 | 0.02 | -0.08 | 0 | 0.28 | 0.28 | 0.23 | 19.92 | 918.213 | 0.46
D | 4002 | 2016-09-27 | 6 | OFF | 14.24 | 3.93 | 0.22 | 0 | 0.27 | 0 | 0 | 0.02 | -0.05 | -0.08 | 0 | 0.28 | 0.28 | 0.23 | 19.34 | 1026.698 | 0.49
D | 4002 | 2016-09-27 | 7 | OFF | 22.84 | 3.93 | 0.22 | 0 | 0.21 | 0 | 0 | 0.03 | -0.09 | -0.08 | 0 | 0.28 | 0.28 | 0.23 | 27.85 | 1208.922 | 0.43
D | 4002 | 2016-09-27 | 8 | ON | 41.18 | 3.93 | 0.22 | 0 | 0.4 | 1.32 | 0 | -0.01 | -0.07 | -0.08 | 0.02 | 0.28 | 0.28 | 0.23 | 47.7 | 1306.332 | 1.96
D | 4002 | 2016-09-27 | 9 | ON | 35.19 | 3.93 | 0.22 | 0 | 0.18 | 1.28 | 0 | 0.01 | -0.14 | -0.08 | 0.03 | 0.28 | 0.28 | 0.23 | 41.41 | 1334.07 | 1.71
D | 4002 | 2016-09-27 | 10 | ON | 34.44 | 3.93 | 0.22 | 0 | 0.19 | 1.25 | 0 | -0.02 | -0.16 | -0.08 | 0.03 | 0.28 | 0.28 | 0.23 | 40.59 | 1365.16 | 1.69
D | 4002 | 2016-09-27 | 11 | ON | 29.51 | 3.93 | 0.22 | 0 | 0.17 | 1.23 | 0 | 0.04 | -0.15 | -0.08 | 0.02 | 0.28 | 0.28 | 0.23 | 35.68 | 1389.236 | 1.64
D | 4002 | 2016-09-27 | 12 | ON | 28.99 | 3.93 | 0.22 | 0 | 0.17 | 1.23 | 0 | 0.04 | -0.16 | -0.08 | 0.02 | 0.28 | 0.28 | 0.23 | 35.15 | 1398.639 | 1.64
D | 4002 | 2016-09-27 | 13 | ON | 31.33 | 3.93 | 0.22 | 0 | 0.2 | 1.23 | 0 | -0.01 | -0.17 | -0.08 | 0.01 | 0.28 | 0.28 | 0.23 | 37.45 | 1398.353 | 1.66
D | 4002 | 2016-09-27 | 14 | ON | 26.94 | 3.93 | 0.22 | 0 | 0.16 | 1.23 | 0 | 0.03 | -0.17 | -0.08 | 0 | 0.28 | 0.28 | 0.23 | 33.05 | 1398.089 | 1.61
D | 4002 | 2016-09-27 | 15 | ON | 33.12 | 3.93 | 0.22 | 0 | 0.16 | 1.18 | 0 | 0.05 | -0.17 | -0.08 | 0.01 | 0.28 | 0.28 | 0.23 | 39.21 | 1390.409 | 1.57
D | 4002 | 2016-09-27 | 16 | ON | 33.13 | 3.93 | 0.22 | 0 | 0.15 | 1.17 | 0 | 0.03 | -0.18 | -0.08 | 0.02 | 0.28 | 0.28 | 0.23 | 39.18 | 1390.798 | 1.56
D | 4002 | 2016-09-27 | 17 | ON | 40.95 | 3.93 | 0.22 | 0 | 0.16 | 1.21 | 0 | 0.01 | -0.14 | -0.08 | 0.01 | 0.28 | 0.28 | 0.23 | 47.06 | 1395.313 | 1.6
D | 4002 | 2016-09-27 | 18 | ON | 39.69 | 3.93 | 0.22 | 0 | 0.18 | 1.2 | 0 | 0.04 | -0.16 | -0.08 | 0.01 | 0.28 | 0.28 | 0.23 | 45.82 | 1412.474 | 1.61
D | 4002 | 2016-09-27 | 19 | ON | 40.9 | 3.93 | 0.22 | 0 | 0.21 | 1.18 | 0 | 0.02 | -0.17 | -0.08 | 0 | 0.28 | 0.28 | 0.23 | 47 | 1441.709 | 1.61
D | 4002 | 2016-09-27 | 20 | ON | 47.54 | 3.93 | 0.22 | 0 | 0.21 | 1.16 | 0.01 | 0.04 | -0.17 | -0.08 | 0 | 0.28 | 0.28 | 0.23 | 53.65 | 1467.921 | 1.6
D | 4002 | 2016-09-27 | 21 | ON | 31.58 | 3.93 | 0.22 | 0 | 0.19 | 1.21 | 0 | 0.02 | -0.16 | -0.08 | 0 | 0.28 | 0.28 | 0.23 | 37.7 | 1387.046 | 1.62
D | 4002 | 2016-09-27 | 22 | ON | 25.84 | 3.93 | 0.22 | 0 | 0.16 | 1.26 | 0 | 0 | -0.12 | -0.08 | 0 | 0.28 | 0.28 | 0.23 | 32 | 1262.347 | 1.64
D | 4002 | 2016-09-27 | 23 | ON | 17.63 | 3.93 | 0.22 | 0 | 0.15 | 1.53 | 0 | 0 | -0.06 | -0.08 | 0 | 0.28 | 0.28 | 0.23 | 24.11 | 1121.198 | 1.9
D | 4002 | 2016-09-27 | 24 | OFF | 18.21 | 3.93 | 0.22 | 0 | 0.13 | 0 | 0 | 0 | -0.08 | -0.08 | 0 | 0.28 | 0.28 | 0.23 | 23.12 | 1003.56 | 0.35
D | 4002 | 2016-09-28 | 1 | OFF | 16.73 | 3.93 | 0.26 | 0 | 0.08 | 0 | 0 | 0.01 | -0.04 | -0.08 | 0 | 0.28 | 0.28 | 0.23 | 21.68 | 935.153 | 0.34
D | 4002 | 2016-09-28 | 2 | OFF | 16.12 | 3.93 | 0.26 | 0 | 0.07 | 0 | 0 | 0.02 | -0.02 | -0.08 | 0 | 0.28 | 0.28 | 0.23 | 21.09 | 901.412 | 0.33
D | 4002 | 2016-09-28 | 3 | OFF | 14.8 | 3.93 | 0.26 | 0 | 0.06 | 0 | 0 | 0.02 | 0.01 | -0.08 | 0 | 0.28 | 0.28 | 0.23 | 19.79 | 884.093 | 0.32
D | 4002 | 2016-09-28 | 4 | OFF | 15.12 | 3.93 | 0.26 | 0 | 0.06 | 0 | 0 | 0.01 | 0.03 | -0.08 | 0 | 0.28 | 0.28 | 0.23 | 20.12 | 883.754 | 0.32
D | 4002 | 2016-09-28 | 5 | OFF | 16.35 | 3.93 | 0.26 | 0 | 0.07 | 0 | 0 | -0.01 | -0.02 | -0.08 | 0 | 0.28 | 0.28 | 0.23 | 21.29 | 920.691 | 0.33
D | 4002 | 2016-09-28 | 6 | OFF | 16.61 | 3.93 | 0.26 | 0 | 0.1 | 0 | 0 | 0.02 | -0.04 | -0.08 | 0 | 0.28 | 0.28 | 0.23 | 21.59 | 1024.75 | 0.36
D | 4002 | 2016-09-28 | 7 | OFF | 27.84 | 3.93 | 0.26 | 0 | 0.21 | 0 | 0 | 0.02 | -0.08 | -0.08 | 0 | 0.28 | 0.28 | 0.23 | 32.89 | 1207.378 | 0.47
D | 4002 | 2016-09-28 | 8 | ON | 35.07 | 3.93 | 0.26 | 0 | 0.27 | 1.37 | 0 | 0 | -0.15 | -0.08 | 0.02 | 0.28 | 0.28 | 0.23 | 41.48 | 1310.991 | 1.92
D | 4002 | 2016-09-28 | 9 | ON | 42.33 | 3.93 | 0.26 | 0 | 0.39 | 1.21 | 0.08 | 0.02 | -0.19 | -0.08 | 0.03 | 0.28 | 0.28 | 0.23 | 48.77 | 1345.683 | 1.97
D | 4002 | 2016-09-28 | 10 | ON | 48.94 | 3.93 | 0.26 | 0 | 0.23 | 1.19 | 0.2 | 0.01 | -0.27 | -0.08 | 0.04 | 0.28 | 0.28 | 0.23 | 55.24 | 1371.099 | 1.92
D | 4002 | 2016-09-28 | 11 | ON | 42.45 | 3.93 | 0.26 | 0 | 0.24 | 1.18 | 0 | 0.03 | -0.2 | -0.08 | 0.04 | 0.28 | 0.28 | 0.23 | 48.64 | 1392.013 | 1.72
D | 4002 | 2016-09-28 | 12 | ON | 45.03 | 3.93 | 0.26 | 0 | 0.24 | 1.18 | 0.09 | 0.04 | -0.15 | -0.08 | 0.04 | 0.28 | 0.28 | 0.23 | 51.37 | 1398.647 | 1.81
D | 4002 | 2016-09-28 | 13 | ON | 34.97 | 3.93 | 0.26 | 0 | 0.2 | 1.21 | 0 | 0.04 | -0.13 | -0.08 | 0.03 | 0.28 | 0.28 | 0.23 | 41.22 | 1384.139 | 1.7
D | 4002 | 2016-09-28 | 14 | ON | 35.69 | 3.93 | 0.26 | 0 | 0.2 | 1.21 | 0 | 0.01 | -0.17 | -0.08 | 0.03 | 0.28 | 0.28 | 0.23 | 41.87 | 1378.092 | 1.7
D | 4002 | 2016-09-28 | 15 | ON | 32.62 | 3.93 | 0.26 | 0 | 0.23 | 1.33 | 0 | 0.03 | -0.12 | -0.08 | 0 | 0.28 | 0.28 | 0.23 | 38.99 | 1354.69 | 1.82
D | 4002 | 2016-09-28 | 16 | ON | 26.34 | 3.93 | 0.26 | 0 | 0.14 | 1.33 | 0 | 0.06 | -0.11 | -0.08 | 0 | 0.28 | 0.28 | 0.23 | 32.66 | 1342.189 | 1.73
D | 4002 | 2016-09-28 | 17 | ON | 35.8 | 3.93 | 0.26 | 0 | 0.25 | 1.32 | 0 | 0.06 | -0.15 | -0.08 | 0.02 | 0.28 | 0.28 | 0.23 | 42.2 | 1343.17 | 1.85
D | 4002 | 2016-09-28 | 18 | ON | 34.89 | 3.93 | 0.26 | 0 | 0.17 | 1.29 | 0 | 0.03 | -0.13 | -0.08 | 0.01 | 0.28 | 0.28 | 0.23 | 41.16 | 1365.114 | 1.73
D | 4002 | 2016-09-28 | 19 | ON | 40.22 | 3.93 | 0.26 | 0 | 0.13 | 1.26 | 0.27 | 0 | -0.22 | -0.08 | 0 | 0.28 | 0.28 | 0.23 | 46.56 | 1415.224 | 1.92
D | 4002 | 2016-09-28 | 20 | ON | 43.36 | 3.93 | 0.26 | 0 | 0.39 | 1.25 | 0.44 | 0.03 | -0.24 | -0.08 | 0 | 0.28 | 0.28 | 0.23 | 50.13 | 1439.847 | 2.34
D | 4002 | 2016-09-28 | 21 | ON | 25.07 | 3.93 | 0.26 | 0 | 0.24 | 1.31 | 0 | 0 | -0.13 | -0.08 | 0 | 0.28 | 0.28 | 0.23 | 31.39 | 1367.894 | 1.81
D | 4002 | 2016-09-28 | 22 | ON | 17.21 | 3.93 | 0.26 | 0 | 0.18 | 1.42 | 0 | 0.01 | -0.08 | -0.08 | 0 | 0.28 | 0.28 | 0.23 | 23.64 | 1251.868 | 1.86
D | 4002 | 2016-09-28 | 23 | ON | 27.98 | 3.93 | 0.26 | 0 | 0.36 | 1.56 | 0 | 0 | -0.17 | -0.08 | 0 | 0.28 | 0.28 | 0.23 | 34.63 | 1114.88 | 2.18
D | 4002 | 2016-09-28 | 24 | OFF | 19.97 | 3.93 | 0.26 | 0 | 0.32 | 0 | 0 | -0.02 | -0.11 | -0.08 | 0 | 0.28 | 0.28 | 0.23 | 25.06 | 1001.923 | 0.58
D | 4002 | 2016-09-29 | 1 | OFF | 45.74 | 3.93 | 0.35 | 0 | 0.39 | 0 | 0 | -0.01 | -0.3 | -0.08 | 0 | 0.28 | 0.28 | 0.23 | 50.81 | 932.403 | 0.74
D | 4002 | 2016-09-29 | 2 | OFF | 32.63 | 3.93 | 0.35 | 0 | 0.39 | 0 | 0 | -0.01 | -0.18 | -0.08 | 0 | 0.28 | 0.28 | 0.23 | 37.82 | 896.788 | 0.74
D | 4002 | 2016-09-29 | 3 | OFF | 54.96 | 3.93 | 0.35 | 0 | 0.17 | 0 | 0 | -0.11 | -0.08 | -0.08 | 0 | 0.28 | 0.28 | 0.23 | 59.93 | 872.825 | 0.52
D | 4002 | 2016-09-29 | 4 | OFF | 54.67 | 3.93 | 0.35 | 0 | 0.39 | 0 | 0 | -0.06 | 0.04 | -0.08 | 0 | 0.28 | 0.28 | 0.23 | 60.03 | 879.572 | 0.74
D | 4002 | 2016-09-29 | 5 | OFF | 21.07 | 3.93 | 0.35 | 0 | 0.18 | 0 | 0 | 0 | -0.03 | -0.08 | 0 | 0.28 | 0.28 | 0.23 | 26.21 | 913.561 | 0.53
D | 4002 | 2016-09-29 | 6 | OFF | 20.9 | 3.93 | 0.35 | 0 | 0.11 | 0 | 0 | 0 | -0.02 | -0.08 | 0 | 0.28 | 0.28 | 0.23 | 25.98 | 1013.69 | 0.46
D | 4002 | 2016-09-29 | 7 | OFF | 26.6 | 3.93 | 0.35 | 0 | 0.27 | 0 | 0 | 0.02 | -0.13 | -0.08 | 0 | 0.28 | 0.28 | 0.23 | 31.75 | 1193.58 | 0.62
D | 4002 | 2016-09-29 | 8 | ON | 21.72 | 3.93 | 0.35 | 0 | 0.35 | 1.42 | 0 | 0.02 | -0.13 | -0.08 | 0.03 | 0.28 | 0.28 | 0.23 | 28.4 | 1278.705 | 2.15
D | 4002 | 2016-09-29 | 9 | ON | 22.52 | 3.93 | 0.35 | 0 | 0.12 | 1.4 | 0 | 0.02 | -0.13 | -0.08 | 0.03 | 0.28 | 0.28 | 0.23 | 28.95 | 1303.415 | 1.9
D | 4002 | 2016-09-29 | 10 | ON | 22.46 | 3.93 | 0.35 | 0 | 0.11 | 1.38 | 0 | 0.01 | -0.16 | -0.08 | 0.03 | 0.28 | 0.28 | 0.23 | 28.82 | 1319.448 | 1.87
D | 4002 | 2016-09-29 | 11 | ON | 20.84 | 3.93 | 0.35 | 0 | 0.09 | 1.37 | 0 | 0.02 | -0.17 | -0.08 | 0.03 | 0.28 | 0.28 | 0.23 | 27.17 | 1329.836 | 1.84
D | 4002 | 2016-09-29 | 12 | ON | 21.58 | 3.93 | 0.35 | 0 | 0.09 | 1.37 | 0 | 0.02 | -0.15 | -0.08 | 0.01 | 0.28 | 0.28 | 0.23 | 27.91 | 1330.132 | 1.82
D | 4002 | 2016-09-29 | 13 | ON | 19.84 | 3.93 | 0.35 | 0 | 0.08 | 1.38 | 0 | 0.02 | -0.15 | -0.08 | 0.01 | 0.28 | 0.28 | 0.23 | 26.17 | 1327.913 | 1.82
D | 4002 | 2016-09-29 | 14 | ON | 19.9 | 3.93 | 0.35 | 0 | 0.07 | 1.38 | 0 | 0.02 | -0.17 | -0.08 | 0.03 | 0.28 | 0.28 | 0.23 | 26.22 | 1329.762 | 1.83
D | 4002 | 2016-09-29 | 15 | ON | 19.75 | 3.93 | 0.35 | 0 | 0.09 | 1.38 | 0 | 0.02 | -0.16 | -0.08 | 0.03 | 0.28 | 0.28 | 0.23 | 26.1 | 1319.027 | 1.85
D | 4002 | 2016-09-29 | 16 | ON | 20.03 | 3.93 | 0.35 | 0 | 0.11 | 1.38 | 0 | 0 | -0.16 | -0.08 | 0.03 | 0.28 | 0.28 | 0.23 | 26.38 | 1315.045 | 1.87
D | 4002 | 2016-09-29 | 17 | ON | 20.5 | 3.93 | 0.35 | 0 | 0.1 | 1.36 | 0 | 0.02 | -0.17 | -0.08 | 0.03 | 0.28 | 0.28 | 0.23 | 26.83 | 1320.225 | 1.84
D | 4002 | 2016-09-29 | 18 | ON | 20.11 | 3.93 | 0.35 | 0 | 0.07 | 1.34 | 0 | 0.01 | -0.18 | -0.08 | 0.03 | 0.28 | 0.28 | 0.23 | 26.37 | 1335.488 | 1.79
D | 4002 | 2016-09-29 | 19 | ON | 30.59 | 3.93 | 0.35 | 0 | 0.1 | 1.29 | 0.03 | -0.03 | -0.24 | -0.08 | 0 | 0.28 | 0.28 | 0.23 | 36.73 | 1383.421 | 1.77
D | 4002 | 2016-09-29 | 20 | ON | 45.41 | 3.93 | 0.35 | 0 | 0.41 | 1.27 | 0.19 | -0.02 | -0.26 | -0.08 | 0 | 0.28 | 0.28 | 0.23 | 51.99 | 1415.133 | 2.22
D | 4002 | 2016-09-29 | 21 | ON | 31.47 | 3.93 | 0.35 | 0 | 0.27 | 1.32 | 0 | 0.01 | -0.17 | -0.08 | 0 | 0.28 | 0.28 | 0.23 | 37.89 | 1350.262 | 1.94
D | 4002 | 2016-09-29 | 22 | ON | 35.67 | 3.93 | 0.35 | 0 | 0.31 | 1.42 | 0 | 0.04 | -0.08 | -0.08 | 0 | 0.28 | 0.28 | 0.23 | 42.35 | 1237.654 | 2.08
D | 4002 | 2016-09-29 | 23 | ON | 17.94 | 3.93 | 0.35 | 0 | 0.14 | 1.59 | 0 | 0.01 | -0.1 | -0.08 | 0 | 0.28 | 0.28 | 0.23 | 24.57 | 1103.004 | 2.08
D | 4002 | 2016-09-29 | 24 | OFF | 18.28 | 3.93 | 0.35 | 0 | 0.18 | 0 | 0 | -0.01 | -0.06 | -0.08 | 0 | 0.28 | 0.28 | 0.23 | 23.38 | 995.415 | 0.53
D | 4002 | 2016-09-30 | 1 | OFF | 24.36 | 3.93 | 0.22 | 0 | 0.12 | 0 | 0 | 0.03 | -0.07 | -0.08 | 0 | 0.28 | 0.28 | 0.23 | 29.3 | 922.505 | 0.34
D | 4002 | 2016-09-30 | 2 | OFF | 28.51 | 3.93 | 0.22 | 0 | 0.22 | 0 | 0 | 0.04 | -0.08 | -0.08 | 0 | 0.28 | 0.28 | 0.23 | 33.55 | 890.088 | 0.44
D | 4002 | 2016-09-30 | 3 | OFF | 27.1 | 3.93 | 0.22 | 0 | 0.13 | 0 | 0 | 0.02 | -0.09 | -0.08 | 0 | 0.28 | 0.28 | 0.23 | 32.02 | 871.987 | 0.35
D | 4002 | 2016-09-30 | 4 | OFF | 22.52 | 3.93 | 0.22 | 0 | 0.06 | 0 | 0 | 0.02 | -0.08 | -0.08 | 0 | 0.28 | 0.28 | 0.23 | 27.38 | 873.963 | 0.28
D | 4002 | 2016-09-30 | 5 | OFF | 21.38 | 3.93 | 0.22 | 0 | 0.04 | 0 | 0 | 0.01 | -0.02 | -0.08 | 0 | 0.28 | 0.28 | 0.23 | 26.27 | 906.931 | 0.26
D | 4002 | 2016-09-30 | 6 | OFF | 23.31 | 3.93 | 0.22 | 0 | 0.16 | 0 | 0 | 0.02 | -0.04 | -0.08 | 0 | 0.28 | 0.28 | 0.23 | 28.31 | 1013.596 | 0.38
D | 4002 | 2016-09-30 | 7 | OFF | 39.13 | 3.93 | 0.22 | 0 | 0.66 | 0 | 0.19 | 0.01 | -0.1 | -0.08 | 0 | 0.28 | 0.28 | 0.23 | 44.75 | 1180.724 | 1.07
D | 4002 | 2016-09-30 | 8 | ON | 38.36 | 3.93 | 0.22 | 0 | 0.47 | 1.42 | 0 | 0.01 | -0.12 | -0.08 | 0.06 | 0.28 | 0.28 | 0.23 | 45.06 | 1271.978 | 2.17
D | 4002 | 2016-09-30 | 9 | ON | 34.44 | 3.93 | 0.22 | 0 | 0.16 | 1.39 | 0 | 0.01 | -0.13 | -0.08 | 0.05 | 0.28 | 0.28 | 0.23 | 40.78 | 1305.936 | 1.82
D | 4002 | 2016-09-30 | 10 | ON | 37.48 | 3.93 | 0.22 | 0 | 0.25 | 1.37 | 0 | 0.03 | -0.12 | -0.08 | 0.06 | 0.28 | 0.28 | 0.23 | 43.93 | 1326.619 | 1.9
D | 4002 | 2016-09-30 | 11 | ON | 33.48 | 3.93 | 0.22 | 0 | 0.22 | 1.35 | 0 | 0.01 | -0.12 | -0.08 | 0.05 | 0.28 | 0.28 | 0.23 | 39.85 | 1345.561 | 1.84
D | 4002 | 2016-09-30 | 12 | ON | 29.91 | 3.93 | 0.22 | 0 | 0.22 | 1.35 | 0 | 0.02 | -0.13 | -0.08 | 0.01 | 0.28 | 0.28 | 0.23 | 36.24 | 1343.316 | 1.8
D | 4002 | 2016-09-30 | 13 | ON | 26.82 | 3.93 | 0.22 | 0 | 0.12 | 1.29 | 0 | 0.01 | -0.14 | -0.08 | 0.01 | 0.28 | 0.28 | 0.23 | 32.97 | 1328.787 | 1.64
D | 4002 | 2016-09-30 | 14 | ON | 32.45 | 3.93 | 0.22 | 0 | 0.2 | 1.32 | 0 | 0.01 | -0.14 | -0.08 | 0.01 | 0.28 | 0.28 | 0.23 | 38.71 | 1318.997 | 1.75
D | 4002 | 2016-09-30 | 15 | ON | 32.74 | 3.93 | 0.22 | 0 | 0.26 | 1.3 | 0 | 0.02 | -0.12 | -0.08 | 0.01 | 0.28 | 0.28 | 0.23 | 39.07 | 1302.77 | 1.79
D | 4002 | 2016-09-30 | 16 | ON | 26.15 | 3.93 | 0.22 | 0 | 0.21 | 1.31 | 0 | 0.02 | -0.09 | -0.08 | 0.01 | 0.28 | 0.28 | 0.23 | 32.47 | 1287.274 | 1.75
D | 4002 | 2016-09-30 | 17 | ON | 22.79 | 3.93 | 0.22 | 0 | 0.1 | 1.3 | 0 | 0.02 | -0.1 | -0.08 | 0.01 | 0.28 | 0.28 | 0.23 | 28.98 | 1285.098 | 1.63
D | 4002 | 2016-09-30 | 18 | ON | 21.82 | 3.93 | 0.22 | 0 | 0.07 | 1.29 | 0 | 0.01 | -0.14 | -0.08 | 0.03 | 0.28 | 0.28 | 0.23 | 27.94 | 1304.083 | 1.61
D | 4002 | 2016-09-30 | 19 | ON | 21.61 | 3.93 | 0.22 | 0 | 0.08 | 1.26 | 0 | 0.03 | -0.16 | -0.08 | 0 | 0.28 | 0.28 | 0.23 | 27.68 | 1349.715 | 1.56
D | 4002 | 2016-09-30 | 20 | ON | 20.81 | 3.93 | 0.22 | 0 | 0.07 | 1.27 | 0 | 0 | -0.17 | -0.08 | 0 | 0.28 | 0.28 | 0.23 | 26.84 | 1354.291 | 1.56
D | 4002 | 2016-09-30 | 21 | ON | 19.83 | 3.93 | 0.22 | 0 | 0.07 | 1.32 | 0 | -0.01 | -0.12 | -0.08 | 0 | 0.28 | 0.28 | 0.23 | 25.95 | 1298.641 | 1.61
D | 4002 | 2016-09-30 | 22 | ON | 20.58 | 3.93 | 0.22 | 0 | 0.17 | 1.27 | 0 | 0.01 | -0.09 | -0.08 | 0 | 0.28 | 0.28 | 0.23 | 26.8 | 1213.173 | 1.66
D | 4002 | 2016-09-30 | 23 | ON | 17.86 | 3.93 | 0.22 | 0 | 0.19 | 0.91 | 0 | -0.04 | -0.12 | -0.08 | 0 | 0.28 | 0.28 | 0.23 | 23.66 | 1100.831 | 1.32
D | 4002 | 2016-09-30 | 24 | OFF | 16.64 | 3.93 | 0.22 | 0 | 0.18 | 0 | 0 | -0.05 | -0.1 | -0.08 | 0 | 0.28 | 0.28 | 0.23 | 21.53 | 991.9 | 0.4
T | 720 lines

## whlsecost_hourly_4002_201610
C | Hourly Wholesale Load Cost Report
C | Filename: whlsecost_hourly_4002_201610.csv
C | Report for: 10 2016
C | Report generated: 02/28/2017 15:32:56 EST
H | Location ID | Local Date | Local Hour | OnOffPeak | RTLMP | Capacity | First Contingency | Second Contingency | Regulation | Forward Reserves | Real-Time Reserves | Inadvertent | Marginal Loss Rev Fund | Auction Rev Rights | Price Responsive Demand Cost | ISO Sched 2 | ISO Sched 3 | NEPOOL Exp | Total Cost | RTLO | Total Ancillary & NCPC
H | Number | Date | Number | String | Number | Number | Number | Number | Number | Number | Number | Number | Number | Number | Number | Number | Number | Number | Number | Number
D | 4002 | 2016-10-01 | 1 | OFF | 15.47 | 3.85 | 0.39 | 0 | 0.1 | 0 | 0 | -0.07 | -0.11 | -0.09 | 0 | 0.28 | 0.27 | 0.23 | 20.32 | 914.222 | 0.49
D | 4002 | 2016-10-01 | 2 | OFF | 17.45 | 3.85 | 0.39 | 0 | 0.11 | 0 | 0 | -0.04 | -0.07 | -0.09 | 0 | 0.28 | 0.27 | 0.23 | 22.38 | 870.721 | 0.5
D | 4002 | 2016-10-01 | 3 | OFF | 19.79 | 3.85 | 0.39 | 0 | 0.12 | 0 | 0 | -0.06 | -0.12 | -0.09 | 0 | 0.28 | 0.27 | 0.23 | 24.66 | 845.237 | 0.51
D | 4002 | 2016-10-01 | 4 | OFF | 17.25 | 3.85 | 0.39 | 0 | 0.11 | 0 | 0 | -0.04 | -0.08 | -0.09 | 0 | 0.28 | 0.27 | 0.23 | 22.17 | 837.491 | 0.5
D | 4002 | 2016-10-01 | 5 | OFF | 17.47 | 3.85 | 0.39 | 0 | 0.1 | 0 | 0 | -0.02 | -0.09 | -0.09 | 0 | 0.28 | 0.27 | 0.23 | 22.39 | 851.876 | 0.49
D | 4002 | 2016-10-01 | 6 | OFF | 16.52 | 3.85 | 0.39 | 0 | 0.08 | 0 | 0 | -0.06 | -0.07 | -0.09 | 0 | 0.28 | 0.27 | 0.23 | 21.4 | 892.711 | 0.47
D | 4002 | 2016-10-01 | 7 | OFF | 17.83 | 3.85 | 0.39 | 0 | 0.19 | 0 | 0 | -0.02 | -0.08 | -0.09 | 0 | 0.28 | 0.27 | 0.23 | 22.85 | 969.443 | 0.58
D | 4002 | 2016-10-01 | 8 | OFF | 16.38 | 3.85 | 0.39 | 0 | 0.16 | 0 | 0 | 0.01 | -0.06 | -0.09 | 0 | 0.28 | 0.27 | 0.23 | 21.42 | 1062.178 | 0.55
D | 4002 | 2016-10-01 | 9 | OFF | 20.74 | 3.85 | 0.39 | 0 | 0.17 | 0 | 0 | -0.01 | -0.07 | -0.09 | 0 | 0.28 | 0.27 | 0.23 | 25.76 | 1164.261 | 0.56
D | 4002 | 2016-10-01 | 10 | OFF | 24.52 | 3.85 | 0.39 | 0 | 0.11 | 0 | 0 | 0.01 | -0.11 | -0.09 | 0 | 0.28 | 0.27 | 0.23 | 29.46 | 1232.555 | 0.5
D | 4002 | 2016-10-01 | 11 | OFF | 27.57 | 3.85 | 0.39 | 0 | 0.15 | 0 | 0 | 0 | -0.11 | -0.09 | 0 | 0.28 | 0.27 | 0.23 | 32.54 | 1262.22 | 0.54
D | 4002 | 2016-10-01 | 12 | OFF | 29.14 | 3.85 | 0.39 | 0 | 0.18 | 0 | 0 | 0.01 | -0.11 | -0.09 | 0 | 0.28 | 0.27 | 0.23 | 34.15 | 1261.196 | 0.57
D | 4002 | 2016-10-01 | 13 | OFF | 20.56 | 3.85 | 0.39 | 0 | 0.13 | 0 | 0 | -0.01 | -0.1 | -0.09 | 0 | 0.28 | 0.27 | 0.23 | 25.51 | 1244.151 | 0.52
D | 4002 | 2016-10-01 | 14 | OFF | 21.7 | 3.85 | 0.39 | 0 | 0.12 | 0 | 0 | -0.01 | -0.07 | -0.09 | 0 | 0.28 | 0.27 | 0.23 | 26.67 | 1223.954 | 0.51
D | 4002 | 2016-10-01 | 15 | OFF | 19.34 | 3.85 | 0.39 | 0 | 0.14 | 0 | 0 | 0 | -0.06 | -0.09 | 0 | 0.28 | 0.27 | 0.23 | 24.35 | 1207.008 | 0.53
D | 4002 | 2016-10-01 | 16 | OFF | 17.95 | 3.85 | 0.39 | 0 | 0.11 | 0 | 0 | -0.01 | -0.07 | -0.09 | 0 | 0.28 | 0.27 | 0.23 | 22.91 | 1207.589 | 0.5
D | 4002 | 2016-10-01 | 17 | OFF | 20.03 | 3.85 | 0.39 | 0 | 0.13 | 0 | 0 | 0 | -0.14 | -0.09 | 0 | 0.28 | 0.27 | 0.23 | 24.95 | 1226.645 | 0.52
D | 4002 | 2016-10-01 | 18 | OFF | 17.52 | 3.85 | 0.39 | 0 | 0.15 | 0 | 0 | -0.01 | -0.11 | -0.09 | 0 | 0.28 | 0.27 | 0.23 | 22.48 | 1261.842 | 0.54
D | 4002 | 2016-10-01 | 19 | OFF | 21.53 | 3.85 | 0.39 | 0 | 0.11 | 0 | 0 | -0.03 | -0.15 | -0.09 | 0 | 0.28 | 0.27 | 0.23 | 26.39 | 1300.533 | 0.5
D | 4002 | 2016-10-01 | 20 | OFF | 16.88 | 3.85 | 0.39 | 0 | 0.11 | 0 | 0.01 | -0.02 | -0.11 | -0.09 | 0 | 0.28 | 0.27 | 0.23 | 21.8 | 1291.295 | 0.51
D | 4002 | 2016-10-01 | 21 | OFF | 16.67 | 3.85 | 0.39 | 0 | 0.1 | 0 | 0 | -0.03 | -0.08 | -0.09 | 0 | 0.28 | 0.27 | 0.23 | 21.59 | 1233.755 | 0.49
D | 4002 | 2016-10-01 | 22 | OFF | 14.59 | 3.85 | 0.39 | 0 | 0.14 | 0 | 0 | -0.03 | -0.08 | -0.09 | 0 | 0.28 | 0.27 | 0.23 | 19.55 | 1150.878 | 0.53
D | 4002 | 2016-10-01 | 23 | OFF | 12.72 | 3.85 | 0.39 | 0 | 0.13 | 0 | 0 | -0.02 | -0.07 | -0.09 | 0 | 0.28 | 0.27 | 0.23 | 17.69 | 1049.896 | 0.52
D | 4002 | 2016-10-01 | 24 | OFF | 13.08 | 3.85 | 0.39 | 0 | 0.15 | 0 | 0 | 0.02 | -0.07 | -0.09 | 0 | 0.28 | 0.27 | 0.23 | 18.11 | 955.517 | 0.54
D | 4002 | 2016-10-02 | 1 | OFF | 12.06 | 3.85 | 0.47 | 0 | 0.08 | 0 | 0 | -0.05 | -0.06 | -0.09 | 0 | 0.28 | 0.27 | 0.23 | 17.04 | 886.131 | 0.55
D | 4002 | 2016-10-02 | 2 | OFF | 14.39 | 3.85 | 0.47 | 0 | 0.17 | 0 | 0 | -0.04 | -0.06 | -0.09 | 0 | 0.28 | 0.27 | 0.23 | 19.47 | 843.458 | 0.64
D | 4002 | 2016-10-02 | 3 | OFF | 12.19 | 3.85 | 0.47 | 0 | 0.12 | 0 | 0 | -0.03 | -0.05 | -0.09 | 0 | 0.28 | 0.27 | 0.23 | 17.24 | 822.001 | 0.59
D | 4002 | 2016-10-02 | 4 | OFF | 11.92 | 3.85 | 0.47 | 0 | 0.13 | 0 | 0 | -0.03 | -0.04 | -0.09 | 0 | 0.28 | 0.27 | 0.23 | 16.99 | 815.613 | 0.6
D | 4002 | 2016-10-02 | 5 | OFF | 13.49 | 3.85 | 0.47 | 0 | 0.11 | 0 | 0 | -0.04 | -0.03 | -0.09 | 0 | 0.28 | 0.27 | 0.23 | 18.54 | 820.356 | 0.58
D | 4002 | 2016-10-02 | 6 | OFF | 12.19 | 3.85 | 0.47 | 0 | 0.09 | 0 | 0 | -0.03 | -0.04 | -0.09 | 0 | 0.28 | 0.27 | 0.23 | 17.22 | 849.625 | 0.56
D | 4002 | 2016-10-02 | 7 | OFF | 12.01 | 3.85 | 0.47 | 0 | 0.29 | 0 | 0 | -0.03 | -0.03 | -0.09 | 0 | 0.28 | 0.27 | 0.23 | 17.25 | 907.372 | 0.76
D | 4002 | 2016-10-02 | 8 | OFF | 12.02 | 3.85 | 0.47 | 0 | 0.27 | 0 | 0 | -0.01 | -0.04 | -0.09 | 0 | 0.28 | 0.27 | 0.23 | 17.25 | 987.934 | 0.74
D | 4002 | 2016-10-02 | 9 | OFF | 13.22 | 3.85 | 0.47 | 0 | 0.09 | 0 | 0.01 | -0.01 | -0.09 | -0.09 | 0 | 0.28 | 0.27 | 0.23 | 18.23 | 1094.171 | 0.57
D | 4002 | 2016-10-02 | 10 | OFF | 24.51 | 3.85 | 0.47 | 0 | 0.16 | 0 | 0 | 0 | -0.1 | -0.09 | 0 | 0.28 | 0.27 | 0.23 | 29.58 | 1172.769 | 0.63
D | 4002 | 2016-10-02 | 11 | OFF | 25.51 | 3.85 | 0.47 | 0 | 0.27 | 0 | 0 | 0.02 | -0.13 | -0.09 | 0 | 0.28 | 0.27 | 0.23 | 30.68 | 1210.227 | 0.74
D | 4002 | 2016-10-02 | 12 | OFF | 25.8 | 3.85 | 0.47 | 0 | 0.2 | 0 | 0 | -0.04 | -0.12 | -0.09 | 0 | 0.28 | 0.27 | 0.23 | 30.85 | 1225.706 | 0.67
D | 4002 | 2016-10-02 | 13 | OFF | 26.37 | 3.85 | 0.47 | 0 | 0.16 | 0 | 0 | -0.03 | -0.12 | -0.09 | 0 | 0.28 | 0.27 | 0.23 | 31.39 | 1238.762 | 0.63
D | 4002 | 2016-10-02 | 14 | OFF | 27.77 | 3.85 | 0.47 | 0 | 0.18 | 0 | 0 | -0.05 | -0.11 | -0.09 | 0 | 0.28 | 0.27 | 0.23 | 32.8 | 1229.829 | 0.65
D | 4002 | 2016-10-02 | 15 | OFF | 24.72 | 3.85 | 0.47 | 0 | 0.22 | 0 | 0 | -0.02 | -0.1 | -0.09 | 0 | 0.28 | 0.27 | 0.23 | 29.83 | 1214.856 | 0.69
D | 4002 | 2016-10-02 | 16 | OFF | 26.2 | 3.85 | 0.47 | 0 | 0.28 | 0 | 0 | -0.01 | -0.1 | -0.09 | 0 | 0.28 | 0.27 | 0.23 | 31.38 | 1217.901 | 0.75
D | 4002 | 2016-10-02 | 17 | OFF | 23.79 | 3.85 | 0.47 | 0 | 0.19 | 0 | 0 | -0.03 | -0.11 | -0.09 | 0 | 0.28 | 0.27 | 0.23 | 28.85 | 1253.699 | 0.66
D | 4002 | 2016-10-02 | 18 | OFF | 24.67 | 3.85 | 0.47 | 0 | 0.2 | 0 | 0 | -0.02 | -0.15 | -0.09 | 0 | 0.28 | 0.27 | 0.23 | 29.71 | 1299.374 | 0.67
D | 4002 | 2016-10-02 | 19 | OFF | 29.02 | 3.85 | 0.47 | 0 | 0.26 | 0 | 0 | -0.02 | -0.18 | -0.09 | 0 | 0.28 | 0.27 | 0.23 | 34.09 | 1341.11 | 0.73
D | 4002 | 2016-10-02 | 20 | OFF | 29.6 | 3.85 | 0.47 | 0 | 0.2 | 0 | 0 | -0.04 | -0.16 | -0.09 | 0 | 0.28 | 0.27 | 0.23 | 34.61 | 1330.738 | 0.67
D | 4002 | 2016-10-02 | 21 | OFF | 25.31 | 3.85 | 0.47 | 0 | 0.2 | 0 | 0 | -0.09 | -0.15 | -0.09 | 0 | 0.28 | 0.27 | 0.23 | 30.28 | 1249.708 | 0.67
D | 4002 | 2016-10-02 | 22 | OFF | 14.38 | 3.85 | 0.47 | 0 | 0.22 | 0 | 0 | -0.03 | -0.06 | -0.09 | 0 | 0.28 | 0.27 | 0.23 | 19.52 | 1138.565 | 0.69
D | 4002 | 2016-10-02 | 23 | OFF | 8.33 | 3.85 | 0.47 | 0 | 0.13 | 0 | 0 | 0 | -0.06 | -0.09 | 0 | 0.28 | 0.27 | 0.23 | 13.41 | 1021.307 | 0.6
D | 4002 | 2016-10-02 | 24 | OFF | 7.59 | 3.85 | 0.47 | 0 | 0.1 | 0 | 0 | 0.03 | -0.05 | -0.09 | 0 | 0.28 | 0.27 | 0.23 | 12.68 | 932.369 | 0.57
D | 4002 | 2016-10-03 | 1 | OFF | 12.66 | 3.85 | 0.12 | 0 | 0.1 | 0 | 0 | -0.02 | -0.05 | -0.09 | 0 | 0.28 | 0.27 | 0.23 | 17.35 | 877.314 | 0.22
D | 4002 | 2016-10-03 | 2 | OFF | 12.65 | 3.85 | 0.12 | 0 | 0.09 | 0 | 0 | 0 | -0.05 | -0.09 | 0 | 0.28 | 0.27 | 0.23 | 17.35 | 844.62 | 0.21
D | 4002 | 2016-10-03 | 3 | OFF | 10.95 | 3.85 | 0.12 | 0 | 0.14 | 0 | 0 | 0.01 | -0.03 | -0.09 | 0 | 0.28 | 0.27 | 0.23 | 15.73 | 830.913 | 0.26
D | 4002 | 2016-10-03 | 4 | OFF | 10.63 | 3.85 | 0.12 | 0 | 0.1 | 0 | 0 | 0 | -0.03 | -0.09 | 0 | 0.28 | 0.27 | 0.23 | 15.36 | 838.021 | 0.22
D | 4002 | 2016-10-03 | 5 | OFF | 10.09 | 3.85 | 0.12 | 0 | 0.08 | 0 | 0 | -0.02 | -0.05 | -0.09 | 0 | 0.28 | 0.27 | 0.23 | 14.76 | 874.208 | 0.2
D | 4002 | 2016-10-03 | 6 | OFF | 10.74 | 3.85 | 0.12 | 0 | 0.07 | 0 | 0 | -0.02 | -0.07 | -0.09 | 0 | 0.28 | 0.27 | 0.23 | 15.38 | 987.391 | 0.19
D | 4002 | 2016-10-03 | 7 | OFF | 13.86 | 3.85 | 0.12 | 0 | 0.19 | 0 | 0 | 0 | -0.12 | -0.09 | 0 | 0.28 | 0.27 | 0.23 | 18.59 | 1175.895 | 0.31
D | 4002 | 2016-10-03 | 8 | ON | 13.32 | 3.85 | 0.12 | 0 | 0.11 | 0.61 | 0 | 0.02 | -0.11 | -0.09 | 0 | 0.28 | 0.27 | 0.23 | 18.61 | 1270.974 | 0.84
D | 4002 | 2016-10-03 | 9 | ON | 14.22 | 3.85 | 0.12 | 0 | 0.07 | 0.59 | 0 | 0 | -0.14 | -0.09 | 0 | 0.28 | 0.27 | 0.23 | 19.4 | 1308.176 | 0.78
D | 4002 | 2016-10-03 | 10 | ON | 18.24 | 3.85 | 0.12 | 0 | 0.1 | 0.58 | 0 | 0.03 | -0.15 | -0.09 | 0 | 0.28 | 0.27 | 0.23 | 23.46 | 1330.492 | 0.8
D | 4002 | 2016-10-03 | 11 | ON | 19.12 | 3.85 | 0.12 | 0 | 0.13 | 0.57 | 0 | 0.05 | -0.23 | -0.09 | 0 | 0.28 | 0.27 | 0.23 | 24.3 | 1353.364 | 0.82
D | 4002 | 2016-10-03 | 12 | ON | 13.54 | 3.85 | 0.12 | 0 | 0.07 | 0.57 | 0 | 0.03 | -0.19 | -0.09 | 0 | 0.28 | 0.27 | 0.23 | 18.68 | 1367.78 | 0.76
D | 4002 | 2016-10-03 | 13 | ON | 18.7 | 3.85 | 0.12 | 0 | 0.09 | 0.57 | 0 | 0.02 | -0.14 | -0.09 | 0 | 0.28 | 0.27 | 0.23 | 23.9 | 1376.698 | 0.78
D | 4002 | 2016-10-03 | 14 | ON | 18.46 | 3.85 | 0.12 | 0 | 0.11 | 0.56 | 0 | 0.04 | -0.14 | -0.09 | 0 | 0.28 | 0.27 | 0.23 | 23.69 | 1387.833 | 0.79
D | 4002 | 2016-10-03 | 15 | ON | 17.62 | 3.85 | 0.12 | 0 | 0.1 | 0.56 | 0 | 0.03 | -0.14 | -0.09 | 0 | 0.28 | 0.27 | 0.23 | 22.83 | 1380.441 | 0.78
D | 4002 | 2016-10-03 | 16 | ON | 22.02 | 3.85 | 0.12 | 0 | 0.06 | 0.56 | 0 | 0.03 | -0.14 | -0.09 | 0 | 0.28 | 0.27 | 0.23 | 27.19 | 1369.375 | 0.74
D | 4002 | 2016-10-03 | 17 | ON | 17.73 | 3.85 | 0.12 | 0 | 0.11 | 0.56 | 0 | 0.03 | -0.16 | -0.09 | 0 | 0.28 | 0.27 | 0.23 | 22.93 | 1368.978 | 0.79
D | 4002 | 2016-10-03 | 18 | ON | 16.96 | 3.85 | 0.12 | 0 | 0.04 | 0.55 | 0 | 0.04 | -0.18 | -0.09 | 0 | 0.28 | 0.27 | 0.23 | 22.07 | 1400.537 | 0.71
D | 4002 | 2016-10-03 | 19 | ON | 22.92 | 3.85 | 0.12 | 0 | 0.09 | 0.53 | 0 | 0.02 | -0.18 | -0.09 | 0 | 0.28 | 0.27 | 0.23 | 28.04 | 1461.657 | 0.74
D | 4002 | 2016-10-03 | 20 | ON | 23.59 | 3.85 | 0.12 | 0 | 0.13 | 0.53 | 0 | 0.04 | -0.19 | -0.09 | 0 | 0.28 | 0.27 | 0.23 | 28.76 | 1460.818 | 0.78
D | 4002 | 2016-10-03 | 21 | ON | 27.6 | 3.85 | 0.12 | 0 | 0.11 | 0.56 | 0 | 0.04 | -0.19 | -0.09 | 0 | 0.28 | 0.27 | 0.23 | 32.78 | 1382.494 | 0.79
D | 4002 | 2016-10-03 | 22 | ON | 20.93 | 3.85 | 0.12 | 0 | 0.25 | 0.6 | 0 | 0.05 | -0.07 | -0.09 | 0 | 0.28 | 0.27 | 0.23 | 26.42 | 1258.012 | 0.97
D | 4002 | 2016-10-03 | 23 | ON | 12.54 | 3.85 | 0.12 | 0 | 0.22 | 0.67 | 0 | 0.01 | -0.11 | -0.09 | 0 | 0.28 | 0.27 | 0.23 | 17.99 | 1114.428 | 1.01
D | 4002 | 2016-10-03 | 24 | OFF | 12.22 | 3.85 | 0.12 | 0 | 0.11 | 0 | 0 | 0.03 | -0.07 | -0.09 | 0 | 0.28 | 0.27 | 0.23 | 16.95 | 1003.364 | 0.23
D | 4002 | 2016-10-04 | 1 | OFF | 14.37 | 3.85 | 0.09 | 0 | 0.09 | 0 | 0 | 0.02 | -0.08 | -0.09 | 0 | 0.28 | 0.27 | 0.23 | 19.03 | 932.614 | 0.18
D | 4002 | 2016-10-04 | 2 | OFF | 15.67 | 3.85 | 0.09 | 0 | 0.13 | 0 | 0 | 0.02 | -0.08 | -0.09 | 0 | 0.28 | 0.27 | 0.23 | 20.37 | 899.282 | 0.22
D | 4002 | 2016-10-04 | 3 | OFF | 15.03 | 3.85 | 0.09 | 0 | 0.11 | 0 | 0 | 0.01 | -0.04 | -0.09 | 0 | 0.28 | 0.27 | 0.23 | 19.74 | 880.439 | 0.2
D | 4002 | 2016-10-04 | 4 | OFF | 11.52 | 3.85 | 0.09 | 0 | 0.1 | 0 | 0 | 0.02 | -0.04 | -0.09 | 0 | 0.28 | 0.27 | 0.23 | 16.23 | 878.02 | 0.19
D | 4002 | 2016-10-04 | 5 | OFF | 13.56 | 3.85 | 0.09 | 0 | 0.08 | 0 | 0 | 0.04 | -0.07 | -0.09 | 0 | 0.28 | 0.27 | 0.23 | 18.24 | 913.033 | 0.17
D | 4002 | 2016-10-04 | 6 | OFF | 14.76 | 3.85 | 0.09 | 0 | 0.1 | 0 | 0 | 0.04 | -0.12 | -0.09 | 0 | 0.28 | 0.27 | 0.23 | 19.41 | 1019.54 | 0.19
D | 4002 | 2016-10-04 | 7 | OFF | 38.42 | 3.85 | 0.09 | 0 | 0.27 | 0 | 0 | 0.04 | -0.21 | -0.09 | 0 | 0.28 | 0.27 | 0.23 | 43.15 | 1204.271 | 0.36
D | 4002 | 2016-10-04 | 8 | ON | 21.32 | 3.85 | 0.09 | 0 | 0.17 | 0.6 | 0 | 0.04 | -0.24 | -0.09 | 0 | 0.28 | 0.27 | 0.23 | 26.52 | 1300.742 | 0.86
D | 4002 | 2016-10-04 | 9 | ON | 20.89 | 3.85 | 0.09 | 0 | 0.12 | 0.58 | 0 | 0.03 | -0.26 | -0.09 | 0 | 0.28 | 0.27 | 0.23 | 25.99 | 1326.746 | 0.79
D | 4002 | 2016-10-04 | 10 | ON | 26.17 | 3.85 | 0.09 | 0 | 0.16 | 0.58 | 0 | 0.05 | -0.43 | -0.09 | 0 | 0.28 | 0.27 | 0.23 | 31.16 | 1348.226 | 0.83
D | 4002 | 2016-10-04 | 11 | ON | 21.44 | 3.85 | 0.09 | 0 | 0.1 | 0.57 | 0 | 0.04 | -0.22 | -0.09 | 0 | 0.28 | 0.27 | 0.23 | 26.56 | 1361.347 | 0.76
D | 4002 | 2016-10-04 | 12 | ON | 20.13 | 3.85 | 0.09 | 0 | 0.1 | 0.57 | 0 | 0.04 | -0.19 | -0.09 | 0 | 0.28 | 0.27 | 0.23 | 25.28 | 1358.533 | 0.76
D | 4002 | 2016-10-04 | 13 | ON | 22.69 | 3.85 | 0.09 | 0 | 0.1 | 0.57 | 0 | 0.04 | -0.17 | -0.09 | 0 | 0.28 | 0.27 | 0.23 | 27.86 | 1354.743 | 0.76
D | 4002 | 2016-10-04 | 14 | ON | 23.48 | 3.85 | 0.09 | 0 | 0.11 | 0.57 | 0 | 0.05 | -0.19 | -0.09 | 0 | 0.28 | 0.27 | 0.23 | 28.65 | 1357.19 | 0.77
D | 4002 | 2016-10-04 | 15 | ON | 22.87 | 3.85 | 0.09 | 0 | 0.12 | 0.58 | 0 | 0.04 | -0.18 | -0.09 | 0 | 0.28 | 0.27 | 0.23 | 28.06 | 1342.719 | 0.79
D | 4002 | 2016-10-04 | 16 | ON | 24.45 | 3.85 | 0.09 | 0 | 0.1 | 0.58 | 0 | 0.04 | -0.18 | -0.09 | 0 | 0.28 | 0.27 | 0.23 | 29.62 | 1333.69 | 0.77
D | 4002 | 2016-10-04 | 17 | ON | 21.64 | 3.85 | 0.09 | 0 | 0.05 | 0.58 | 0 | 0.06 | -0.19 | -0.09 | 0 | 0.28 | 0.27 | 0.23 | 26.77 | 1338.602 | 0.72
D | 4002 | 2016-10-04 | 18 | ON | 21.45 | 3.85 | 0.09 | 0 | 0.03 | 0.55 | 0 | 0.04 | -0.21 | -0.09 | 0 | 0.28 | 0.27 | 0.23 | 26.49 | 1362.183 | 0.67
D | 4002 | 2016-10-04 | 19 | ON | 30.19 | 3.85 | 0.09 | 0 | 0.05 | 0.55 | 0 | 0.01 | -0.27 | -0.09 | 0 | 0.28 | 0.27 | 0.23 | 35.16 | 1419.011 | 0.69
D | 4002 | 2016-10-04 | 20 | ON | 38.75 | 3.85 | 0.09 | 0 | 0.25 | 0.54 | 0 | 0.08 | -0.28 | -0.09 | 0 | 0.28 | 0.27 | 0.23 | 43.97 | 1438.999 | 0.88
D | 4002 | 2016-10-04 | 21 | ON | 22.45 | 3.85 | 0.09 | 0 | 0.09 | 0.56 | 0 | 0.09 | -0.18 | -0.09 | 0 | 0.28 | 0.27 | 0.23 | 27.64 | 1364.418 | 0.74
D | 4002 | 2016-10-04 | 22 | ON | 21.46 | 3.85 | 0.09 | 0 | 0.2 | 0.61 | 0 | 0.05 | -0.12 | -0.09 | 0 | 0.28 | 0.27 | 0.23 | 26.83 | 1241.856 | 0.9
D | 4002 | 2016-10-04 | 23 | ON | 13.96 | 3.85 | 0.09 | 0 | 0.09 | 0.67 | 0 | 0.01 | -0.13 | -0.09 | 0 | 0.28 | 0.27 | 0.23 | 19.23 | 1103.702 | 0.85
D | 4002 | 2016-10-04 | 24 | OFF | 15.62 | 3.85 | 0.09 | 0 | 0.05 | 0 | 0 | 0.01 | -0.06 | -0.09 | 0 | 0.28 | 0.27 | 0.23 | 20.25 | 994.104 | 0.14
D | 4002 | 2016-10-05 | 1 | OFF | 14.14 | 3.85 | 0.23 | 0 | 0.12 | 0 | 0 | -0.01 | -0.02 | -0.09 | 0 | 0.28 | 0.27 | 0.23 | 19 | 921.352 | 0.35
D | 4002 | 2016-10-05 | 2 | OFF | 12.14 | 3.85 | 0.23 | 0 | 0.09 | 0 | 0 | -0.03 | 0.05 | -0.09 | 0 | 0.28 | 0.27 | 0.23 | 17.02 | 884.418 | 0.32
D | 4002 | 2016-10-05 | 3 | OFF | 2.62 | 3.85 | 0.23 | 0 | 0.11 | 0 | 0 | 0 | -0.04 | -0.09 | 0 | 0.28 | 0.27 | 0.23 | 7.46 | 867.698 | 0.34
D | 4002 | 2016-10-05 | 4 | OFF | 8.95 | 3.85 | 0.23 | 0 | 0.09 | 0 | 0 | 0.03 | -0.04 | -0.09 | 0 | 0.28 | 0.27 | 0.23 | 13.8 | 868.292 | 0.32
D | 4002 | 2016-10-05 | 5 | OFF | 13.39 | 3.85 | 0.23 | 0 | 0.09 | 0 | 0 | 0.02 | -0.06 | -0.09 | 0 | 0.28 | 0.27 | 0.23 | 18.21 | 908.014 | 0.32
D | 4002 | 2016-10-05 | 6 | OFF | 13.98 | 3.85 | 0.23 | 0 | 0.11 | 0 | 0 | 0.04 | -0.08 | -0.09 | 0 | 0.28 | 0.27 | 0.23 | 18.82 | 1021.436 | 0.34
D | 4002 | 2016-10-05 | 7 | OFF | 22.02 | 3.85 | 0.23 | 0 | 0.23 | 0 | 0 | 0.09 | -0.17 | -0.09 | 0 | 0.28 | 0.27 | 0.23 | 26.94 | 1209.054 | 0.46
D | 4002 | 2016-10-05 | 8 | ON | 25.79 | 3.85 | 0.23 | 0 | 0.26 | 0.53 | 0 | 0.04 | -0.22 | -0.09 | 0 | 0.28 | 0.27 | 0.23 | 31.17 | 1296.508 | 1.02
D | 4002 | 2016-10-05 | 9 | ON | 23.78 | 3.85 | 0.23 | 0 | 0.14 | 0.53 | 0 | 0.06 | -0.19 | -0.09 | 0 | 0.28 | 0.27 | 0.23 | 29.09 | 1316.183 | 0.9
D | 4002 | 2016-10-05 | 10 | ON | 24.09 | 3.85 | 0.23 | 0 | 0.13 | 0.52 | 0 | 0.05 | -0.2 | -0.09 | 0 | 0.28 | 0.27 | 0.23 | 29.36 | 1328.783 | 0.88
D | 4002 | 2016-10-05 | 11 | ON | 21.53 | 3.85 | 0.23 | 0 | 0.11 | 0.52 | 0 | 0.04 | -0.2 | -0.09 | 0 | 0.28 | 0.27 | 0.23 | 26.77 | 1340.619 | 0.86
D | 4002 | 2016-10-05 | 12 | ON | 24.2 | 3.85 | 0.23 | 0 | 0.1 | 0.52 | 0 | 0.03 | -0.19 | -0.09 | 0 | 0.28 | 0.27 | 0.23 | 29.43 | 1341.31 | 0.85
D | 4002 | 2016-10-05 | 13 | ON | 22.17 | 3.85 | 0.23 | 0 | 0.07 | 0.52 | 0 | -0.02 | -0.16 | -0.09 | 0 | 0.28 | 0.27 | 0.23 | 27.35 | 1335.282 | 0.82
D | 4002 | 2016-10-05 | 14 | ON | 26.94 | 3.85 | 0.23 | 0 | 0.08 | 0.52 | 0 | 0.03 | -0.2 | -0.09 | 0 | 0.28 | 0.27 | 0.23 | 32.14 | 1344.529 | 0.83
D | 4002 | 2016-10-05 | 15 | ON | 26.04 | 3.85 | 0.23 | 0 | 0.1 | 0.52 | 0 | 0.03 | -0.19 | -0.09 | 0 | 0.28 | 0.27 | 0.23 | 31.27 | 1336.46 | 0.85
D | 4002 | 2016-10-05 | 16 | ON | 27.12 | 3.85 | 0.23 | 0 | 0.1 | 0.51 | 0.02 | 0.07 | -0.19 | -0.09 | 0 | 0.28 | 0.27 | 0.23 | 32.4 | 1333.567 | 0.86
D | 4002 | 2016-10-05 | 17 | ON | 25.22 | 3.85 | 0.23 | 0 | 0.1 | 0.5 | 0 | 0.07 | -0.2 | -0.09 | 0 | 0.28 | 0.27 | 0.23 | 30.46 | 1339.25 | 0.83
D | 4002 | 2016-10-05 | 18 | ON | 24.76 | 3.85 | 0.23 | 0 | 0.1 | 0.5 | 0 | 0.07 | -0.22 | -0.09 | 0 | 0.28 | 0.27 | 0.23 | 29.98 | 1363.217 | 0.83
D | 4002 | 2016-10-05 | 19 | ON | 25.97 | 3.85 | 0.23 | 0 | 0.08 | 0.48 | 0 | 0.05 | -0.31 | -0.09 | 0 | 0.28 | 0.27 | 0.23 | 31.04 | 1417.085 | 0.79
D | 4002 | 2016-10-05 | 20 | ON | 26.61 | 3.85 | 0.23 | 0 | 0.14 | 0.47 | 0 | 0.07 | -0.24 | -0.09 | 0 | 0.28 | 0.27 | 0.23 | 31.82 | 1438.051 | 0.84
D | 4002 | 2016-10-05 | 21 | ON | 22.08 | 3.85 | 0.23 | 0 | 0.08 | 0.49 | 0 | 0.07 | -0.17 | -0.09 | 0 | 0.28 | 0.27 | 0.23 | 27.32 | 1362.743 | 0.8
D | 4002 | 2016-10-05 | 22 | ON | 19.83 | 3.85 | 0.23 | 0 | 0.1 | 0.53 | 0 | 0.02 | -0.11 | -0.09 | 0 | 0.28 | 0.27 | 0.23 | 25.14 | 1242.872 | 0.86
D | 4002 | 2016-10-05 | 23 | ON | 18.91 | 3.85 | 0.23 | 0 | 0.14 | 0.6 | 0 | 0 | -0.09 | -0.09 | 0 | 0.28 | 0.27 | 0.23 | 24.33 | 1099.498 | 0.97
D | 4002 | 2016-10-05 | 24 | OFF | 16.47 | 3.85 | 0.23 | 0 | 0.15 | 0 | 0 | 0.01 | -0.02 | -0.09 | 0 | 0.28 | 0.27 | 0.23 | 21.38 | 989.111 | 0.38
D | 4002 | 2016-10-06 | 1 | OFF | 18.13 | 3.85 | 1.65 | 0 | 0.01 | 0 | 0 | -0.04 | 0.03 | -0.09 | 0 | 0.28 | 0.27 | 0.23 | 24.32 | 918.785 | 1.66
D | 4002 | 2016-10-06 | 2 | OFF | 17.24 | 3.85 | 1.65 | 0 | 0.09 | 0 | 0 | 0.02 | -0.09 | -0.09 | 0 | 0.28 | 0.27 | 0.23 | 23.45 | 882.901 | 1.74
D | 4002 | 2016-10-06 | 3 | OFF | 16.69 | 3.85 | 1.65 | 0 | 0.09 | 0 | 0 | 0.02 | -0.03 | -0.09 | 0 | 0.28 | 0.27 | 0.23 | 22.96 | 865.47 | 1.74
D | 4002 | 2016-10-06 | 4 | OFF | 16.86 | 3.85 | 1.65 | 0 | 0.09 | 0 | 0 | 0.04 | -0.07 | -0.09 | 0 | 0.28 | 0.27 | 0.23 | 23.11 | 870.292 | 1.74
D | 4002 | 2016-10-06 | 5 | OFF | 17.21 | 3.85 | 1.65 | 0 | 0.09 | 0 | 0 | 0.07 | -0.05 | -0.09 | 0 | 0.28 | 0.27 | 0.23 | 23.51 | 907.162 | 1.74
D | 4002 | 2016-10-06 | 6 | OFF | 16.54 | 3.85 | 1.65 | 0 | 0.11 | 0 | 0 | 0.07 | -0.08 | -0.09 | 0 | 0.28 | 0.27 | 0.23 | 22.83 | 1023.342 | 1.76
D | 4002 | 2016-10-06 | 7 | OFF | 23.87 | 3.85 | 1.65 | 0 | 0.16 | 0 | 0 | 0.06 | -0.17 | -0.09 | 0 | 0.28 | 0.27 | 0.23 | 30.11 | 1212.31 | 1.81
D | 4002 | 2016-10-06 | 8 | ON | 28.46 | 3.85 | 1.65 | 0 | 0.19 | 0.6 | 0 | 0.07 | -0.2 | -0.09 | 0.01 | 0.28 | 0.27 | 0.23 | 35.32 | 1301.416 | 2.45
D | 4002 | 2016-10-06 | 9 | ON | 29.29 | 3.85 | 1.65 | 0 | 0.08 | 0.59 | 0 | 0.23 | -0.19 | -0.09 | 0.01 | 0.28 | 0.27 | 0.23 | 36.2 | 1317.193 | 2.33
D | 4002 | 2016-10-06 | 10 | ON | 25.65 | 3.85 | 1.65 | 0 | 0.12 | 0.59 | 0 | 0.07 | -0.2 | -0.09 | 0 | 0.28 | 0.27 | 0.23 | 32.42 | 1323.99 | 2.36
D | 4002 | 2016-10-06 | 11 | ON | 30.65 | 3.85 | 1.65 | 0 | 0.13 | 0.59 | 0.02 | 0.07 | -0.21 | -0.09 | 0.02 | 0.28 | 0.27 | 0.23 | 37.46 | 1338.85 | 2.41
D | 4002 | 2016-10-06 | 12 | ON | 30.38 | 3.85 | 1.65 | 0 | 0.13 | 0.59 | 0.01 | 0.08 | -0.22 | -0.09 | 0.02 | 0.28 | 0.27 | 0.23 | 37.18 | 1345.159 | 2.4
D | 4002 | 2016-10-06 | 13 | ON | 29.5 | 3.85 | 1.65 | 0 | 0.13 | 0.59 | 0 | 0.09 | -0.23 | -0.09 | 0.02 | 0.28 | 0.27 | 0.23 | 36.29 | 1347.866 | 2.39
D | 4002 | 2016-10-06 | 14 | ON | 34.73 | 3.85 | 1.65 | 0 | 0.11 | 0.58 | 0 | 0.1 | -0.26 | -0.09 | 0.03 | 0.28 | 0.27 | 0.23 | 41.48 | 1362.251 | 2.37
D | 4002 | 2016-10-06 | 15 | ON | 42.49 | 3.85 | 1.65 | 0 | 0.22 | 0.58 | 0 | 0.17 | -0.24 | -0.09 | 0.03 | 0.28 | 0.27 | 0.23 | 49.44 | 1358.899 | 2.48
D | 4002 | 2016-10-06 | 16 | ON | 34.69 | 3.85 | 1.65 | 0 | 0.1 | 0.55 | 0.1 | 0.17 | -0.23 | -0.09 | 0.03 | 0.28 | 0.27 | 0.23 | 41.6 | 1358.074 | 2.43
D | 4002 | 2016-10-06 | 17 | ON | 24.91 | 3.85 | 1.65 | 0 | 0.08 | 0.54 | 0 | 0.14 | -0.21 | -0.09 | 0 | 0.28 | 0.27 | 0.23 | 31.65 | 1361.779 | 2.27
D | 4002 | 2016-10-06 | 18 | ON | 32.01 | 3.85 | 1.65 | 0 | 0.13 | 0.53 | 0 | 0.14 | -0.23 | -0.09 | 0.02 | 0.28 | 0.27 | 0.23 | 38.79 | 1380.64 | 2.33
D | 4002 | 2016-10-06 | 19 | ON | 49.51 | 3.85 | 1.65 | 0 | 0.57 | 0.52 | 0.02 | 0.17 | -0.35 | -0.09 | 0 | 0.28 | 0.27 | 0.23 | 56.63 | 1429.142 | 2.76
D | 4002 | 2016-10-06 | 20 | ON | 176.91 | 3.85 | 1.65 | 0 | 2.19 | 0.48 | 0 | 0.3 | -0.77 | -0.09 | 0 | 0.28 | 0.27 | 0.23 | 185.3 | 1442.919 | 4.32
D | 4002 | 2016-10-06 | 21 | ON | 33.39 | 3.85 | 1.65 | 0 | 0.15 | 0.54 | 0 | 0.2 | -0.25 | -0.09 | 0 | 0.28 | 0.27 | 0.23 | 40.22 | 1365.447 | 2.34
D | 4002 | 2016-10-06 | 22 | ON | 19.44 | 3.85 | 1.65 | 0 | 0.08 | 0.6 | 0 | 0.09 | -0.17 | -0.09 | 0 | 0.28 | 0.27 | 0.23 | 26.23 | 1250.223 | 2.33
D | 4002 | 2016-10-06 | 23 | ON | 16.44 | 3.85 | 1.65 | 0 | 0.05 | 0.67 | 0 | 0.05 | -0.12 | -0.09 | 0 | 0.28 | 0.27 | 0.23 | 23.28 | 1111.786 | 2.37
D | 4002 | 2016-10-06 | 24 | OFF | 16.74 | 3.85 | 1.65 | 0 | 0.11 | 0 | 0 | 0.08 | -0.09 | -0.09 | 0 | 0.28 | 0.27 | 0.23 | 23.03 | 1000.457 | 1.76
D | 4002 | 2016-10-07 | 1 | OFF | 17.79 | 3.85 | 0.28 | 0.01 | 0.12 | 0 | 0 | 0.05 | -0.03 | -0.09 | 0 | 0.28 | 0.27 | 0.23 | 22.76 | 928.313 | 0.41
D | 4002 | 2016-10-07 | 2 | OFF | 4.02 | 3.85 | 0.28 | 0.01 | 0.41 | 0 | 0 | -0.03 | -0.04 | -0.09 | 0 | 0.28 | 0.27 | 0.23 | 9.19 | 885.393 | 0.7
D | 4002 | 2016-10-07 | 3 | OFF | 18.26 | 3.85 | 0.28 | 0.01 | 0.11 | 0 | 0 | 0 | 0.05 | -0.09 | 0 | 0.28 | 0.27 | 0.23 | 23.25 | 867.127 | 0.4
D | 4002 | 2016-10-07 | 4 | OFF | 17.73 | 3.85 | 0.28 | 0.01 | 0.07 | 0 | 0 | 0.08 | -0.05 | -0.09 | 0 | 0.28 | 0.27 | 0.23 | 22.66 | 867.545 | 0.36
D | 4002 | 2016-10-07 | 5 | OFF | 16.86 | 3.85 | 0.28 | 0.01 | 0.12 | 0 | 0 | 0.09 | -0.12 | -0.09 | 0 | 0.28 | 0.27 | 0.23 | 21.78 | 900.525 | 0.41
D | 4002 | 2016-10-07 | 6 | OFF | 16.74 | 3.85 | 0.28 | 0.01 | 0.13 | 0 | 0 | 0.11 | -0.11 | -0.09 | 0 | 0.28 | 0.27 | 0.23 | 21.7 | 1001.237 | 0.42
D | 4002 | 2016-10-07 | 7 | OFF | 21.12 | 3.85 | 0.28 | 0.01 | 0.13 | 0 | 0.05 | 0.11 | -0.18 | -0.09 | 0 | 0.28 | 0.27 | 0.23 | 26.06 | 1170.124 | 0.47
D | 4002 | 2016-10-07 | 8 | ON | 21.8 | 3.85 | 0.28 | 0.01 | 0.12 | 0.61 | 0.06 | 0.08 | -0.2 | -0.09 | 0 | 0.28 | 0.27 | 0.23 | 27.3 | 1266.432 | 1.08
D | 4002 | 2016-10-07 | 9 | ON | 22.1 | 3.85 | 0.28 | 0.01 | 0.08 | 0.6 | 0.05 | 0.08 | -0.19 | -0.09 | 0 | 0.28 | 0.27 | 0.23 | 27.55 | 1303.215 | 1.02
D | 4002 | 2016-10-07 | 10 | ON | 25.08 | 3.85 | 0.28 | 0.01 | 0.11 | 0.59 | 0.15 | 0.08 | -0.21 | -0.09 | 0 | 0.28 | 0.27 | 0.23 | 30.63 | 1328.683 | 1.14
D | 4002 | 2016-10-07 | 11 | ON | 23.68 | 3.85 | 0.28 | 0.01 | 0.12 | 0.55 | 0 | 0.07 | -0.21 | -0.09 | 0 | 0.28 | 0.27 | 0.23 | 29.04 | 1353.077 | 0.96
D | 4002 | 2016-10-07 | 12 | ON | 20.39 | 3.85 | 0.28 | 0.01 | 0.09 | 0.54 | 0 | 0.05 | -0.22 | -0.09 | 0.02 | 0.28 | 0.27 | 0.23 | 25.7 | 1363.169 | 0.94
D | 4002 | 2016-10-07 | 13 | ON | 19.06 | 3.85 | 0.28 | 0.01 | 0.07 | 0.58 | 0 | 0.05 | -0.2 | -0.09 | 0.02 | 0.28 | 0.27 | 0.23 | 24.41 | 1364.627 | 0.96
D | 4002 | 2016-10-07 | 14 | ON | 19.67 | 3.85 | 0.28 | 0.01 | 0.07 | 0.57 | 0 | 0.06 | -0.23 | -0.09 | 0.02 | 0.28 | 0.27 | 0.23 | 24.99 | 1371.585 | 0.95
D | 4002 | 2016-10-07 | 15 | ON | 20.2 | 3.85 | 0.28 | 0.01 | 0.08 | 0.57 | 0 | 0.09 | -0.21 | -0.09 | 0 | 0.28 | 0.27 | 0.23 | 25.56 | 1363.86 | 0.94
D | 4002 | 2016-10-07 | 16 | ON | 20.85 | 3.85 | 0.28 | 0.01 | 0.08 | 0.57 | 0 | 0.07 | -0.21 | -0.09 | 0 | 0.28 | 0.27 | 0.23 | 26.19 | 1354.398 | 0.94
D | 4002 | 2016-10-07 | 17 | ON | 21.53 | 3.85 | 0.28 | 0.01 | 0.08 | 0.57 | 0.04 | 0.07 | -0.21 | -0.09 | 0.01 | 0.28 | 0.27 | 0.23 | 26.92 | 1355.377 | 0.99
D | 4002 | 2016-10-07 | 18 | ON | 20.84 | 3.85 | 0.28 | 0.01 | 0.07 | 0.57 | 0 | 0.08 | -0.21 | -0.09 | 0 | 0.28 | 0.27 | 0.23 | 26.18 | 1359.536 | 0.93
D | 4002 | 2016-10-07 | 19 | ON | 22.03 | 3.85 | 0.28 | 0.01 | 0.08 | 0.56 | 0 | 0.08 | -0.25 | -0.09 | 0 | 0.28 | 0.27 | 0.23 | 27.33 | 1394.297 | 0.93
D | 4002 | 2016-10-07 | 20 | ON | 20.71 | 3.85 | 0.28 | 0.01 | 0.08 | 0.55 | 0 | 0.08 | -0.23 | -0.09 | 0 | 0.28 | 0.27 | 0.23 | 26.02 | 1393.956 | 0.92
D | 4002 | 2016-10-07 | 21 | ON | 19.13 | 3.85 | 0.28 | 0.01 | 0.08 | 0.58 | 0 | 0.01 | -0.15 | -0.09 | 0 | 0.28 | 0.27 | 0.23 | 24.48 | 1326.051 | 0.95
D | 4002 | 2016-10-07 | 22 | ON | 18.53 | 3.85 | 0.28 | 0.01 | 0.1 | 0.62 | 0 | 0.05 | -0.14 | -0.09 | 0 | 0.28 | 0.27 | 0.23 | 23.99 | 1231.793 | 1.01
D | 4002 | 2016-10-07 | 23 | ON | 16.43 | 3.85 | 0.28 | 0.01 | 0.11 | 0.67 | 0 | 0.07 | -0.12 | -0.09 | 0 | 0.28 | 0.27 | 0.23 | 21.99 | 1115.024 | 1.07
D | 4002 | 2016-10-07 | 24 | OFF | 16.23 | 3.85 | 0.28 | 0.01 | 0.1 | 0 | 0 | 0.06 | -0.09 | -0.09 | 0 | 0.28 | 0.27 | 0.23 | 21.13 | 1001.631 | 0.39
D | 4002 | 2016-10-08 | 1 | OFF | 10.4 | 3.85 | 0.27 | 0 | 0.11 | 0 | 0 | 0.03 | -0.07 | -0.09 | 0 | 0.28 | 0.27 | 0.23 | 15.28 | 920.545 | 0.38
D | 4002 | 2016-10-08 | 2 | OFF | 10.59 | 3.85 | 0.27 | 0 | 0.15 | 0 | 0 | -0.15 | 0.31 | -0.09 | 0 | 0.28 | 0.27 | 0.23 | 15.71 | 872.831 | 0.42
D | 4002 | 2016-10-08 | 3 | OFF | 12.19 | 3.85 | 0.27 | 0 | 0.15 | 0 | 0 | 0.01 | 0 | -0.09 | 0 | 0.28 | 0.27 | 0.23 | 17.16 | 848.483 | 0.42
D | 4002 | 2016-10-08 | 4 | OFF | 11.13 | 3.85 | 0.27 | 0 | 0.08 | 0 | 0 | 0.01 | -0.01 | -0.09 | 0 | 0.28 | 0.27 | 0.23 | 16.02 | 837.713 | 0.35
D | 4002 | 2016-10-08 | 5 | OFF | 10.71 | 3.85 | 0.27 | 0 | 0.08 | 0 | 0 | 0.03 | -0.05 | -0.09 | 0 | 0.28 | 0.27 | 0.23 | 15.58 | 848.499 | 0.35
D | 4002 | 2016-10-08 | 6 | OFF | 11.74 | 3.85 | 0.27 | 0 | 0.14 | 0 | 0 | 0.06 | -0.07 | -0.09 | 0 | 0.28 | 0.27 | 0.23 | 16.68 | 890.376 | 0.41
D | 4002 | 2016-10-08 | 7 | OFF | 13.97 | 3.85 | 0.27 | 0 | 0.24 | 0 | 0 | 0.07 | -0.07 | -0.09 | 0 | 0.28 | 0.27 | 0.23 | 19.02 | 963.153 | 0.51
D | 4002 | 2016-10-08 | 8 | OFF | 6.98 | 3.85 | 0.27 | 0 | 0.37 | 0 | 0 | 0.02 | -0.09 | -0.09 | 0 | 0.28 | 0.27 | 0.23 | 12.09 | 1052.411 | 0.64
D | 4002 | 2016-10-08 | 9 | OFF | 6.26 | 3.85 | 0.27 | 0 | 0.3 | 0 | 0 | 0.03 | -0.11 | -0.09 | 0 | 0.28 | 0.27 | 0.23 | 11.29 | 1148.017 | 0.57
D | 4002 | 2016-10-08 | 10 | OFF | 9.37 | 3.85 | 0.27 | 0 | 0.1 | 0 | 0 | 0.04 | -0.13 | -0.09 | 0 | 0.28 | 0.27 | 0.23 | 14.19 | 1202.011 | 0.37
D | 4002 | 2016-10-08 | 11 | OFF | 12.72 | 3.85 | 0.27 | 0 | 0.08 | 0 | 0 | 0.05 | -0.12 | -0.09 | 0 | 0.28 | 0.27 | 0.23 | 17.54 | 1219.838 | 0.35
D | 4002 | 2016-10-08 | 12 | OFF | 12.25 | 3.85 | 0.27 | 0 | 0.08 | 0 | 0 | 0.04 | -0.14 | -0.09 | 0 | 0.28 | 0.27 | 0.23 | 17.04 | 1212.469 | 0.35
D | 4002 | 2016-10-08 | 13 | OFF | 12.21 | 3.85 | 0.27 | 0 | 0.08 | 0 | 0 | 0.04 | -0.13 | -0.09 | 0 | 0.28 | 0.27 | 0.23 | 17.01 | 1202.856 | 0.35
D | 4002 | 2016-10-08 | 14 | OFF | 14.1 | 3.85 | 0.27 | 0 | 0.08 | 0 | 0.08 | 0.06 | -0.12 | -0.09 | 0 | 0.28 | 0.27 | 0.23 | 19.01 | 1192.754 | 0.43
D | 4002 | 2016-10-08 | 15 | OFF | 12.37 | 3.85 | 0.27 | 0 | 0.13 | 0 | 0 | 0.04 | -0.11 | -0.09 | 0 | 0.28 | 0.27 | 0.23 | 17.24 | 1181.449 | 0.4
D | 4002 | 2016-10-08 | 16 | OFF | 11.99 | 3.85 | 0.27 | 0 | 0.11 | 0 | 0 | 0.04 | -0.09 | -0.09 | 0 | 0.28 | 0.27 | 0.23 | 16.86 | 1180.462 | 0.38
D | 4002 | 2016-10-08 | 17 | OFF | 11.18 | 3.85 | 0.27 | 0 | 0.11 | 0 | 0 | 0.02 | -0.09 | -0.09 | 0 | 0.28 | 0.27 | 0.23 | 16.03 | 1202.296 | 0.38
D | 4002 | 2016-10-08 | 18 | OFF | 11.41 | 3.85 | 0.27 | 0 | 0.08 | 0 | 0 | 0 | -0.09 | -0.09 | 0 | 0.28 | 0.27 | 0.23 | 16.21 | 1252.143 | 0.35
D | 4002 | 2016-10-08 | 19 | OFF | 17.62 | 3.85 | 0.27 | 0 | 0.07 | 0 | 0.26 | 0.03 | -0.21 | -0.09 | 0 | 0.28 | 0.27 | 0.23 | 22.58 | 1318.651 | 0.6
D | 4002 | 2016-10-08 | 20 | OFF | 13.52 | 3.85 | 0.27 | 0 | 0.08 | 0 | 0 | 0.05 | -0.18 | -0.09 | 0 | 0.28 | 0.27 | 0.23 | 18.28 | 1310.904 | 0.35
D | 4002 | 2016-10-08 | 21 | OFF | 17.32 | 3.85 | 0.27 | 0 | 0.11 | 0 | 0 | 0 | -0.05 | -0.09 | 0 | 0.28 | 0.27 | 0.23 | 22.19 | 1256.735 | 0.38
D | 4002 | 2016-10-08 | 22 | OFF | 13.39 | 3.85 | 0.27 | 0 | 0.21 | 0 | 0 | -0.01 | 0.02 | -0.09 | 0 | 0.28 | 0.27 | 0.23 | 18.42 | 1176.084 | 0.48
D | 4002 | 2016-10-08 | 23 | OFF | 12.81 | 3.85 | 0.27 | 0 | 0.22 | 0 | 0 | -0.06 | 0.04 | -0.09 | 0 | 0.28 | 0.27 | 0.23 | 17.82 | 1074.122 | 0.49
D | 4002 | 2016-10-08 | 24 | OFF | 19.13 | 3.85 | 0.27 | 0 | 0.27 | 0 | 0 | 0.07 | -0.01 | -0.09 | 0 | 0.28 | 0.27 | 0.23 | 24.27 | 977.186 | 0.54
D | 4002 | 2016-10-09 | 1 | OFF | 13.83 | 3.85 | 0.78 | 0 | 0.09 | 0 | 0 | 0.04 | -0.04 | -0.09 | 0 | 0.28 | 0.27 | 0.23 | 19.24 | 906.804 | 0.87
D | 4002 | 2016-10-09 | 2 | OFF | 11.63 | 3.85 | 0.78 | 0 | 0.06 | 0 | 0 | 0.02 | -0.03 | -0.09 | 0 | 0.28 | 0.27 | 0.23 | 17 | 860.92 | 0.84
D | 4002 | 2016-10-09 | 3 | OFF | 12.29 | 3.85 | 0.78 | 0 | 0.08 | 0 | 0 | 0 | -0.01 | -0.09 | 0 | 0.28 | 0.27 | 0.23 | 17.68 | 839.12 | 0.86
D | 4002 | 2016-10-09 | 4 | OFF | 12.33 | 3.85 | 0.78 | 0 | 0.13 | 0 | 0 | 0.03 | -0.04 | -0.09 | 0 | 0.28 | 0.27 | 0.23 | 17.77 | 830.325 | 0.91
D | 4002 | 2016-10-09 | 5 | OFF | 13.89 | 3.85 | 0.78 | 0 | 0.07 | 0 | 0 | 0.06 | -0.02 | -0.09 | 0 | 0.28 | 0.27 | 0.23 | 19.32 | 829.853 | 0.85
D | 4002 | 2016-10-09 | 6 | OFF | 15.69 | 3.85 | 0.78 | 0 | 0.11 | 0 | 0 | 0.03 | -0.01 | -0.09 | 0 | 0.28 | 0.27 | 0.23 | 21.14 | 851.441 | 0.89
D | 4002 | 2016-10-09 | 7 | OFF | 13.08 | 3.85 | 0.78 | 0 | 0.36 | 0 | 0 | 0.04 | -0.01 | -0.09 | 0 | 0.28 | 0.27 | 0.23 | 18.79 | 909.759 | 1.14
D | 4002 | 2016-10-09 | 8 | OFF | 10.8 | 3.85 | 0.78 | 0 | 0.33 | 0 | 0 | 0.02 | -0.03 | -0.09 | 0 | 0.28 | 0.27 | 0.23 | 16.44 | 993.589 | 1.11
D | 4002 | 2016-10-09 | 9 | OFF | 15.06 | 3.85 | 0.78 | 0 | 0.1 | 0 | 0 | -0.04 | -0.06 | -0.09 | 0 | 0.28 | 0.27 | 0.23 | 20.38 | 1105.148 | 0.88
D | 4002 | 2016-10-09 | 10 | OFF | 21.33 | 3.85 | 0.78 | 0 | 0.18 | 0 | 0 | 0.03 | -0.09 | -0.09 | 0 | 0.28 | 0.27 | 0.23 | 26.77 | 1192.651 | 0.96
D | 4002 | 2016-10-09 | 11 | OFF | 25.24 | 3.85 | 0.78 | 0 | 0.12 | 0 | 0 | 0.03 | -0.09 | -0.09 | 0 | 0.28 | 0.27 | 0.23 | 30.62 | 1240.945 | 0.9
D | 4002 | 2016-10-09 | 12 | OFF | 27.23 | 3.85 | 0.78 | 0 | 0.15 | 0 | 0.04 | 0.05 | -0.11 | -0.09 | 0 | 0.28 | 0.27 | 0.23 | 32.68 | 1274.586 | 0.97
D | 4002 | 2016-10-09 | 13 | OFF | 24.71 | 3.85 | 0.78 | 0 | 0.14 | 0 | 0 | 0.06 | -0.09 | -0.09 | 0 | 0.28 | 0.27 | 0.23 | 30.14 | 1291.465 | 0.92
D | 4002 | 2016-10-09 | 14 | OFF | 20.74 | 3.85 | 0.78 | 0 | 0.13 | 0 | 0 | 0.05 | -0.06 | -0.09 | 0 | 0.28 | 0.27 | 0.23 | 26.18 | 1278.572 | 0.91
D | 4002 | 2016-10-09 | 15 | OFF | 15.9 | 3.85 | 0.78 | 0 | 0.09 | 0 | 0 | 0.04 | -0.07 | -0.09 | 0 | 0.28 | 0.27 | 0.23 | 21.28 | 1264.003 | 0.87
D | 4002 | 2016-10-09 | 16 | OFF | 19.97 | 3.85 | 0.78 | 0 | 0.14 | 0 | 0 | 0.03 | -0.05 | -0.09 | 0 | 0.28 | 0.27 | 0.23 | 25.41 | 1256.764 | 0.92
D | 4002 | 2016-10-09 | 17 | OFF | 20.91 | 3.85 | 0.78 | 0 | 0.14 | 0 | 0 | 0.02 | -0.07 | -0.09 | 0 | 0.28 | 0.27 | 0.23 | 26.32 | 1286.157 | 0.92
D | 4002 | 2016-10-09 | 18 | OFF | 23.75 | 3.85 | 0.78 | 0 | 0.12 | 0 | 0 | 0.03 | -0.07 | -0.09 | 0 | 0.28 | 0.27 | 0.23 | 29.15 | 1324.153 | 0.9
D | 4002 | 2016-10-09 | 19 | OFF | 21.98 | 3.85 | 0.78 | 0 | 0.14 | 0 | 0 | 0.06 | -0.06 | -0.09 | 0 | 0.28 | 0.27 | 0.23 | 27.44 | 1351.242 | 0.92
D | 4002 | 2016-10-09 | 20 | OFF | 18.15 | 3.85 | 0.78 | 0 | 0.11 | 0 | 0 | 0.04 | -0.13 | -0.09 | 0 | 0.28 | 0.27 | 0.23 | 23.49 | 1324.939 | 0.89
D | 4002 | 2016-10-09 | 21 | OFF | 15.01 | 3.85 | 0.78 | 0 | 0.1 | 0 | 0 | 0.02 | -0.08 | -0.09 | 0 | 0.28 | 0.27 | 0.23 | 20.37 | 1255.969 | 0.88
D | 4002 | 2016-10-09 | 22 | OFF | 14.47 | 3.85 | 0.78 | 0 | 0.19 | 0 | 0 | 0.01 | -0.07 | -0.09 | 0 | 0.28 | 0.27 | 0.23 | 19.92 | 1153.67 | 0.97
D | 4002 | 2016-10-09 | 23 | OFF | 13.58 | 3.85 | 0.78 | 0 | 0.13 | 0 | 0 | -0.02 | 0 | -0.09 | 0 | 0.28 | 0.27 | 0.23 | 19.01 | 1061.047 | 0.91
D | 4002 | 2016-10-09 | 24 | OFF | 1.48 | 3.85 | 0.78 | 0 | 0.25 | 0 | 0 | 0.03 | -0.1 | -0.09 | 0 | 0.28 | 0.27 | 0.23 | 6.98 | 979.358 | 1.03
D | 4002 | 2016-10-10 | 1 | OFF | 4.02 | 3.85 | 0.85 | 0 | 0.1 | 0 | 0 | 0 | -0.05 | -0.09 | 0 | 0.28 | 0.27 | 0.23 | 9.46 | 908.289 | 0.95
D | 4002 | 2016-10-10 | 2 | OFF | 7.12 | 3.85 | 0.85 | 0 | 0.09 | 0 | 0 | 0.02 | -0.01 | -0.09 | 0 | 0.28 | 0.27 | 0.23 | 12.61 | 865.818 | 0.94
D | 4002 | 2016-10-10 | 3 | OFF | 4.7 | 3.85 | 0.85 | 0 | 0.17 | 0 | 0 | 0 | -0.04 | -0.09 | 0 | 0.28 | 0.27 | 0.23 | 10.22 | 850.16 | 1.02
D | 4002 | 2016-10-10 | 4 | OFF | 4.03 | 3.85 | 0.85 | 0 | 0.15 | 0 | 0 | 0 | -0.02 | -0.09 | 0 | 0.28 | 0.27 | 0.23 | 9.55 | 852.243 | 1
D | 4002 | 2016-10-10 | 5 | OFF | 8.26 | 3.85 | 0.85 | 0 | 0.17 | 0 | 0 | -0.01 | -0.03 | -0.09 | 0 | 0.28 | 0.27 | 0.23 | 13.78 | 881.424 | 1.02
D | 4002 | 2016-10-10 | 6 | OFF | 6.34 | 3.85 | 0.85 | 0 | 0.26 | 0 | 0 | 0.01 | -0.05 | -0.09 | 0 | 0.28 | 0.27 | 0.23 | 11.95 | 968.388 | 1.11
D | 4002 | 2016-10-10 | 7 | OFF | 9.15 | 3.85 | 0.85 | 0 | 0.29 | 0 | 0 | 0.08 | -0.26 | -0.09 | 0 | 0.28 | 0.27 | 0.23 | 14.65 | 1101.918 | 1.14
D | 4002 | 2016-10-10 | 8 | ON | 11.84 | 3.85 | 0.85 | 0 | 0.18 | 0.67 | 0 | 0 | -0.07 | -0.09 | 0 | 0.28 | 0.27 | 0.23 | 18.01 | 1211.072 | 1.7
D | 4002 | 2016-10-10 | 9 | ON | 12 | 3.85 | 0.85 | 0 | 0.1 | 0.63 | 0 | -0.01 | -0.06 | -0.09 | 0 | 0.28 | 0.27 | 0.23 | 18.05 | 1295.885 | 1.58
D | 4002 | 2016-10-10 | 10 | ON | 12.33 | 3.85 | 0.85 | 0 | 0.08 | 0.62 | 0 | 0.01 | -0.08 | -0.09 | 0 | 0.28 | 0.27 | 0.23 | 18.35 | 1334.887 | 1.55
D | 4002 | 2016-10-10 | 11 | ON | 12.02 | 3.85 | 0.85 | 0 | 0.09 | 0.62 | 0 | -0.01 | -0.04 | -0.09 | 0 | 0.28 | 0.27 | 0.23 | 18.07 | 1345.897 | 1.56
D | 4002 | 2016-10-10 | 12 | ON | 12.33 | 3.85 | 0.85 | 0 | 0.08 | 0.62 | 0 | 0.03 | -0.14 | -0.09 | 0 | 0.28 | 0.27 | 0.23 | 18.31 | 1339.622 | 1.55
D | 4002 | 2016-10-10 | 13 | ON | 12.36 | 3.85 | 0.85 | 0 | 0.11 | 0.63 | 0 | 0.01 | -0.09 | -0.09 | 0 | 0.28 | 0.27 | 0.23 | 18.41 | 1316.871 | 1.59
D | 4002 | 2016-10-10 | 14 | ON | 12.27 | 3.85 | 0.85 | 0 | 0.11 | 0.63 | 0 | 0 | -0.07 | -0.09 | 0 | 0.28 | 0.27 | 0.23 | 18.33 | 1304.4 | 1.59
D | 4002 | 2016-10-10 | 15 | ON | 12.07 | 3.85 | 0.85 | 0 | 0.11 | 0.63 | 0 | 0.05 | -0.17 | -0.09 | 0 | 0.28 | 0.27 | 0.23 | 18.08 | 1293.036 | 1.59
D | 4002 | 2016-10-10 | 16 | ON | 12.36 | 3.85 | 0.85 | 0 | 0.07 | 0.63 | 0 | 0.02 | -0.1 | -0.09 | 0 | 0.28 | 0.27 | 0.23 | 18.37 | 1289.879 | 1.55
D | 4002 | 2016-10-10 | 17 | ON | 13.1 | 3.85 | 0.85 | 0 | 0.07 | 0.61 | 0 | -0.02 | -0.11 | -0.09 | 0 | 0.28 | 0.27 | 0.23 | 19.04 | 1320.277 | 1.53
D | 4002 | 2016-10-10 | 18 | ON | 14.59 | 3.85 | 0.85 | 0 | 0.07 | 0.58 | 0 | 0.07 | -0.3 | -0.09 | 0 | 0.28 | 0.27 | 0.23 | 20.4 | 1374.359 | 1.5
D | 4002 | 2016-10-10 | 19 | ON | 37.69 | 3.85 | 0.85 | 0 | 0.17 | 0.55 | 0.43 | 0.16 | -0.45 | -0.09 | 0 | 0.28 | 0.27 | 0.23 | 43.94 | 1452.044 | 2
D | 4002 | 2016-10-10 | 20 | ON | 16.14 | 3.85 | 0.85 | 0 | 0.1 | 0.55 | 0.24 | 0.08 | -0.39 | -0.09 | 0 | 0.28 | 0.27 | 0.23 | 22.11 | 1455.05 | 1.74
D | 4002 | 2016-10-10 | 21 | ON | 13.41 | 3.85 | 0.85 | 0 | 0.11 | 0.57 | 0 | 0.02 | -0.15 | -0.09 | 0 | 0.28 | 0.27 | 0.23 | 19.35 | 1377.957 | 1.53
D | 4002 | 2016-10-10 | 22 | ON | 13.8 | 3.85 | 0.85 | 0 | 0.11 | 0.62 | 0 | -0.02 | -0.05 | -0.09 | 0 | 0.28 | 0.27 | 0.23 | 19.85 | 1256.085 | 1.58
D | 4002 | 2016-10-10 | 23 | ON | 12.37 | 3.85 | 0.85 | 0 | 0.2 | 0.68 | 0 | 0 | -0.07 | -0.09 | 0 | 0.28 | 0.27 | 0.23 | 18.57 | 1115.653 | 1.73
D | 4002 | 2016-10-10 | 24 | OFF | 11.35 | 3.85 | 0.85 | 0 | 0.19 | 0 | 0 | -0.01 | -0.02 | -0.09 | 0 | 0.28 | 0.27 | 0.23 | 16.9 | 998.766 | 1.04
D | 4002 | 2016-10-11 | 1 | OFF | 13.33 | 3.85 | 1.68 | 0 | 0.17 | 0 | 0 | -0.01 | -0.04 | -0.09 | 0 | 0.28 | 0.27 | 0.23 | 19.67 | 932.6 | 1.85
D | 4002 | 2016-10-11 | 2 | OFF | 12.53 | 3.85 | 1.68 | 0 | 0.13 | 0 | 0 | -0.03 | 0.07 | -0.09 | 0 | 0.28 | 0.27 | 0.23 | 18.92 | 898.152 | 1.81
D | 4002 | 2016-10-11 | 3 | OFF | 14.04 | 3.85 | 1.68 | 0 | 0.12 | 0 | 0 | 0.03 | -0.09 | -0.09 | 0 | 0.28 | 0.27 | 0.23 | 20.32 | 885.413 | 1.8
D | 4002 | 2016-10-11 | 4 | OFF | 12.8 | 3.85 | 1.68 | 0 | 0.16 | 0 | 0 | 0.02 | -0.06 | -0.09 | 0 | 0.28 | 0.27 | 0.23 | 19.14 | 891.921 | 1.84
D | 4002 | 2016-10-11 | 5 | OFF | 12.8 | 3.85 | 1.68 | 0 | 0.18 | 0 | 0 | 0.01 | -0.06 | -0.09 | 0 | 0.28 | 0.27 | 0.23 | 19.15 | 930.189 | 1.86
D | 4002 | 2016-10-11 | 6 | OFF | 11.61 | 3.85 | 1.68 | 0 | 0.15 | 0 | 0 | 0.02 | -0.12 | -0.09 | 0 | 0.28 | 0.27 | 0.23 | 17.88 | 1051.297 | 1.83
D | 4002 | 2016-10-11 | 7 | OFF | 27.16 | 3.85 | 1.68 | 0 | 0.17 | 0 | 0.37 | -0.06 | -0.18 | -0.09 | 0 | 0.28 | 0.27 | 0.23 | 33.68 | 1249.243 | 2.22
D | 4002 | 2016-10-11 | 8 | ON | 21.52 | 3.85 | 1.68 | 0 | 0.14 | 0.59 | 0 | 0.02 | -0.19 | -0.09 | 0 | 0.28 | 0.27 | 0.23 | 28.3 | 1343.255 | 2.41
D | 4002 | 2016-10-11 | 9 | ON | 23.5 | 3.85 | 1.68 | 0 | 0.12 | 0.59 | 0 | 0.06 | -0.2 | -0.09 | 0 | 0.28 | 0.27 | 0.23 | 30.29 | 1359.891 | 2.39
D | 4002 | 2016-10-11 | 10 | ON | 22.87 | 3.85 | 1.68 | 0 | 0.09 | 0.59 | 0 | 0.06 | -0.16 | -0.09 | 0 | 0.28 | 0.27 | 0.23 | 29.67 | 1357.469 | 2.36
D | 4002 | 2016-10-11 | 11 | ON | 19.78 | 3.85 | 1.68 | 0 | 0.09 | 0.6 | 0 | 0.01 | -0.15 | -0.09 | 0 | 0.28 | 0.27 | 0.23 | 26.55 | 1352.977 | 2.37
D | 4002 | 2016-10-11 | 12 | ON | 23.71 | 3.85 | 1.68 | 0 | 0.1 | 0.61 | 0.01 | 0.04 | -0.16 | -0.09 | 0 | 0.28 | 0.27 | 0.23 | 30.53 | 1345.305 | 2.4
D | 4002 | 2016-10-11 | 13 | ON | 22.73 | 3.85 | 1.68 | 0 | 0.11 | 0.61 | 0 | 0.03 | -0.13 | -0.09 | 0 | 0.28 | 0.27 | 0.23 | 29.57 | 1330.412 | 2.4
D | 4002 | 2016-10-11 | 14 | ON | 23.77 | 3.85 | 1.68 | 0 | 0.1 | 0.61 | 0 | 0.04 | -0.13 | -0.09 | 0 | 0.28 | 0.27 | 0.23 | 30.61 | 1331.257 | 2.39
D | 4002 | 2016-10-11 | 15 | ON | 19.64 | 3.85 | 1.68 | 0 | 0.09 | 0.61 | 0 | 0.03 | -0.12 | -0.09 | 0 | 0.28 | 0.27 | 0.23 | 26.47 | 1319.587 | 2.38
D | 4002 | 2016-10-11 | 16 | ON | 18.34 | 3.85 | 1.68 | 0 | 0.1 | 0.61 | 0 | 0.02 | -0.12 | -0.09 | 0 | 0.28 | 0.27 | 0.23 | 25.17 | 1314.573 | 2.39
D | 4002 | 2016-10-11 | 17 | ON | 23.29 | 3.85 | 1.68 | 0 | 0.09 | 0.59 | 0 | 0.07 | -0.16 | -0.09 | 0 | 0.28 | 0.27 | 0.23 | 30.1 | 1326.71 | 2.36
D | 4002 | 2016-10-11 | 18 | ON | 20.66 | 3.85 | 1.68 | 0 | 0.07 | 0.58 | 0 | 0.04 | -0.16 | -0.09 | 0 | 0.28 | 0.27 | 0.23 | 27.41 | 1370.159 | 2.33
D | 4002 | 2016-10-11 | 19 | ON | 30.26 | 3.85 | 1.68 | 0 | 0.16 | 0.55 | 0.3 | 0.08 | -0.21 | -0.09 | 0 | 0.28 | 0.27 | 0.23 | 37.36 | 1453.93 | 2.69
D | 4002 | 2016-10-11 | 20 | ON | 19.95 | 3.85 | 1.68 | 0 | 0.08 | 0.55 | 0.04 | 0 | -0.19 | -0.09 | 0 | 0.28 | 0.27 | 0.23 | 26.65 | 1451.063 | 2.35
D | 4002 | 2016-10-11 | 21 | ON | 23.29 | 3.85 | 1.68 | 0 | 0.11 | 0.57 | 0 | 0 | -0.05 | -0.09 | 0 | 0.28 | 0.27 | 0.23 | 30.14 | 1372.102 | 2.36
D | 4002 | 2016-10-11 | 22 | ON | 18.59 | 3.85 | 1.68 | 0 | 0.26 | 0.62 | 0 | 0.01 | -0.1 | -0.09 | 0 | 0.28 | 0.27 | 0.23 | 25.6 | 1249.799 | 2.56
D | 4002 | 2016-10-11 | 23 | ON | 17.43 | 3.85 | 1.68 | 0 | 0.2 | 0.68 | 0 | 0.03 | -0.09 | -0.09 | 0 | 0.28 | 0.27 | 0.23 | 24.47 | 1108.67 | 2.56
D | 4002 | 2016-10-11 | 24 | OFF | 19.16 | 3.85 | 1.68 | 0 | 0.13 | 0 | 0 | 0.02 | -0.07 | -0.09 | 0 | 0.28 | 0.27 | 0.23 | 25.46 | 994.619 | 1.81
D | 4002 | 2016-10-12 | 1 | OFF | 18.44 | 3.85 | 0.59 | 0.01 | 0.09 | 0 | 0 | 0 | -0.07 | -0.09 | 0 | 0.28 | 0.27 | 0.23 | 23.6 | 930.625 | 0.69
D | 4002 | 2016-10-12 | 2 | OFF | 19.61 | 3.85 | 0.59 | 0.01 | 0.1 | 0 | 0 | 0.02 | -0.06 | -0.09 | 0 | 0.28 | 0.27 | 0.23 | 24.81 | 897.006 | 0.7
D | 4002 | 2016-10-12 | 3 | OFF | 18.8 | 3.85 | 0.59 | 0.01 | 0.11 | 0 | 0 | 0.01 | -0.07 | -0.09 | 0 | 0.28 | 0.27 | 0.23 | 23.99 | 880.054 | 0.71
D | 4002 | 2016-10-12 | 4 | OFF | 19.33 | 3.85 | 0.59 | 0.01 | 0.12 | 0 | 0 | 0.02 | -0.06 | -0.09 | 0 | 0.28 | 0.27 | 0.23 | 24.55 | 884.443 | 0.72
D | 4002 | 2016-10-12 | 5 | OFF | 18.78 | 3.85 | 0.59 | 0.01 | 0.21 | 0 | 0 | 0.03 | -0.08 | -0.09 | 0 | 0.28 | 0.27 | 0.23 | 24.08 | 923.52 | 0.81
D | 4002 | 2016-10-12 | 6 | OFF | 20.02 | 3.85 | 0.59 | 0.01 | 0.14 | 0 | 0 | 0.06 | -0.1 | -0.09 | 0 | 0.28 | 0.27 | 0.23 | 25.26 | 1039.711 | 0.74
D | 4002 | 2016-10-12 | 7 | OFF | 24.92 | 3.85 | 0.59 | 0.01 | 0.28 | 0 | 0 | 0.04 | -0.15 | -0.09 | 0 | 0.28 | 0.27 | 0.23 | 30.23 | 1231.43 | 0.88
D | 4002 | 2016-10-12 | 8 | ON | 29.86 | 3.85 | 0.59 | 0.01 | 0.27 | 0.6 | 0 | 0.03 | -0.2 | -0.09 | 0 | 0.28 | 0.27 | 0.23 | 35.7 | 1323.777 | 1.47
D | 4002 | 2016-10-12 | 9 | ON | 25.84 | 3.85 | 0.59 | 0.01 | 0.16 | 0.6 | 0 | 0.01 | -0.19 | -0.09 | 0 | 0.28 | 0.27 | 0.23 | 31.56 | 1338.947 | 1.36
D | 4002 | 2016-10-12 | 10 | ON | 24.46 | 3.85 | 0.59 | 0.01 | 0.12 | 0.6 | 0 | 0.03 | -0.18 | -0.09 | 0 | 0.28 | 0.27 | 0.23 | 30.17 | 1344.239 | 1.32
D | 4002 | 2016-10-12 | 11 | ON | 21.25 | 3.85 | 0.59 | 0.01 | 0.11 | 0.56 | 0 | 0.01 | -0.16 | -0.09 | 0.01 | 0.28 | 0.27 | 0.23 | 26.92 | 1351.793 | 1.28
D | 4002 | 2016-10-12 | 12 | ON | 23.22 | 3.85 | 0.59 | 0.01 | 0.1 | 0.56 | 0 | 0.03 | -0.18 | -0.09 | 0.01 | 0.28 | 0.27 | 0.23 | 28.88 | 1353.481 | 1.27
D | 4002 | 2016-10-12 | 13 | ON | 19.29 | 3.85 | 0.59 | 0.01 | 0.1 | 0.57 | 0 | 0.02 | -0.16 | -0.09 | 0.01 | 0.28 | 0.27 | 0.23 | 24.97 | 1343.652 | 1.28
D | 4002 | 2016-10-12 | 14 | ON | 20.14 | 3.85 | 0.59 | 0.01 | 0.1 | 0.57 | 0 | 0.04 | -0.18 | -0.09 | 0.01 | 0.28 | 0.27 | 0.23 | 25.82 | 1345.007 | 1.28
D | 4002 | 2016-10-12 | 15 | ON | 20.15 | 3.85 | 0.59 | 0.01 | 0.11 | 0.57 | 0 | 0.02 | -0.15 | -0.09 | 0.01 | 0.28 | 0.27 | 0.23 | 25.85 | 1334.524 | 1.29
D | 4002 | 2016-10-12 | 16 | ON | 17.9 | 3.85 | 0.59 | 0.01 | 0.09 | 0.57 | 0 | 0.03 | -0.17 | -0.09 | 0.01 | 0.28 | 0.27 | 0.23 | 23.57 | 1329.892 | 1.27
D | 4002 | 2016-10-12 | 17 | ON | 27.47 | 3.85 | 0.59 | 0.01 | 0.1 | 0.56 | 0.3 | -0.04 | -0.06 | -0.09 | 0.01 | 0.28 | 0.27 | 0.23 | 33.48 | 1340.041 | 1.57
D | 4002 | 2016-10-12 | 18 | ON | 33.17 | 3.85 | 0.59 | 0.01 | 0.16 | 0.54 | 0.34 | 0.09 | -0.31 | -0.09 | 0.02 | 0.28 | 0.27 | 0.23 | 39.15 | 1372.505 | 1.66
D | 4002 | 2016-10-12 | 19 | ON | 24.4 | 3.85 | 0.59 | 0.01 | 0.09 | 0.53 | 0.04 | 0.1 | -0.35 | -0.09 | 0 | 0.28 | 0.27 | 0.23 | 29.95 | 1447.319 | 1.26
D | 4002 | 2016-10-12 | 20 | ON | 25.79 | 3.85 | 0.59 | 0.01 | 0.09 | 0.54 | 0 | 0.02 | -0.27 | -0.09 | 0 | 0.28 | 0.27 | 0.23 | 31.31 | 1446.808 | 1.23
D | 4002 | 2016-10-12 | 21 | ON | 18.33 | 3.85 | 0.59 | 0.01 | 0.1 | 0.57 | 0 | 0 | -0.16 | -0.09 | 0 | 0.28 | 0.27 | 0.23 | 23.98 | 1369.568 | 1.27
D | 4002 | 2016-10-12 | 22 | ON | 16.73 | 3.85 | 0.59 | 0.01 | 0.16 | 0.62 | 0 | 0.01 | -0.08 | -0.09 | 0 | 0.28 | 0.27 | 0.23 | 22.58 | 1246.423 | 1.38
D | 4002 | 2016-10-12 | 23 | ON | 16.6 | 3.85 | 0.59 | 0.01 | 0.1 | 0.69 | 0 | 0 | -0.1 | -0.09 | 0 | 0.28 | 0.27 | 0.23 | 22.43 | 1103.319 | 1.39
D | 4002 | 2016-10-12 | 24 | OFF | 17.67 | 3.85 | 0.59 | 0.01 | 0.09 | 0 | 0 | 0.01 | 0.03 | -0.09 | 0 | 0.28 | 0.27 | 0.23 | 22.94 | 992.062 | 0.69
D | 4002 | 2016-10-13 | 1 | OFF | 17.34 | 3.85 | 0.39 | 0 | 0.1 | 0 | 0 | -0.12 | 0.22 | -0.09 | 0 | 0.28 | 0.27 | 0.23 | 22.47 | 924.918 | 0.49
D | 4002 | 2016-10-13 | 2 | OFF | 7.83 | 3.85 | 0.39 | 0 | 0.12 | 0 | 0 | 0.07 | -0.15 | -0.09 | 0 | 0.28 | 0.27 | 0.23 | 12.8 | 894.298 | 0.51
D | 4002 | 2016-10-13 | 3 | OFF | 6.37 | 3.85 | 0.39 | 0 | 0.15 | 0 | 0 | 0.05 | -0.15 | -0.09 | 0 | 0.28 | 0.27 | 0.23 | 11.35 | 875.435 | 0.54
D | 4002 | 2016-10-13 | 4 | OFF | -11.38 | 3.85 | 0.39 | 0 | 0.41 | 0 | 0 | -0.03 | -0.06 | -0.09 | 0 | 0.28 | 0.27 | 0.23 | -6.13 | 879.069 | 0.8
D | 4002 | 2016-10-13 | 5 | OFF | 16.35 | 3.85 | 0.39 | 0 | 0.13 | 0 | 0 | -0.04 | -0.06 | -0.09 | 0 | 0.28 | 0.27 | 0.23 | 21.31 | 917.781 | 0.52
D | 4002 | 2016-10-13 | 6 | OFF | 32.14 | 3.85 | 0.39 | 0 | 0.13 | 0 | 0 | 0.02 | 0 | -0.09 | 0 | 0.28 | 0.27 | 0.23 | 37.22 | 1030.956 | 0.52
D | 4002 | 2016-10-13 | 7 | OFF | 45.81 | 3.85 | 0.39 | 0 | 0.31 | 0 | 0.7 | 0.05 | -0.11 | -0.09 | 0 | 0.28 | 0.27 | 0.23 | 51.69 | 1219.54 | 1.4
D | 4002 | 2016-10-13 | 8 | ON | 55 | 3.85 | 0.39 | 0 | 0.89 | 0.57 | 0.83 | 0.04 | -0.2 | -0.09 | 0.04 | 0.28 | 0.27 | 0.23 | 62.1 | 1313.109 | 2.72
D | 4002 | 2016-10-13 | 9 | ON | 28.37 | 3.85 | 0.39 | 0 | 0.26 | 0.57 | 0 | 0.04 | -0.16 | -0.09 | 0.02 | 0.28 | 0.27 | 0.23 | 34.03 | 1332.669 | 1.24
D | 4002 | 2016-10-13 | 10 | ON | 19.28 | 3.85 | 0.39 | 0 | 0.1 | 0.56 | 0 | 0.04 | -0.15 | -0.09 | 0 | 0.28 | 0.27 | 0.23 | 24.76 | 1348.153 | 1.05
D | 4002 | 2016-10-13 | 11 | ON | 21.19 | 3.85 | 0.39 | 0 | 0.08 | 0.55 | 0 | 0.04 | -0.13 | -0.09 | 0.01 | 0.28 | 0.27 | 0.23 | 26.67 | 1367.922 | 1.03
D | 4002 | 2016-10-13 | 12 | ON | 21.37 | 3.85 | 0.39 | 0 | 0.09 | 0.55 | 0 | 0.01 | -0.13 | -0.09 | 0.01 | 0.28 | 0.27 | 0.23 | 26.83 | 1376.304 | 1.04
D | 4002 | 2016-10-13 | 13 | ON | 20.86 | 3.85 | 0.39 | 0 | 0.09 | 0.55 | 0 | 0.04 | -0.16 | -0.09 | 0.01 | 0.28 | 0.27 | 0.23 | 26.32 | 1364.99 | 1.04
D | 4002 | 2016-10-13 | 14 | ON | 24.77 | 3.85 | 0.39 | 0 | 0.08 | 0.54 | 0.16 | 0.02 | -0.18 | -0.09 | 0.01 | 0.28 | 0.27 | 0.23 | 30.33 | 1370.376 | 1.18
D | 4002 | 2016-10-13 | 15 | ON | 31.18 | 3.85 | 0.39 | 0 | 0.08 | 0.54 | 0.05 | -0.01 | -0.16 | -0.09 | 0.02 | 0.28 | 0.27 | 0.23 | 36.63 | 1367.284 | 1.08
D | 4002 | 2016-10-13 | 16 | ON | 24.99 | 3.85 | 0.39 | 0 | 0.12 | 0.54 | 0.12 | 0.11 | -0.33 | -0.09 | 0.01 | 0.28 | 0.27 | 0.23 | 30.49 | 1364.308 | 1.18
D | 4002 | 2016-10-13 | 17 | ON | 28.72 | 3.85 | 0.39 | 0 | 0.11 | 0.56 | 0.03 | 0.01 | -0.08 | -0.09 | 0 | 0.28 | 0.27 | 0.23 | 34.28 | 1385.66 | 1.09
D | 4002 | 2016-10-13 | 18 | ON | 38.51 | 3.85 | 0.39 | 0 | 0.11 | 0.56 | 0.25 | 0.03 | -0.2 | -0.09 | 0.01 | 0.28 | 0.27 | 0.23 | 44.2 | 1436.277 | 1.32
D | 4002 | 2016-10-13 | 19 | ON | 29.52 | 3.85 | 0.39 | 0 | 0.09 | 0.54 | 0 | 0.04 | -0.21 | -0.09 | 0 | 0.28 | 0.27 | 0.23 | 34.91 | 1481.076 | 1.02
D | 4002 | 2016-10-13 | 20 | ON | 20.21 | 3.85 | 0.39 | 0 | 0.06 | 0.54 | 0 | -0.01 | -0.22 | -0.09 | 0 | 0.28 | 0.27 | 0.23 | 25.51 | 1453.534 | 0.99
D | 4002 | 2016-10-13 | 21 | ON | 19.08 | 3.85 | 0.39 | 0 | 0.06 | 0.57 | 0 | 0 | -0.13 | -0.09 | 0 | 0.28 | 0.27 | 0.23 | 24.51 | 1378.131 | 1.02
D | 4002 | 2016-10-13 | 22 | ON | 21.18 | 3.85 | 0.39 | 0 | 0.08 | 0.62 | 0 | -0.02 | -0.13 | -0.09 | 0 | 0.28 | 0.27 | 0.23 | 26.66 | 1259.016 | 1.09
D | 4002 | 2016-10-13 | 23 | ON | 19.08 | 3.85 | 0.39 | 0 | 0.1 | 0.69 | 0 | 0 | -0.12 | -0.09 | 0 | 0.28 | 0.27 | 0.23 | 24.68 | 1113.578 | 1.18
D | 4002 | 2016-10-13 | 24 | OFF | 16.24 | 3.85 | 0.39 | 0 | 0.26 | 0 | 0 | 0.02 | -0.08 | -0.09 | 0 | 0.28 | 0.27 | 0.23 | 21.37 | 1001.093 | 0.65
D | 4002 | 2016-10-14 | 1 | OFF | 19.88 | 3.85 | 1.25 | 0 | 0.16 | 0 | 0 | -0.01 | -0.09 | -0.09 | 0 | 0.28 | 0.27 | 0.23 | 25.73 | 927.484 | 1.41
D | 4002 | 2016-10-14 | 2 | OFF | 18.85 | 3.85 | 1.25 | 0 | 0.13 | 0 | 0 | -0.05 | 0 | -0.09 | 0 | 0.28 | 0.27 | 0.23 | 24.72 | 891.658 | 1.38
D | 4002 | 2016-10-14 | 3 | OFF | -7.43 | 3.85 | 1.25 | 0 | 0.26 | 0 | 0 | 0.01 | -0.05 | -0.09 | 0 | 0.28 | 0.27 | 0.23 | -1.42 | 873.848 | 1.51
D | 4002 | 2016-10-14 | 4 | OFF | 3.47 | 3.85 | 1.25 | 0 | 0.36 | 0 | 0 | 0.01 | -0.16 | -0.09 | 0 | 0.28 | 0.27 | 0.23 | 9.47 | 875.702 | 1.61
D | 4002 | 2016-10-14 | 5 | OFF | 10.9 | 3.85 | 1.25 | 0 | 0.23 | 0 | 0 | 0.07 | -0.19 | -0.09 | 0 | 0.28 | 0.27 | 0.23 | 16.8 | 913.404 | 1.48
D | 4002 | 2016-10-14 | 6 | OFF | -2.58 | 3.85 | 1.25 | 0 | 0.14 | 0 | 0 | -0.01 | -0.07 | -0.09 | 0 | 0.28 | 0.27 | 0.23 | 3.27 | 1023.406 | 1.39
D | 4002 | 2016-10-14 | 7 | OFF | 9.49 | 3.85 | 1.25 | 0 | 0.34 | 0 | 0 | 0.02 | -0.09 | -0.09 | 0 | 0.28 | 0.27 | 0.23 | 15.55 | 1212.407 | 1.59
D | 4002 | 2016-10-14 | 8 | ON | 29.89 | 3.85 | 1.25 | 0 | 0.22 | 0.61 | 0 | 0.04 | -0.24 | -0.09 | 0.01 | 0.28 | 0.27 | 0.23 | 36.32 | 1302.491 | 2.09
D | 4002 | 2016-10-14 | 9 | ON | 24.86 | 3.85 | 1.25 | 0 | 0.15 | 0.6 | 0 | -0.09 | 0.04 | -0.09 | 0 | 0.28 | 0.27 | 0.23 | 31.35 | 1324.174 | 2
D | 4002 | 2016-10-14 | 10 | ON | 24.16 | 3.85 | 1.25 | 0 | 0.14 | 0.61 | 0 | 0.05 | -0.21 | -0.09 | 0 | 0.28 | 0.27 | 0.23 | 30.54 | 1328.139 | 2
D | 4002 | 2016-10-14 | 11 | ON | 21.04 | 3.85 | 1.25 | 0 | 0.06 | 0.61 | 0.01 | 0.05 | -0.2 | -0.09 | 0 | 0.28 | 0.27 | 0.23 | 27.36 | 1333.133 | 1.93
D | 4002 | 2016-10-14 | 12 | ON | 20.21 | 3.85 | 1.25 | 0 | 0.07 | 0.62 | 0 | 0.04 | -0.2 | -0.09 | 0 | 0.28 | 0.27 | 0.23 | 26.53 | 1320.866 | 1.94
D | 4002 | 2016-10-14 | 13 | ON | 19.54 | 3.85 | 1.25 | 0 | 0.09 | 0.62 | 0 | 0.03 | -0.22 | -0.09 | 0 | 0.28 | 0.27 | 0.23 | 25.85 | 1303.05 | 1.96
D | 4002 | 2016-10-14 | 14 | ON | 19.86 | 3.85 | 1.25 | 0 | 0.08 | 0.63 | 0 | 0.04 | -0.21 | -0.09 | 0 | 0.28 | 0.27 | 0.23 | 26.19 | 1293.658 | 1.96
D | 4002 | 2016-10-14 | 15 | ON | 19.24 | 3.85 | 1.25 | 0 | 0.09 | 0.63 | 0 | 0.03 | -0.19 | -0.09 | 0 | 0.28 | 0.27 | 0.23 | 25.59 | 1277.054 | 1.97
D | 4002 | 2016-10-14 | 16 | ON | 17.13 | 3.85 | 1.25 | 0 | 0.11 | 0.62 | 0 | 0.02 | -0.2 | -0.09 | 0 | 0.28 | 0.27 | 0.23 | 23.47 | 1267.208 | 1.98
D | 4002 | 2016-10-14 | 17 | ON | 18.43 | 3.85 | 1.25 | 0 | 0.09 | 0.61 | 0 | 0 | -0.21 | -0.09 | 0 | 0.28 | 0.27 | 0.23 | 24.71 | 1282.688 | 1.95
D | 4002 | 2016-10-14 | 18 | ON | 25.7 | 3.85 | 1.25 | 0 | 0.16 | 0.59 | 0 | 0.01 | -0.25 | -0.09 | 0.01 | 0.28 | 0.27 | 0.23 | 32.01 | 1312.236 | 2.01
D | 4002 | 2016-10-14 | 19 | ON | 20.32 | 3.85 | 1.25 | 0 | 0.1 | 0.57 | 0 | 0.02 | -0.31 | -0.09 | 0 | 0.28 | 0.27 | 0.23 | 26.49 | 1383.894 | 1.92
D | 4002 | 2016-10-14 | 20 | ON | 19.68 | 3.85 | 1.25 | 0 | 0.16 | 0.57 | 0 | 0.02 | -0.3 | -0.09 | 0 | 0.28 | 0.27 | 0.23 | 25.92 | 1381.194 | 1.98
D | 4002 | 2016-10-14 | 21 | ON | 19.47 | 3.85 | 1.25 | 0 | 0.21 | 0.59 | 0 | 0.02 | -0.24 | -0.09 | 0 | 0.28 | 0.27 | 0.23 | 25.84 | 1328.645 | 2.05
D | 4002 | 2016-10-14 | 22 | ON | 19.72 | 3.85 | 1.25 | 0 | 0.25 | 0.62 | 0 | 0.04 | -0.18 | -0.09 | 0 | 0.28 | 0.27 | 0.23 | 26.24 | 1238.716 | 2.12
D | 4002 | 2016-10-14 | 23 | ON | 20.74 | 3.85 | 1.25 | 0 | 0.22 | 0.67 | 0.01 | -0.02 | -0.2 | -0.09 | 0 | 0.28 | 0.27 | 0.23 | 27.21 | 1129.451 | 2.15
D | 4002 | 2016-10-14 | 24 | OFF | 20.25 | 3.85 | 1.25 | 0 | 0.3 | 0 | 0 | 0.07 | -0.18 | -0.09 | 0 | 0.28 | 0.27 | 0.23 | 26.23 | 1020.934 | 1.55
D | 4002 | 2016-10-15 | 1 | OFF | 44.68 | 3.85 | 0.99 | 0.1 | 0.15 | 0 | 0 | -0.16 | -0.03 | -0.09 | 0 | 0.28 | 0.27 | 0.23 | 50.27 | 943.029 | 1.24
D | 4002 | 2016-10-15 | 2 | OFF | 26.92 | 3.85 | 0.99 | 0.1 | 0.33 | 0 | 0 | 0.09 | -0.18 | -0.09 | 0 | 0.28 | 0.27 | 0.23 | 32.79 | 906.354 | 1.42
D | 4002 | 2016-10-15 | 3 | OFF | 28.52 | 3.85 | 0.99 | 0.1 | 0.37 | 0 | 0 | 0.08 | -0.13 | -0.09 | 0 | 0.28 | 0.27 | 0.23 | 34.47 | 885.526 | 1.46
D | 4002 | 2016-10-15 | 4 | OFF | 25.1 | 3.85 | 0.99 | 0.1 | 0.15 | 0 | 0 | 0.05 | -0.12 | -0.09 | 0 | 0.28 | 0.27 | 0.23 | 30.81 | 881.889 | 1.24
D | 4002 | 2016-10-15 | 5 | OFF | 20.52 | 3.85 | 0.99 | 0.1 | 0.11 | 0 | 0 | 0.07 | -0.11 | -0.09 | 0 | 0.28 | 0.27 | 0.23 | 26.22 | 896.553 | 1.2
D | 4002 | 2016-10-15 | 6 | OFF | 33 | 3.85 | 0.99 | 0.1 | 0.17 | 0 | 0 | 0.05 | -0.15 | -0.09 | 0 | 0.28 | 0.27 | 0.23 | 38.7 | 946.035 | 1.26
D | 4002 | 2016-10-15 | 7 | OFF | 61.81 | 3.85 | 0.99 | 0.1 | 0.55 | 0 | 1.47 | 0.11 | -0.24 | -0.09 | 0 | 0.28 | 0.27 | 0.23 | 69.33 | 1037.547 | 3.11
D | 4002 | 2016-10-15 | 8 | OFF | 39.38 | 3.85 | 0.99 | 0.1 | 0.26 | 0 | 0.48 | 0.03 | -0.23 | -0.09 | 0 | 0.28 | 0.27 | 0.23 | 45.55 | 1133.239 | 1.83
D | 4002 | 2016-10-15 | 9 | OFF | 41.01 | 3.85 | 0.99 | 0.1 | 0.76 | 0 | 0.43 | 0.12 | -0.21 | -0.09 | 0 | 0.28 | 0.27 | 0.23 | 47.74 | 1216.742 | 2.28
D | 4002 | 2016-10-15 | 10 | OFF | 37.11 | 3.85 | 0.99 | 0.1 | 0.24 | 0 | 0.64 | 0.14 | -0.31 | -0.09 | 0 | 0.28 | 0.27 | 0.23 | 43.45 | 1248.018 | 1.97
D | 4002 | 2016-10-15 | 11 | OFF | 40 | 3.85 | 0.99 | 0.1 | 0.79 | 0 | 1.29 | 0.18 | -0.22 | -0.09 | 0 | 0.28 | 0.27 | 0.23 | 47.67 | 1242.634 | 3.17
D | 4002 | 2016-10-15 | 12 | OFF | 11.19 | 3.85 | 0.99 | 0.1 | 0.15 | 0 | 0.02 | 0.04 | -0.09 | -0.09 | 0 | 0.28 | 0.27 | 0.23 | 16.94 | 1215.238 | 1.26
D | 4002 | 2016-10-15 | 13 | OFF | 4.04 | 3.85 | 0.99 | 0.1 | 0.11 | 0 | 0.06 | 0.02 | -0.08 | -0.09 | 0 | 0.28 | 0.27 | 0.23 | 9.78 | 1188.517 | 1.26
D | 4002 | 2016-10-15 | 14 | OFF | -1.68 | 3.85 | 0.99 | 0.1 | 0.25 | 0 | 0 | 0 | -0.15 | -0.09 | 0 | 0.28 | 0.27 | 0.23 | 4.05 | 1165.748 | 1.34
D | 4002 | 2016-10-15 | 15 | OFF | 11.94 | 3.85 | 0.99 | 0.1 | 0.1 | 0 | 0.03 | -0.01 | -0.09 | -0.09 | 0 | 0.28 | 0.27 | 0.23 | 17.6 | 1149.576 | 1.22
D | 4002 | 2016-10-15 | 16 | OFF | 16.46 | 3.85 | 0.99 | 0.1 | 0.12 | 0 | 0.28 | 0 | -0.13 | -0.09 | 0 | 0.28 | 0.27 | 0.23 | 22.36 | 1147.691 | 1.49
D | 4002 | 2016-10-15 | 17 | OFF | 24.46 | 3.85 | 0.99 | 0.1 | 0.37 | 0 | 0.75 | 0.04 | -0.21 | -0.09 | 0 | 0.28 | 0.27 | 0.23 | 31.04 | 1173.325 | 2.21
D | 4002 | 2016-10-15 | 18 | OFF | 12.38 | 3.85 | 0.99 | 0.1 | 0.11 | 0 | 0.22 | 0 | -0.1 | -0.09 | 0 | 0.28 | 0.27 | 0.23 | 18.24 | 1223.196 | 1.42
D | 4002 | 2016-10-15 | 19 | OFF | 59.08 | 3.85 | 0.99 | 0.1 | 0.71 | 0 | 2.57 | 0.15 | -0.2 | -0.09 | 0 | 0.28 | 0.27 | 0.23 | 67.94 | 1299.04 | 4.37
D | 4002 | 2016-10-15 | 20 | OFF | 35.51 | 3.85 | 0.99 | 0.1 | 0.25 | 0 | 1.31 | 0.08 | -0.26 | -0.09 | 0 | 0.28 | 0.27 | 0.23 | 42.52 | 1290.624 | 2.65
D | 4002 | 2016-10-15 | 21 | OFF | 12.75 | 3.85 | 0.99 | 0.1 | 0.08 | 0 | 0.01 | 0.02 | -0.15 | -0.09 | 0 | 0.28 | 0.27 | 0.23 | 18.34 | 1241.192 | 1.18
D | 4002 | 2016-10-15 | 22 | OFF | 12.68 | 3.85 | 0.99 | 0.1 | 0.23 | 0 | 0 | 0.02 | -0.08 | -0.09 | 0 | 0.28 | 0.27 | 0.23 | 18.48 | 1163.807 | 1.32
D | 4002 | 2016-10-15 | 23 | OFF | 19.77 | 3.85 | 0.99 | 0.1 | 0.21 | 0 | 0.17 | -0.01 | -0.15 | -0.09 | 0 | 0.28 | 0.27 | 0.23 | 25.62 | 1065.942 | 1.47
D | 4002 | 2016-10-15 | 24 | OFF | 19.31 | 3.85 | 0.99 | 0.1 | 0.41 | 0 | 0 | 0.04 | -0.08 | -0.09 | 0 | 0.28 | 0.27 | 0.23 | 25.31 | 978.877 | 1.5
D | 4002 | 2016-10-16 | 1 | OFF | 13.89 | 3.85 | 1.04 | 0 | 0.12 | 0 | 0 | 0.07 | -0.04 | -0.09 | 0 | 0.28 | 0.27 | 0.23 | 19.62 | 913.055 | 1.16
D | 4002 | 2016-10-16 | 2 | OFF | 5.1 | 3.85 | 1.04 | 0 | 0.12 | 0 | 0 | 0.01 | -0.13 | -0.09 | 0 | 0.28 | 0.27 | 0.23 | 10.68 | 872.377 | 1.16
D | 4002 | 2016-10-16 | 3 | OFF | 7.81 | 3.85 | 1.04 | 0 | 0.76 | 0 | 0 | 0.02 | -0.05 | -0.09 | 0 | 0.28 | 0.27 | 0.23 | 14.12 | 853.536 | 1.8
D | 4002 | 2016-10-16 | 4 | OFF | 12.42 | 3.85 | 1.04 | 0 | 0.26 | 0 | 0 | 0.02 | -0.03 | -0.09 | 0 | 0.28 | 0.27 | 0.23 | 18.25 | 849.19 | 1.3
D | 4002 | 2016-10-16 | 5 | OFF | 12.92 | 3.85 | 1.04 | 0 | 0.12 | 0 | 0 | 0.02 | -0.02 | -0.09 | 0 | 0.28 | 0.27 | 0.23 | 18.62 | 859.138 | 1.16
D | 4002 | 2016-10-16 | 6 | OFF | 11 | 3.85 | 1.04 | 0 | 0.14 | 0 | 0 | 0.04 | -0.05 | -0.09 | 0 | 0.28 | 0.27 | 0.23 | 16.71 | 895.504 | 1.18
D | 4002 | 2016-10-16 | 7 | OFF | 13.33 | 3.85 | 1.04 | 0 | 0.19 | 0 | 0 | 0.05 | -0.06 | -0.09 | 0 | 0.28 | 0.27 | 0.23 | 19.09 | 958.51 | 1.23
D | 4002 | 2016-10-16 | 8 | OFF | 10.74 | 3.85 | 1.04 | 0 | 0.21 | 0 | 0 | 0.03 | -0.06 | -0.09 | 0 | 0.28 | 0.27 | 0.23 | 16.5 | 1034.252 | 1.25
D | 4002 | 2016-10-16 | 9 | OFF | 11.04 | 3.85 | 1.04 | 0 | 0.1 | 0 | 0 | 0.03 | -0.09 | -0.09 | 0 | 0.28 | 0.27 | 0.23 | 16.66 | 1126.926 | 1.14
D | 4002 | 2016-10-16 | 10 | OFF | 29.81 | 3.85 | 1.04 | 0 | 0.13 | 0 | 0.73 | 0.04 | -0.18 | -0.09 | 0 | 0.28 | 0.27 | 0.23 | 36.11 | 1176.222 | 1.9
D | 4002 | 2016-10-16 | 11 | OFF | 12.2 | 3.85 | 1.04 | 0 | 0.06 | 0 | 0 | 0 | -0.07 | -0.09 | 0 | 0.28 | 0.27 | 0.23 | 17.77 | 1196.894 | 1.1
D | 4002 | 2016-10-16 | 12 | OFF | 12.26 | 3.85 | 1.04 | 0 | 0.1 | 0 | 0 | 0.04 | -0.08 | -0.09 | 0 | 0.28 | 0.27 | 0.23 | 17.9 | 1203.168 | 1.14
D | 4002 | 2016-10-16 | 13 | OFF | 12.29 | 3.85 | 1.04 | 0 | 0.1 | 0 | 0 | 0.03 | -0.09 | -0.09 | 0 | 0.28 | 0.27 | 0.23 | 17.91 | 1203.179 | 1.14
D | 4002 | 2016-10-16 | 14 | OFF | 12.38 | 3.85 | 1.04 | 0 | 0.1 | 0 | 0 | 0.04 | -0.09 | -0.09 | 0 | 0.28 | 0.27 | 0.23 | 18.01 | 1189.858 | 1.14
D | 4002 | 2016-10-16 | 15 | OFF | 12.29 | 3.85 | 1.04 | 0 | 0.12 | 0 | 0 | 0.02 | -0.09 | -0.09 | 0 | 0.28 | 0.27 | 0.23 | 17.92 | 1184.886 | 1.16
D | 4002 | 2016-10-16 | 16 | OFF | 12.57 | 3.85 | 1.04 | 0 | 0.07 | 0 | 0.01 | 0.03 | -0.09 | -0.09 | 0 | 0.28 | 0.27 | 0.23 | 18.17 | 1185.723 | 1.12
D | 4002 | 2016-10-16 | 17 | OFF | 23.67 | 3.85 | 1.04 | 0 | 0.11 | 0 | 0.13 | 0.01 | -0.14 | -0.09 | 0 | 0.28 | 0.27 | 0.23 | 29.36 | 1228.566 | 1.28
D | 4002 | 2016-10-16 | 18 | OFF | 27.63 | 3.85 | 1.04 | 0 | 0.1 | 0 | 0.36 | 0 | -0.19 | -0.09 | 0 | 0.28 | 0.27 | 0.23 | 33.48 | 1291.124 | 1.5
D | 4002 | 2016-10-16 | 19 | OFF | 26.91 | 3.85 | 1.04 | 0 | 0.09 | 0 | 0 | 0.06 | -0.19 | -0.09 | 0 | 0.28 | 0.27 | 0.23 | 32.45 | 1370.087 | 1.13
D | 4002 | 2016-10-16 | 20 | OFF | 14.13 | 3.85 | 1.04 | 0 | 0.07 | 0 | 0.02 | 0.03 | -0.14 | -0.09 | 0 | 0.28 | 0.27 | 0.23 | 19.69 | 1344.376 | 1.13
D | 4002 | 2016-10-16 | 21 | OFF | 16.08 | 3.85 | 1.04 | 0 | 0.07 | 0 | 0.19 | 0.03 | -0.14 | -0.09 | 0 | 0.28 | 0.27 | 0.23 | 21.81 | 1262.358 | 1.3
D | 4002 | 2016-10-16 | 22 | OFF | 12.44 | 3.85 | 1.04 | 0 | 0.18 | 0 | 0 | 0.03 | -0.13 | -0.09 | 0 | 0.28 | 0.27 | 0.23 | 18.1 | 1151.892 | 1.22
D | 4002 | 2016-10-16 | 23 | OFF | 30.49 | 3.85 | 1.04 | 0 | 0.28 | 0 | 0.49 | 0.09 | -0.08 | -0.09 | 0 | 0.28 | 0.27 | 0.23 | 36.85 | 1035.563 | 1.81
D | 4002 | 2016-10-16 | 24 | OFF | 11.34 | 3.85 | 1.04 | 0 | 0.11 | 0 | 0 | 0.04 | -0.08 | -0.09 | 0 | 0.28 | 0.27 | 0.23 | 16.99 | 943.354 | 1.15
D | 4002 | 2016-10-17 | 1 | OFF | 12.33 | 3.85 | 1.03 | 0 | 0.1 | 0 | 0 | 0.03 | -0.03 | -0.09 | 0 | 0.28 | 0.27 | 0.23 | 18 | 887.076 | 1.13
D | 4002 | 2016-10-17 | 2 | OFF | 15.81 | 3.85 | 1.03 | 0 | 0.13 | 0 | 0 | 0 | -0.02 | -0.09 | 0 | 0.28 | 0.27 | 0.23 | 21.49 | 856.881 | 1.16
D | 4002 | 2016-10-17 | 3 | OFF | 16.27 | 3.85 | 1.03 | 0 | 0.13 | 0 | 0 | 0.02 | -0.05 | -0.09 | 0 | 0.28 | 0.27 | 0.23 | 21.94 | 844.933 | 1.16
D | 4002 | 2016-10-17 | 4 | OFF | 15.91 | 3.85 | 1.03 | 0 | 0.14 | 0 | 0 | 0.05 | -0.05 | -0.09 | 0 | 0.28 | 0.27 | 0.23 | 21.62 | 849.44 | 1.17
D | 4002 | 2016-10-17 | 5 | OFF | 14.99 | 3.85 | 1.03 | 0 | 0.12 | 0 | 0 | -0.01 | -0.06 | -0.09 | 0 | 0.28 | 0.27 | 0.23 | 20.61 | 886.086 | 1.15
D | 4002 | 2016-10-17 | 6 | OFF | 22.39 | 3.85 | 1.03 | 0 | 0.23 | 0 | 0.27 | 0.07 | -0.08 | -0.09 | 0 | 0.28 | 0.27 | 0.23 | 28.45 | 1002.559 | 1.53
D | 4002 | 2016-10-17 | 7 | OFF | 33.34 | 3.85 | 1.03 | 0 | 0.47 | 0 | 0.4 | 0.11 | -0.24 | -0.09 | 0 | 0.28 | 0.27 | 0.23 | 39.65 | 1193.412 | 1.9
D | 4002 | 2016-10-17 | 8 | ON | 24.88 | 3.85 | 1.03 | 0 | 0.46 | 0.63 | 0.1 | 0.06 | -0.15 | -0.09 | 0.01 | 0.28 | 0.27 | 0.23 | 31.56 | 1282.965 | 2.23
D | 4002 | 2016-10-17 | 9 | ON | 36.54 | 3.85 | 1.03 | 0 | 0.12 | 0.61 | 0 | 0.06 | -0.15 | -0.09 | 0.01 | 0.28 | 0.27 | 0.23 | 42.76 | 1314.338 | 1.77
D | 4002 | 2016-10-17 | 10 | ON | 31.85 | 3.85 | 1.03 | 0 | 0.1 | 0.6 | 0 | 0.05 | -0.15 | -0.09 | 0.01 | 0.28 | 0.27 | 0.23 | 38.03 | 1344.478 | 1.74
D | 4002 | 2016-10-17 | 11 | ON | 27.64 | 3.85 | 1.03 | 0 | 0.16 | 0.56 | 0 | 0.01 | -0.16 | -0.09 | 0.02 | 0.28 | 0.27 | 0.23 | 33.8 | 1374.578 | 1.77
D | 4002 | 2016-10-17 | 12 | ON | 23.91 | 3.85 | 1.03 | 0 | 0.1 | 0.54 | 0 | 0.02 | -0.17 | -0.09 | 0 | 0.28 | 0.27 | 0.23 | 29.97 | 1388.543 | 1.67
D | 4002 | 2016-10-17 | 13 | ON | 21.57 | 3.85 | 1.03 | 0 | 0.09 | 0.58 | 0.07 | 0.05 | -0.07 | -0.09 | 0.02 | 0.28 | 0.27 | 0.23 | 27.88 | 1398.807 | 1.79
D | 4002 | 2016-10-17 | 14 | ON | 17.66 | 3.85 | 1.03 | 0 | 0.09 | 0.57 | 0 | 0.04 | -0.24 | -0.09 | 0.02 | 0.28 | 0.27 | 0.23 | 23.71 | 1407.253 | 1.71
D | 4002 | 2016-10-17 | 15 | ON | 21.61 | 3.85 | 1.03 | 0 | 0.09 | 0.57 | 0.05 | 0.03 | -0.34 | -0.09 | 0.02 | 0.28 | 0.27 | 0.23 | 27.6 | 1397.313 | 1.76
D | 4002 | 2016-10-17 | 16 | ON | 21.53 | 3.85 | 1.03 | 0 | 0.08 | 0.57 | 0.07 | 0.02 | -0.37 | -0.09 | 0.02 | 0.28 | 0.27 | 0.23 | 27.49 | 1388.49 | 1.77
D | 4002 | 2016-10-17 | 17 | ON | 19.36 | 3.85 | 1.03 | 0 | 0.12 | 0.51 | 0 | 0.02 | -0.37 | -0.09 | 0.02 | 0.28 | 0.27 | 0.23 | 25.23 | 1397.938 | 1.68
D | 4002 | 2016-10-17 | 18 | ON | 21.6 | 3.85 | 1.03 | 0 | 0.11 | 0.54 | 0 | 0.03 | -0.28 | -0.09 | 0.02 | 0.28 | 0.27 | 0.23 | 27.59 | 1442.212 | 1.7
D | 4002 | 2016-10-17 | 19 | ON | 52.64 | 3.85 | 1.03 | 0 | 1.26 | 0.53 | 0.21 | 0.07 | -0.45 | -0.09 | 0 | 0.28 | 0.27 | 0.23 | 59.83 | 1516.896 | 3.03
D | 4002 | 2016-10-17 | 20 | ON | 42.59 | 3.85 | 1.03 | 0 | 0.69 | 0.53 | 0 | 0.09 | -0.38 | -0.09 | 0 | 0.28 | 0.27 | 0.23 | 49.09 | 1486.24 | 2.25
D | 4002 | 2016-10-17 | 21 | ON | 25.71 | 3.85 | 1.03 | 0 | 0.09 | 0.56 | 0 | 0.04 | -0.28 | -0.09 | 0 | 0.28 | 0.27 | 0.23 | 31.69 | 1397.455 | 1.68
D | 4002 | 2016-10-17 | 22 | ON | 22.53 | 3.85 | 1.03 | 0 | 0.15 | 0.55 | 0 | 0.05 | -0.31 | -0.09 | 0 | 0.28 | 0.27 | 0.23 | 28.54 | 1272.216 | 1.73
D | 4002 | 2016-10-17 | 23 | ON | 22.91 | 3.85 | 1.03 | 0 | 0.23 | 0.65 | 0.05 | 0.08 | -0.17 | -0.09 | 0 | 0.28 | 0.27 | 0.23 | 29.32 | 1133.217 | 1.96
D | 4002 | 2016-10-17 | 24 | OFF | 19.39 | 3.85 | 1.03 | 0 | 0.15 | 0 | 0 | 0.09 | -0.2 | -0.09 | 0 | 0.28 | 0.27 | 0.23 | 25 | 1016.844 | 1.18
D | 4002 | 2016-10-18 | 1 | OFF | 17.96 | 3.85 | 0.26 | 0.13 | 0.17 | 0 | 0 | 0.05 | -0.15 | -0.09 | 0 | 0.28 | 0.27 | 0.23 | 22.96 | 947.649 | 0.56
D | 4002 | 2016-10-18 | 2 | OFF | 17.24 | 3.85 | 0.26 | 0.13 | 0.13 | 0 | 0 | 0.03 | -0.14 | -0.09 | 0 | 0.28 | 0.27 | 0.23 | 22.19 | 913.045 | 0.52
D | 4002 | 2016-10-18 | 3 | OFF | 16.86 | 3.85 | 0.26 | 0.13 | 0.14 | 0 | 0 | 0.07 | -0.12 | -0.09 | 0 | 0.28 | 0.27 | 0.23 | 21.88 | 889.45 | 0.53
D | 4002 | 2016-10-18 | 4 | OFF | 17.23 | 3.85 | 0.26 | 0.13 | 0.12 | 0 | 0 | 0.05 | -0.11 | -0.09 | 0 | 0.28 | 0.27 | 0.23 | 22.22 | 888.173 | 0.51
D | 4002 | 2016-10-18 | 5 | OFF | 18.37 | 3.85 | 0.26 | 0.13 | 0.12 | 0 | 0 | 0.04 | -0.12 | -0.09 | 0 | 0.28 | 0.27 | 0.23 | 23.34 | 920.945 | 0.51
D | 4002 | 2016-10-18 | 6 | OFF | 15.79 | 3.85 | 0.26 | 0.13 | 0.11 | 0 | 0 | 0.04 | -0.11 | -0.09 | 0 | 0.28 | 0.27 | 0.23 | 20.76 | 1027.869 | 0.5
D | 4002 | 2016-10-18 | 7 | OFF | 16.8 | 3.85 | 0.26 | 0.13 | 0.18 | 0 | 0 | 0.05 | -0.17 | -0.09 | 0 | 0.28 | 0.27 | 0.23 | 21.79 | 1206.885 | 0.57
D | 4002 | 2016-10-18 | 8 | ON | 26.51 | 3.85 | 0.26 | 0.13 | 0.23 | 0.61 | 0 | 0.06 | -0.27 | -0.09 | 0.02 | 0.28 | 0.27 | 0.23 | 32.09 | 1303.237 | 1.25
D | 4002 | 2016-10-18 | 9 | ON | 26.35 | 3.85 | 0.26 | 0.13 | 0.27 | 0.6 | 0 | 0.06 | -0.24 | -0.09 | 0.03 | 0.28 | 0.27 | 0.23 | 32 | 1332.749 | 1.29
D | 4002 | 2016-10-18 | 10 | ON | 22.92 | 3.85 | 0.26 | 0.13 | 0.11 | 0.59 | 0 | 0.07 | -0.27 | -0.09 | 0.03 | 0.28 | 0.27 | 0.23 | 28.38 | 1357.453 | 1.12
D | 4002 | 2016-10-18 | 11 | ON | 39.65 | 3.85 | 0.26 | 0.13 | 0.16 | 0.58 | 0.12 | 0.08 | -0.34 | -0.09 | 0.03 | 0.28 | 0.27 | 0.23 | 45.21 | 1374.646 | 1.28
D | 4002 | 2016-10-18 | 12 | ON | 42.3 | 3.85 | 0.26 | 0.13 | 0.25 | 0.57 | 0 | 0.12 | -0.32 | -0.09 | 0.03 | 0.28 | 0.27 | 0.23 | 47.88 | 1380.568 | 1.24
D | 4002 | 2016-10-18 | 13 | ON | 28.82 | 3.85 | 0.26 | 0.13 | 0.15 | 0.57 | 0 | 0.08 | -0.26 | -0.09 | 0.03 | 0.28 | 0.27 | 0.23 | 34.32 | 1374.475 | 1.14
D | 4002 | 2016-10-18 | 14 | ON | 24.36 | 3.85 | 0.26 | 0.13 | 0.1 | 0.57 | 0 | 0.07 | -0.3 | -0.09 | 0.04 | 0.28 | 0.27 | 0.23 | 29.77 | 1374.469 | 1.1
D | 4002 | 2016-10-18 | 15 | ON | 21.43 | 3.85 | 0.26 | 0.13 | 0.06 | 0.57 | 0 | 0.04 | -0.3 | -0.09 | 0.04 | 0.28 | 0.27 | 0.23 | 26.77 | 1360.09 | 1.06
D | 4002 | 2016-10-18 | 16 | ON | 22.23 | 3.85 | 0.26 | 0.13 | 0.08 | 0.56 | 0 | 0.02 | -0.28 | -0.09 | 0.04 | 0.28 | 0.27 | 0.23 | 27.58 | 1353.248 | 1.07
D | 4002 | 2016-10-18 | 17 | ON | 22.3 | 3.85 | 0.26 | 0.13 | 0.09 | 0.56 | 0 | 0.05 | -0.3 | -0.09 | 0.04 | 0.28 | 0.27 | 0.23 | 27.67 | 1373.865 | 1.08
D | 4002 | 2016-10-18 | 18 | ON | 28.37 | 3.85 | 0.26 | 0.13 | 0.11 | 0.55 | 0 | 0.05 | -0.33 | -0.09 | 0.04 | 0.28 | 0.27 | 0.23 | 33.72 | 1425.33 | 1.09
D | 4002 | 2016-10-18 | 19 | ON | 43.12 | 3.85 | 0.26 | 0.13 | 1.72 | 0.53 | 0.01 | 0.08 | -0.49 | -0.09 | 0 | 0.28 | 0.27 | 0.23 | 49.9 | 1490.713 | 2.65
D | 4002 | 2016-10-18 | 20 | ON | 32.19 | 3.85 | 0.26 | 0.13 | 1.23 | 0.53 | 0.01 | 0.04 | -0.34 | -0.09 | 0 | 0.28 | 0.27 | 0.23 | 38.59 | 1459.569 | 2.16
D | 4002 | 2016-10-18 | 21 | ON | 31.73 | 3.85 | 0.26 | 0.13 | 0.23 | 0.56 | 0 | 0.06 | -0.26 | -0.09 | 0 | 0.28 | 0.27 | 0.23 | 37.25 | 1377.171 | 1.18
D | 4002 | 2016-10-18 | 22 | ON | 26.78 | 3.85 | 0.26 | 0.13 | 0.22 | 0.6 | 0 | 0.02 | -0.32 | -0.09 | 0 | 0.28 | 0.27 | 0.23 | 32.23 | 1255.501 | 1.21
D | 4002 | 2016-10-18 | 23 | ON | 16.12 | 3.85 | 0.26 | 0.13 | 0.23 | 0.66 | 0 | 0.01 | -0.17 | -0.09 | 0 | 0.28 | 0.27 | 0.23 | 21.78 | 1116.986 | 1.28
D | 4002 | 2016-10-18 | 24 | OFF | 15.74 | 3.85 | 0.26 | 0.13 | 0.1 | 0 | 0 | 0.04 | -0.17 | -0.09 | 0 | 0.28 | 0.27 | 0.23 | 20.64 | 1009.752 | 0.49
D | 4002 | 2016-10-19 | 1 | OFF | 17.25 | 3.85 | 0.36 | 0 | 0.05 | 0 | 0 | 0.07 | -0.19 | -0.09 | 0 | 0.28 | 0.27 | 0.23 | 22.08 | 941.068 | 0.41
D | 4002 | 2016-10-19 | 2 | OFF | 12.57 | 3.85 | 0.36 | 0 | 0.06 | 0 | 0 | 0.01 | -0.21 | -0.09 | 0 | 0.28 | 0.27 | 0.23 | 17.33 | 910.33 | 0.42
D | 4002 | 2016-10-19 | 3 | OFF | 3.81 | 3.85 | 0.36 | 0 | 0.19 | 0 | 0 | 0 | -0.18 | -0.09 | 0 | 0.28 | 0.27 | 0.23 | 8.72 | 890.609 | 0.55
D | 4002 | 2016-10-19 | 4 | OFF | 14.3 | 3.85 | 0.36 | 0 | 0.09 | 0 | 0 | 0.04 | -0.19 | -0.09 | 0 | 0.28 | 0.27 | 0.23 | 19.14 | 889.362 | 0.45
D | 4002 | 2016-10-19 | 5 | OFF | -3.39 | 3.85 | 0.36 | 0 | 0.4 | 0 | 0 | -0.01 | -0.34 | -0.09 | 0 | 0.28 | 0.27 | 0.23 | 1.56 | 928.911 | 0.76
D | 4002 | 2016-10-19 | 6 | OFF | 20.58 | 3.85 | 0.36 | 0 | 0.13 | 0 | 0 | 0.09 | -0.28 | -0.09 | 0 | 0.28 | 0.27 | 0.23 | 25.42 | 1043.297 | 0.49
D | 4002 | 2016-10-19 | 7 | OFF | 20.66 | 3.85 | 0.36 | 0 | 0.17 | 0 | 0 | 0.04 | -0.28 | -0.09 | 0 | 0.28 | 0.27 | 0.23 | 25.49 | 1232.38 | 0.53
D | 4002 | 2016-10-19 | 8 | ON | 37.37 | 3.85 | 0.36 | 0 | 0.14 | 0.59 | 0 | 0.03 | -0.38 | -0.09 | 0.04 | 0.28 | 0.27 | 0.23 | 42.69 | 1326.934 | 1.13
D | 4002 | 2016-10-19 | 9 | ON | 28.91 | 3.85 | 0.36 | 0 | 0.18 | 0.58 | 0 | 0.06 | -0.35 | -0.09 | 0.04 | 0.28 | 0.27 | 0.23 | 34.32 | 1354.621 | 1.16
D | 4002 | 2016-10-19 | 10 | ON | 26.85 | 3.85 | 0.36 | 0 | 0.1 | 0.57 | 0 | -0.01 | -0.27 | -0.09 | 0 | 0.28 | 0.27 | 0.23 | 32.14 | 1384.643 | 1.03
D | 4002 | 2016-10-19 | 11 | ON | 36.53 | 3.85 | 0.36 | 0 | 0.09 | 0.56 | 0.44 | 0.07 | -0.36 | -0.09 | 0.04 | 0.28 | 0.27 | 0.23 | 42.27 | 1413.953 | 1.49
D | 4002 | 2016-10-19 | 12 | ON | 43.15 | 3.85 | 0.36 | 0 | 0.1 | 0.55 | 0.14 | 0 | -0.51 | -0.09 | 0.06 | 0.28 | 0.27 | 0.23 | 48.39 | 1420.664 | 1.21
D | 4002 | 2016-10-19 | 13 | ON | 26.86 | 3.85 | 0.36 | 0 | 0.06 | 0.55 | 0 | 0.08 | -0.34 | -0.09 | 0 | 0.28 | 0.27 | 0.23 | 32.11 | 1416.311 | 0.97
D | 4002 | 2016-10-19 | 14 | ON | 25.31 | 3.85 | 0.36 | 0 | 0.08 | 0.55 | 0 | 0.06 | -0.32 | -0.09 | 0 | 0.28 | 0.27 | 0.23 | 30.58 | 1419.717 | 0.99
D | 4002 | 2016-10-19 | 15 | ON | 26.56 | 3.85 | 0.36 | 0 | 0.09 | 0.54 | 0 | 0.05 | -0.38 | -0.09 | 0.05 | 0.28 | 0.27 | 0.23 | 31.81 | 1410.246 | 1.04
D | 4002 | 2016-10-19 | 16 | ON | 29.93 | 3.85 | 0.36 | 0 | 0.08 | 0.54 | 0 | 0.05 | -0.47 | -0.09 | 0.04 | 0.28 | 0.27 | 0.23 | 35.07 | 1397.673 | 1.02
D | 4002 | 2016-10-19 | 17 | ON | 25.39 | 3.85 | 0.36 | 0 | 0.07 | 0.54 | 0 | 0.05 | -0.42 | -0.09 | 0.04 | 0.28 | 0.27 | 0.23 | 30.57 | 1396.822 | 1.01
D | 4002 | 2016-10-19 | 18 | ON | 23.29 | 3.85 | 0.36 | 0 | 0.07 | 0.54 | 0 | 0.07 | -0.37 | -0.09 | 0.03 | 0.28 | 0.27 | 0.23 | 28.53 | 1414.081 | 1
D | 4002 | 2016-10-19 | 19 | ON | 25.66 | 3.85 | 0.36 | 0 | 0.06 | 0.53 | 0 | 0.05 | -0.38 | -0.09 | 0 | 0.28 | 0.27 | 0.23 | 30.82 | 1485.331 | 0.95
D | 4002 | 2016-10-19 | 20 | ON | 29.5 | 3.85 | 0.36 | 0 | 0.1 | 0.54 | 0 | 0.1 | -0.35 | -0.09 | 0 | 0.28 | 0.27 | 0.23 | 34.79 | 1463.424 | 1
D | 4002 | 2016-10-19 | 21 | ON | 25.6 | 3.85 | 0.36 | 0 | 0.11 | 0.56 | 0 | 0.04 | -0.27 | -0.09 | 0 | 0.28 | 0.27 | 0.23 | 30.94 | 1379.89 | 1.03
D | 4002 | 2016-10-19 | 22 | ON | 23.7 | 3.85 | 0.36 | 0 | 0.14 | 0.61 | 0 | 0.08 | -0.23 | -0.09 | 0 | 0.28 | 0.27 | 0.23 | 29.2 | 1243.755 | 1.11
D | 4002 | 2016-10-19 | 23 | ON | 16.85 | 3.85 | 0.36 | 0 | 0.36 | 0.67 | 0 | 0.01 | -0.16 | -0.09 | 0 | 0.28 | 0.27 | 0.23 | 22.63 | 1113.573 | 1.39
D | 4002 | 2016-10-19 | 24 | OFF | 18.51 | 3.85 | 0.36 | 0 | 0.23 | 0 | 0 | 0.03 | -0.19 | -0.09 | 0 | 0.28 | 0.27 | 0.23 | 23.48 | 1004.604 | 0.59
D | 4002 | 2016-10-20 | 1 | OFF | 21.79 | 3.85 | 0.2 | 0 | 0.04 | 0 | 0 | 0.03 | -0.19 | -0.09 | 0 | 0.28 | 0.27 | 0.23 | 26.41 | 925.691 | 0.24
D | 4002 | 2016-10-20 | 2 | OFF | 23.16 | 3.85 | 0.2 | 0 | 0.07 | 0 | 0 | 0.07 | -0.21 | -0.09 | 0 | 0.28 | 0.27 | 0.23 | 27.83 | 887.78 | 0.27
D | 4002 | 2016-10-20 | 3 | OFF | 23.11 | 3.85 | 0.2 | 0 | 0.1 | 0 | 0 | 0.06 | -0.18 | -0.09 | 0 | 0.28 | 0.27 | 0.23 | 27.83 | 865.463 | 0.3
D | 4002 | 2016-10-20 | 4 | OFF | 21.33 | 3.85 | 0.2 | 0 | 0.14 | 0 | 0 | 0.07 | -0.17 | -0.09 | 0 | 0.28 | 0.27 | 0.23 | 26.11 | 867.515 | 0.34
D | 4002 | 2016-10-20 | 5 | OFF | 23.16 | 3.85 | 0.2 | 0 | 0.13 | 0 | 0 | 0.05 | -0.21 | -0.09 | 0 | 0.28 | 0.27 | 0.23 | 27.87 | 901.052 | 0.33
D | 4002 | 2016-10-20 | 6 | OFF | 15.16 | 3.85 | 0.2 | 0 | 0.11 | 0 | 0 | 0.08 | -0.17 | -0.09 | 0 | 0.28 | 0.27 | 0.23 | 19.92 | 1009.521 | 0.31
D | 4002 | 2016-10-20 | 7 | OFF | 25.48 | 3.85 | 0.2 | 0 | 0.35 | 0 | 0 | 0.06 | -0.25 | -0.09 | 0 | 0.28 | 0.27 | 0.23 | 30.38 | 1198.814 | 0.55
D | 4002 | 2016-10-20 | 8 | ON | 28.22 | 3.85 | 0.2 | 0 | 0.27 | 0.6 | 0 | 0.06 | -0.3 | -0.09 | 0.03 | 0.28 | 0.27 | 0.23 | 33.62 | 1288.67 | 1.1
D | 4002 | 2016-10-20 | 9 | ON | 18.36 | 3.85 | 0.2 | 0 | 0.21 | 0.58 | 0 | 0.03 | -0.23 | -0.09 | 0.03 | 0.28 | 0.27 | 0.23 | 23.72 | 1310.463 | 1.02
D | 4002 | 2016-10-20 | 10 | ON | 18.58 | 3.85 | 0.2 | 0 | 0.25 | 0.58 | 0 | 0.05 | -0.24 | -0.09 | 0.03 | 0.28 | 0.27 | 0.23 | 23.99 | 1324.77 | 1.06
D | 4002 | 2016-10-20 | 11 | ON | 28.33 | 3.85 | 0.2 | 0 | 0.11 | 0.57 | 0 | 0.02 | -0.29 | -0.09 | 0.03 | 0.28 | 0.27 | 0.23 | 33.51 | 1346.466 | 0.91
D | 4002 | 2016-10-20 | 12 | ON | 41.49 | 3.85 | 0.2 | 0 | 0.15 | 0.57 | 0.06 | 0.01 | -0.35 | -0.09 | 0.03 | 0.28 | 0.27 | 0.23 | 46.7 | 1354.562 | 1.01
D | 4002 | 2016-10-20 | 13 | ON | 37.46 | 3.85 | 0.2 | 0 | 0.16 | 0.57 | 0 | 0.06 | -0.32 | -0.09 | 0.05 | 0.28 | 0.27 | 0.23 | 42.72 | 1347.967 | 0.98
D | 4002 | 2016-10-20 | 14 | ON | 43.96 | 3.85 | 0.2 | 0 | 0.15 | 0.56 | 0.08 | 0.08 | -0.37 | -0.09 | 0.05 | 0.28 | 0.27 | 0.23 | 49.25 | 1351.136 | 1.04
D | 4002 | 2016-10-20 | 15 | ON | 32.75 | 3.85 | 0.2 | 0 | 0.16 | 0.56 | 0 | 0.09 | -0.33 | -0.09 | 0.04 | 0.28 | 0.27 | 0.23 | 38.01 | 1340.046 | 0.96
D | 4002 | 2016-10-20 | 16 | ON | 28.97 | 3.85 | 0.2 | 0 | 0.16 | 0.56 | 0 | 0.05 | -0.28 | -0.09 | 0.03 | 0.28 | 0.27 | 0.23 | 34.23 | 1334.642 | 0.95
D | 4002 | 2016-10-20 | 17 | ON | 31.49 | 3.85 | 0.2 | 0 | 0.1 | 0.56 | 0 | 0.09 | -0.3 | -0.09 | 0.04 | 0.28 | 0.27 | 0.23 | 36.72 | 1350.847 | 0.9
D | 4002 | 2016-10-20 | 18 | ON | 37.24 | 3.85 | 0.2 | 0 | 0.08 | 0.54 | 0 | -0.07 | -0.33 | -0.09 | 0.04 | 0.28 | 0.27 | 0.23 | 42.24 | 1412.385 | 0.86
D | 4002 | 2016-10-20 | 19 | ON | 72.8 | 3.85 | 0.2 | 0 | 0.32 | 0.52 | 0.55 | 0.19 | -0.53 | -0.09 | 0 | 0.28 | 0.27 | 0.23 | 78.59 | 1468.838 | 1.59
D | 4002 | 2016-10-20 | 20 | ON | 36.7 | 3.85 | 0.2 | 0 | 0.15 | 0.53 | 0 | 0.06 | -0.3 | -0.09 | 0 | 0.28 | 0.27 | 0.23 | 41.88 | 1436.924 | 0.88
D | 4002 | 2016-10-20 | 21 | ON | 31.98 | 3.85 | 0.2 | 0 | 0.15 | 0.56 | 0 | 0.08 | -0.25 | -0.09 | 0 | 0.28 | 0.27 | 0.23 | 37.26 | 1361.175 | 0.91
D | 4002 | 2016-10-20 | 22 | ON | 24.15 | 3.85 | 0.2 | 0 | 0.17 | 0.6 | 0 | 0.03 | -0.21 | -0.09 | 0 | 0.28 | 0.27 | 0.23 | 29.48 | 1246.137 | 0.97
D | 4002 | 2016-10-20 | 23 | ON | 19.17 | 3.85 | 0.2 | 0 | 0.28 | 0.66 | 0 | 0.05 | -0.21 | -0.09 | 0 | 0.28 | 0.27 | 0.23 | 24.69 | 1116.574 | 1.14
D | 4002 | 2016-10-20 | 24 | OFF | 17.36 | 3.85 | 0.2 | 0 | 0.28 | 0 | 0 | 0.04 | -0.21 | -0.09 | 0 | 0.28 | 0.27 | 0.23 | 22.21 | 1005.768 | 0.48
D | 4002 | 2016-10-21 | 1 | OFF | 20.27 | 3.85 | 0.87 | 0 | 0.18 | 0 | 0 | 0.05 | -0.12 | -0.09 | 0 | 0.28 | 0.27 | 0.23 | 25.79 | 937.145 | 1.05
D | 4002 | 2016-10-21 | 2 | OFF | 20.09 | 3.85 | 0.87 | 0 | 0.15 | 0 | 0 | 0.06 | -0.12 | -0.09 | 0 | 0.28 | 0.27 | 0.23 | 25.59 | 909.613 | 1.02
D | 4002 | 2016-10-21 | 3 | OFF | 16.14 | 3.85 | 0.87 | 0 | 0.26 | 0 | 0 | 0.02 | -0.08 | -0.09 | 0 | 0.28 | 0.27 | 0.23 | 21.75 | 889.806 | 1.13
D | 4002 | 2016-10-21 | 4 | OFF | 14.83 | 3.85 | 0.87 | 0 | 0.29 | 0 | 0 | 0.05 | -0.09 | -0.09 | 0 | 0.28 | 0.27 | 0.23 | 20.49 | 891.026 | 1.16
D | 4002 | 2016-10-21 | 5 | OFF | 19.84 | 3.85 | 0.87 | 0 | 0.31 | 0 | 0 | 0.02 | -0.1 | -0.09 | 0 | 0.28 | 0.27 | 0.23 | 25.48 | 925.77 | 1.18
D | 4002 | 2016-10-21 | 6 | OFF | 23.44 | 3.85 | 0.87 | 0 | 0.35 | 0 | 0 | 0.06 | -0.13 | -0.09 | 0 | 0.28 | 0.27 | 0.23 | 29.13 | 1029.21 | 1.22
D | 4002 | 2016-10-21 | 7 | OFF | 14.98 | 3.85 | 0.87 | 0 | 0.24 | 0 | 0 | 0.04 | -0.2 | -0.09 | 0 | 0.28 | 0.27 | 0.23 | 20.47 | 1210.106 | 1.11
D | 4002 | 2016-10-21 | 8 | ON | 28.72 | 3.85 | 0.87 | 0 | 0.13 | 0.61 | 0 | 0.03 | -0.21 | -0.09 | 0.03 | 0.28 | 0.27 | 0.23 | 34.72 | 1319.072 | 1.64
D | 4002 | 2016-10-21 | 9 | ON | 33.48 | 3.85 | 0.87 | 0 | 0.15 | 0.59 | 0 | -0.03 | -0.22 | -0.09 | 0.02 | 0.28 | 0.27 | 0.23 | 39.4 | 1356.338 | 1.63
D | 4002 | 2016-10-21 | 10 | ON | 39.86 | 3.85 | 0.87 | 0 | 0.18 | 0.58 | 0 | -0.01 | -0.28 | -0.09 | 0.03 | 0.28 | 0.27 | 0.23 | 45.77 | 1390.094 | 1.66
D | 4002 | 2016-10-21 | 11 | ON | 42.02 | 3.85 | 0.87 | 0 | 0.19 | 0.57 | 0 | 0.04 | -0.29 | -0.09 | 0.03 | 0.28 | 0.27 | 0.23 | 47.97 | 1411.92 | 1.66
D | 4002 | 2016-10-21 | 12 | ON | 45.33 | 3.85 | 0.87 | 0 | 0.16 | 0.56 | 0.01 | 0 | -0.31 | -0.09 | 0.01 | 0.28 | 0.27 | 0.23 | 51.17 | 1415.961 | 1.61
D | 4002 | 2016-10-21 | 13 | ON | 44.64 | 3.85 | 0.87 | 0 | 0.19 | 0.56 | 0 | 0 | -0.26 | -0.09 | 0.04 | 0.28 | 0.27 | 0.23 | 50.58 | 1407.267 | 1.66
D | 4002 | 2016-10-21 | 14 | ON | 47.25 | 3.85 | 0.87 | 0 | 0.25 | 0.55 | 0 | 0.04 | -0.28 | -0.09 | 0.03 | 0.28 | 0.27 | 0.23 | 53.25 | 1411.274 | 1.7
D | 4002 | 2016-10-21 | 15 | ON | 52.67 | 3.85 | 0.87 | 0 | 0.17 | 0.5 | 0.1 | -0.02 | -0.35 | -0.09 | 0.04 | 0.28 | 0.27 | 0.23 | 58.52 | 1389.59 | 1.68
D | 4002 | 2016-10-21 | 16 | ON | 31.6 | 3.85 | 0.87 | 0 | 0.18 | 0.49 | 0 | 0.05 | -0.21 | -0.09 | 0.04 | 0.28 | 0.27 | 0.23 | 37.56 | 1379.12 | 1.58
D | 4002 | 2016-10-21 | 17 | ON | 65.29 | 3.85 | 0.87 | 0 | 0.24 | 0.56 | 0 | 0.02 | -0.28 | -0.09 | 0.08 | 0.28 | 0.27 | 0.23 | 71.32 | 1389.396 | 1.75
D | 4002 | 2016-10-21 | 18 | ON | 78.94 | 3.85 | 0.87 | 0 | 0.43 | 0.55 | 0 | 0.16 | -0.31 | -0.09 | 0.08 | 0.28 | 0.27 | 0.23 | 85.26 | 1420.334 | 1.93
D | 4002 | 2016-10-21 | 19 | ON | 41.8 | 3.85 | 0.87 | 0 | 0.18 | 0.54 | 0 | 0.05 | -0.2 | -0.09 | 0 | 0.28 | 0.27 | 0.23 | 47.78 | 1459.511 | 1.59
D | 4002 | 2016-10-21 | 20 | ON | 68.47 | 3.85 | 0.87 | 0 | 0.57 | 0.54 | 0.25 | 0.17 | -0.27 | -0.09 | 0 | 0.28 | 0.27 | 0.23 | 75.14 | 1419.999 | 2.23
D | 4002 | 2016-10-21 | 21 | ON | 36.45 | 3.85 | 0.87 | 0 | 0.5 | 0.53 | 0.27 | 0.08 | -0.22 | -0.09 | 0 | 0.28 | 0.27 | 0.23 | 43.02 | 1354.863 | 2.17
D | 4002 | 2016-10-21 | 22 | ON | 28.94 | 3.85 | 0.87 | 0 | 0.21 | 0.62 | 0 | 0.02 | -0.08 | -0.09 | 0 | 0.28 | 0.27 | 0.23 | 35.12 | 1256.398 | 1.7
D | 4002 | 2016-10-21 | 23 | ON | 19.85 | 3.85 | 0.87 | 0 | 0.16 | 0.67 | 0 | 0.03 | -0.09 | -0.09 | 0 | 0.28 | 0.27 | 0.23 | 26.03 | 1141.742 | 1.7
D | 4002 | 2016-10-21 | 24 | OFF | 17.33 | 3.85 | 0.87 | 0 | 0.18 | 0 | 0 | 0.04 | -0.07 | -0.09 | 0 | 0.28 | 0.27 | 0.23 | 22.89 | 1030.741 | 1.05
D | 4002 | 2016-10-22 | 1 | OFF | 47.87 | 3.85 | 0.6 | 0 | 0.17 | 0 | 0 | 0 | -0.35 | -0.09 | 0 | 0.28 | 0.27 | 0.23 | 52.83 | 950.015 | 0.77
D | 4002 | 2016-10-22 | 2 | OFF | 62.72 | 3.85 | 0.6 | 0 | 0.78 | 0 | 0 | 0.13 | -0.15 | -0.09 | 0 | 0.28 | 0.27 | 0.23 | 68.62 | 903.262 | 1.38
D | 4002 | 2016-10-22 | 3 | OFF | 28.37 | 3.85 | 0.6 | 0 | 0.28 | 0 | 0 | 0.02 | -0.14 | -0.09 | 0 | 0.28 | 0.27 | 0.23 | 33.67 | 875.231 | 0.88
D | 4002 | 2016-10-22 | 4 | OFF | 29.59 | 3.85 | 0.6 | 0 | 0.27 | 0 | 0 | 0.07 | -0.11 | -0.09 | 0 | 0.28 | 0.27 | 0.23 | 34.96 | 860.458 | 0.87
D | 4002 | 2016-10-22 | 5 | OFF | 31.29 | 3.85 | 0.6 | 0 | 0.33 | 0 | 0 | 0.08 | -0.13 | -0.09 | 0 | 0.28 | 0.27 | 0.23 | 36.71 | 865.905 | 0.93
D | 4002 | 2016-10-22 | 6 | OFF | 19.66 | 3.85 | 0.6 | 0 | 0.15 | 0 | 0 | 0.07 | -0.14 | -0.09 | 0 | 0.28 | 0.27 | 0.23 | 24.88 | 910.213 | 0.75
D | 4002 | 2016-10-22 | 7 | OFF | 19.92 | 3.85 | 0.6 | 0 | 0.2 | 0 | 0 | 0.04 | -0.17 | -0.09 | 0 | 0.28 | 0.27 | 0.23 | 25.13 | 985.487 | 0.8
D | 4002 | 2016-10-22 | 8 | OFF | 24.56 | 3.85 | 0.6 | 0 | 0.15 | 0 | 0 | 0.03 | -0.13 | -0.09 | 0 | 0.28 | 0.27 | 0.23 | 29.75 | 1077.517 | 0.75
D | 4002 | 2016-10-22 | 9 | OFF | 30.34 | 3.85 | 0.6 | 0 | 0.25 | 0 | 0 | 0.07 | -0.13 | -0.09 | 0 | 0.28 | 0.27 | 0.23 | 35.67 | 1172.838 | 0.85
D | 4002 | 2016-10-22 | 10 | OFF | 62.6 | 3.85 | 0.6 | 0 | 0.25 | 0 | 0.95 | -0.04 | -0.24 | -0.09 | 0 | 0.28 | 0.27 | 0.23 | 68.66 | 1234.705 | 1.8
D | 4002 | 2016-10-22 | 11 | OFF | 80.08 | 3.85 | 0.6 | 0 | 0.52 | 0 | 1.48 | 0.21 | -0.42 | -0.09 | 0 | 0.28 | 0.27 | 0.23 | 87.01 | 1264.959 | 2.6
D | 4002 | 2016-10-22 | 12 | OFF | 36.39 | 3.85 | 0.6 | 0 | 0.31 | 0 | 0 | 0.07 | -0.2 | -0.09 | 0 | 0.28 | 0.27 | 0.23 | 41.71 | 1271.58 | 0.91
D | 4002 | 2016-10-22 | 13 | OFF | 28.49 | 3.85 | 0.6 | 0 | 0.21 | 0 | 0.06 | 0.08 | -0.16 | -0.09 | 0 | 0.28 | 0.27 | 0.23 | 33.82 | 1256.973 | 0.87
D | 4002 | 2016-10-22 | 14 | OFF | 18.52 | 3.85 | 0.6 | 0 | 0.19 | 0 | 0 | 0.06 | -0.12 | -0.09 | 0 | 0.28 | 0.27 | 0.23 | 23.79 | 1242.809 | 0.79
D | 4002 | 2016-10-22 | 15 | OFF | 17.64 | 3.85 | 0.6 | 0 | 0.22 | 0 | 0 | 0.07 | -0.13 | -0.09 | 0 | 0.28 | 0.27 | 0.23 | 22.94 | 1228.396 | 0.82
D | 4002 | 2016-10-22 | 16 | OFF | 16.12 | 3.85 | 0.6 | 0 | 0.17 | 0 | 0 | 0.05 | -0.12 | -0.09 | 0 | 0.28 | 0.27 | 0.23 | 21.36 | 1223.956 | 0.77
D | 4002 | 2016-10-22 | 17 | OFF | 16.34 | 3.85 | 0.6 | 0 | 0.12 | 0 | 0 | 0.06 | -0.12 | -0.09 | 0 | 0.28 | 0.27 | 0.23 | 21.54 | 1243.711 | 0.72
D | 4002 | 2016-10-22 | 18 | OFF | 15.83 | 3.85 | 0.6 | 0 | 0.17 | 0 | 0 | 0.04 | -0.14 | -0.09 | 0 | 0.28 | 0.27 | 0.23 | 21.04 | 1292.775 | 0.77
D | 4002 | 2016-10-22 | 19 | OFF | 14.93 | 3.85 | 0.6 | 0 | 0.16 | 0 | 0 | 0.05 | -0.18 | -0.09 | 0 | 0.28 | 0.27 | 0.23 | 20.1 | 1323.699 | 0.76
D | 4002 | 2016-10-22 | 20 | OFF | 11.91 | 3.85 | 0.6 | 0 | 0.11 | 0 | 0 | 0.02 | -0.12 | -0.09 | 0 | 0.28 | 0.27 | 0.23 | 17.06 | 1286.367 | 0.71
D | 4002 | 2016-10-22 | 21 | OFF | 10.01 | 3.85 | 0.6 | 0 | 0.1 | 0 | 0 | 0.01 | -0.12 | -0.09 | 0 | 0.28 | 0.27 | 0.23 | 15.14 | 1230.154 | 0.7
D | 4002 | 2016-10-22 | 22 | OFF | 4.61 | 3.85 | 0.6 | 0 | 0.43 | 0 | 0 | 0 | -0.1 | -0.09 | 0 | 0.28 | 0.27 | 0.23 | 10.08 | 1155.281 | 1.03
D | 4002 | 2016-10-22 | 23 | OFF | -1.63 | 3.85 | 0.6 | 0 | 0.47 | 0 | 0 | -0.01 | -0.1 | -0.09 | 0 | 0.28 | 0.27 | 0.23 | 3.87 | 1062.777 | 1.07
D | 4002 | 2016-10-22 | 24 | OFF | 4.77 | 3.85 | 0.6 | 0 | 0.51 | 0 | 0 | 0.01 | -0.12 | -0.09 | 0 | 0.28 | 0.27 | 0.23 | 10.31 | 972.454 | 1.11
D | 4002 | 2016-10-23 | 1 | OFF | 9.95 | 3.85 | 0.6 | 0 | 0.39 | 0 | 0 | 0.02 | -0.12 | -0.09 | 0 | 0.28 | 0.27 | 0.23 | 15.38 | 905.328 | 0.99
D | 4002 | 2016-10-23 | 2 | OFF | 10.88 | 3.85 | 0.6 | 0 | 0.39 | 0 | 0 | 0.03 | -0.16 | -0.09 | 0 | 0.28 | 0.27 | 0.23 | 16.28 | 868.044 | 0.99
D | 4002 | 2016-10-23 | 3 | OFF | -11.84 | 3.85 | 0.6 | 0 | 0.39 | 0 | 0 | -0.02 | -0.09 | -0.09 | 0 | 0.28 | 0.27 | 0.23 | -6.42 | 845.195 | 0.99
D | 4002 | 2016-10-23 | 4 | OFF | -3.27 | 3.85 | 0.6 | 0 | 0.29 | 0 | 0 | 0 | -0.26 | -0.09 | 0 | 0.28 | 0.27 | 0.23 | 1.9 | 839.485 | 0.89
D | 4002 | 2016-10-23 | 5 | OFF | -5.55 | 3.85 | 0.6 | 0 | 0.38 | 0 | 0 | 0 | -0.13 | -0.09 | 0 | 0.28 | 0.27 | 0.23 | -0.16 | 847.372 | 0.98
D | 4002 | 2016-10-23 | 6 | OFF | 0.93 | 3.85 | 0.6 | 0 | 0.25 | 0 | 0 | 0.02 | -0.15 | -0.09 | 0 | 0.28 | 0.27 | 0.23 | 6.19 | 875.015 | 0.85
D | 4002 | 2016-10-23 | 7 | OFF | -13.02 | 3.85 | 0.6 | 0 | 0.76 | 0 | 0 | -0.04 | -0.14 | -0.09 | 0 | 0.28 | 0.27 | 0.23 | -7.3 | 934.719 | 1.36
D | 4002 | 2016-10-23 | 8 | OFF | 9.33 | 3.85 | 0.6 | 0 | 0.59 | 0 | 0 | 0.03 | -0.16 | -0.09 | 0 | 0.28 | 0.27 | 0.23 | 14.93 | 1018.393 | 1.19
D | 4002 | 2016-10-23 | 9 | OFF | 5.18 | 3.85 | 0.6 | 0 | 0.15 | 0 | 0 | 0.02 | -0.16 | -0.09 | 0 | 0.28 | 0.27 | 0.23 | 10.33 | 1117.949 | 0.75
D | 4002 | 2016-10-23 | 10 | OFF | -3.83 | 3.85 | 0.6 | 0 | 0.15 | 0 | 0 | -0.02 | -0.08 | -0.09 | 0 | 0.28 | 0.27 | 0.23 | 1.36 | 1186.827 | 0.75
D | 4002 | 2016-10-23 | 11 | OFF | 7.11 | 3.85 | 0.6 | 0 | 0.12 | 0 | 0 | 0.02 | -0.13 | -0.09 | 0 | 0.28 | 0.27 | 0.23 | 12.26 | 1214.621 | 0.72
D | 4002 | 2016-10-23 | 12 | OFF | 6.84 | 3.85 | 0.6 | 0 | 0.15 | 0 | 0 | 0.03 | -0.14 | -0.09 | 0 | 0.28 | 0.27 | 0.23 | 12.02 | 1218.241 | 0.75
D | 4002 | 2016-10-23 | 13 | OFF | 0.98 | 3.85 | 0.6 | 0 | 0.18 | 0 | 0 | 0.01 | -0.11 | -0.09 | 0 | 0.28 | 0.27 | 0.23 | 6.2 | 1202.633 | 0.78
D | 4002 | 2016-10-23 | 14 | OFF | -1.29 | 3.85 | 0.6 | 0 | 0.2 | 0 | 0 | 0 | -0.09 | -0.09 | 0 | 0.28 | 0.27 | 0.23 | 3.96 | 1181.685 | 0.8
D | 4002 | 2016-10-23 | 15 | OFF | -4.37 | 3.85 | 0.6 | 0 | 0.17 | 0 | 0 | -0.01 | -0.07 | -0.09 | 0 | 0.28 | 0.27 | 0.23 | 0.86 | 1171.212 | 0.77
D | 4002 | 2016-10-23 | 16 | OFF | -8.38 | 3.85 | 0.6 | 0 | 0.4 | 0 | 0 | -0.02 | -0.07 | -0.09 | 0 | 0.28 | 0.27 | 0.23 | -2.93 | 1183.556 | 1
D | 4002 | 2016-10-23 | 17 | OFF | 3.61 | 3.85 | 0.6 | 0 | 0.22 | 0 | 0 | 0.01 | -0.14 | -0.09 | 0 | 0.28 | 0.27 | 0.23 | 8.84 | 1222.096 | 0.82
D | 4002 | 2016-10-23 | 18 | OFF | 8.64 | 3.85 | 0.6 | 0 | 0.14 | 0 | 0 | 0.03 | -0.17 | -0.09 | 0 | 0.28 | 0.27 | 0.23 | 13.78 | 1282.184 | 0.74
D | 4002 | 2016-10-23 | 19 | OFF | 15.08 | 3.85 | 0.6 | 0 | 0.1 | 0 | 0 | 0.02 | -0.27 | -0.09 | 0 | 0.28 | 0.27 | 0.23 | 20.07 | 1366.994 | 0.7
D | 4002 | 2016-10-23 | 20 | OFF | 15.16 | 3.85 | 0.6 | 0 | 0.13 | 0 | 0 | 0.01 | -0.22 | -0.09 | 0 | 0.28 | 0.27 | 0.23 | 20.22 | 1336.559 | 0.73
D | 4002 | 2016-10-23 | 21 | OFF | 11.17 | 3.85 | 0.6 | 0 | 0.11 | 0 | 0 | 0.03 | -0.16 | -0.09 | 0 | 0.28 | 0.27 | 0.23 | 16.29 | 1278.534 | 0.71
D | 4002 | 2016-10-23 | 22 | OFF | 7.48 | 3.85 | 0.6 | 0 | 0.19 | 0 | 0 | 0.01 | -0.11 | -0.09 | 0 | 0.28 | 0.27 | 0.23 | 12.71 | 1163.378 | 0.79
D | 4002 | 2016-10-23 | 23 | OFF | 4.67 | 3.85 | 0.6 | 0 | 0.32 | 0 | 0 | -0.01 | -0.08 | -0.09 | 0 | 0.28 | 0.27 | 0.23 | 10.04 | 1052.082 | 0.92
D | 4002 | 2016-10-23 | 24 | OFF | -6.2 | 3.85 | 0.6 | 0 | 0.28 | 0 | 0 | -0.01 | -0.04 | -0.09 | 0 | 0.28 | 0.27 | 0.23 | -0.83 | 959.696 | 0.88
D | 4002 | 2016-10-24 | 1 | OFF | -5.45 | 3.85 | 1.52 | 0 | 0.22 | 0 | 0 | 0 | -0.09 | -0.09 | 0 | 0.28 | 0.27 | 0.23 | 0.74 | 903.672 | 1.74
D | 4002 | 2016-10-24 | 2 | OFF | 15.54 | 3.85 | 1.52 | 0 | 0.35 | 0 | 0 | -0.02 | -0.11 | -0.09 | 0 | 0.28 | 0.27 | 0.23 | 21.82 | 869.067 | 1.87
D | 4002 | 2016-10-24 | 3 | OFF | 15.71 | 3.85 | 1.52 | 0 | 0.15 | 0 | 0 | 0.02 | -0.12 | -0.09 | 0 | 0.28 | 0.27 | 0.23 | 21.82 | 856.361 | 1.67
D | 4002 | 2016-10-24 | 4 | OFF | -16.61 | 3.85 | 1.52 | 0 | 0.46 | 0 | 0 | -0.04 | -0.26 | -0.09 | 0 | 0.28 | 0.27 | 0.23 | -10.39 | 862.49 | 1.98
D | 4002 | 2016-10-24 | 5 | OFF | -54.82 | 3.85 | 1.52 | 0 | 1.66 | 0 | 0 | -0.14 | -0.14 | -0.09 | 0 | 0.28 | 0.27 | 0.23 | -47.38 | 901.692 | 3.18
D | 4002 | 2016-10-24 | 6 | OFF | 12.47 | 3.85 | 1.52 | 0 | 0.28 | 0 | 0 | 0.03 | -0.06 | -0.09 | 0 | 0.28 | 0.27 | 0.23 | 18.78 | 1020.929 | 1.8
D | 4002 | 2016-10-24 | 7 | OFF | 28.37 | 3.85 | 1.52 | 0 | 0.71 | 0 | 0 | 0.07 | -0.28 | -0.09 | 0 | 0.28 | 0.27 | 0.23 | 34.93 | 1215.603 | 2.23
D | 4002 | 2016-10-24 | 8 | ON | 37.12 | 3.85 | 1.52 | 0 | 0.67 | 0.61 | 0.13 | 0.09 | -0.34 | -0.09 | 0 | 0.28 | 0.27 | 0.23 | 44.34 | 1314.509 | 2.93
D | 4002 | 2016-10-24 | 9 | ON | 26.32 | 3.85 | 1.52 | 0 | 0.2 | 0.61 | 0 | 0.07 | -0.22 | -0.09 | -0.01 | 0.28 | 0.27 | 0.23 | 33.03 | 1332.816 | 2.32
D | 4002 | 2016-10-24 | 10 | ON | 18.15 | 3.85 | 1.52 | 0 | 0.11 | 0.61 | 0 | -0.01 | -0.22 | -0.09 | 0 | 0.28 | 0.27 | 0.23 | 24.7 | 1337.347 | 2.24
D | 4002 | 2016-10-24 | 11 | ON | 33.71 | 3.85 | 1.52 | 0 | 0.12 | 0.61 | 0.27 | 0.08 | -0.17 | -0.09 | -0.01 | 0.28 | 0.27 | 0.23 | 40.67 | 1364.176 | 2.51
D | 4002 | 2016-10-24 | 12 | ON | 31.08 | 3.85 | 1.52 | 0 | 0.1 | 0.61 | 0.18 | 0.06 | -0.23 | -0.09 | 0 | 0.28 | 0.27 | 0.23 | 37.86 | 1361.339 | 2.41
D | 4002 | 2016-10-24 | 13 | ON | 23.89 | 3.85 | 1.52 | 0 | 0.11 | 0.62 | 0 | 0.07 | -0.19 | -0.09 | 0 | 0.28 | 0.27 | 0.23 | 30.56 | 1336.188 | 2.25
D | 4002 | 2016-10-24 | 14 | ON | 21.32 | 3.85 | 1.52 | 0 | 0.09 | 0.62 | 0 | 0.07 | -0.19 | -0.09 | 0 | 0.28 | 0.27 | 0.23 | 27.97 | 1330.543 | 2.23
D | 4002 | 2016-10-24 | 15 | ON | 17.48 | 3.85 | 1.52 | 0 | 0.07 | 0.62 | 0 | 0.02 | -0.18 | -0.09 | 0 | 0.28 | 0.27 | 0.23 | 24.07 | 1317.551 | 2.21
D | 4002 | 2016-10-24 | 16 | ON | 17.15 | 3.85 | 1.52 | 0 | 0.07 | 0.62 | 0 | 0.04 | -0.18 | -0.09 | 0 | 0.28 | 0.27 | 0.23 | 23.76 | 1307.879 | 2.21
D | 4002 | 2016-10-24 | 17 | ON | 15.05 | 3.85 | 1.52 | 0 | 0.18 | 0.61 | 0 | 0 | -0.18 | -0.09 | 0 | 0.28 | 0.27 | 0.23 | 21.72 | 1330.153 | 2.31
D | 4002 | 2016-10-24 | 18 | ON | 18.59 | 3.85 | 1.52 | 0 | 0.11 | 0.58 | 0 | -0.03 | -0.23 | -0.09 | 0.01 | 0.28 | 0.27 | 0.23 | 25.09 | 1402.277 | 2.22
D | 4002 | 2016-10-24 | 19 | ON | 30.99 | 3.85 | 1.52 | 0 | 0.08 | 0.55 | 0 | -0.01 | -0.33 | -0.09 | 0 | 0.28 | 0.27 | 0.23 | 37.34 | 1490.833 | 2.15
D | 4002 | 2016-10-24 | 20 | ON | 28.57 | 3.85 | 1.52 | 0 | 0.14 | 0.56 | 0 | 0.06 | -0.27 | -0.09 | 0 | 0.28 | 0.27 | 0.23 | 35.12 | 1458.339 | 2.22
D | 4002 | 2016-10-24 | 21 | ON | 22.21 | 3.85 | 1.52 | 0 | 0.09 | 0.58 | 0 | 0.03 | -0.22 | -0.09 | 0 | 0.28 | 0.27 | 0.23 | 28.75 | 1379.285 | 2.19
D | 4002 | 2016-10-24 | 22 | ON | 17.27 | 3.85 | 1.52 | 0 | 0.14 | 0.63 | 0 | 0.01 | -0.18 | -0.09 | 0 | 0.28 | 0.27 | 0.23 | 23.93 | 1260.382 | 2.29
D | 4002 | 2016-10-24 | 23 | ON | 7.51 | 3.85 | 1.52 | 0 | 0.23 | 0.69 | 0 | 0 | -0.18 | -0.09 | 0 | 0.28 | 0.27 | 0.23 | 14.31 | 1125.344 | 2.44
D | 4002 | 2016-10-24 | 24 | OFF | -5.09 | 3.85 | 1.52 | 0 | 0.49 | 0 | 0 | -0.02 | -0.02 | -0.09 | 0 | 0.28 | 0.27 | 0.23 | 1.42 | 1017.656 | 2.01
D | 4002 | 2016-10-25 | 1 | OFF | 14.49 | 3.85 | 1.25 | 0 | 0.24 | 0 | 0 | 0.03 | -0.06 | -0.09 | 0 | 0.28 | 0.27 | 0.23 | 20.49 | 953.017 | 1.49
D | 4002 | 2016-10-25 | 2 | OFF | 19.65 | 3.85 | 1.25 | 0 | 0.12 | 0 | 0 | 0.06 | -0.11 | -0.09 | 0 | 0.28 | 0.27 | 0.23 | 25.51 | 923.248 | 1.37
D | 4002 | 2016-10-25 | 3 | OFF | 5.25 | 3.85 | 1.25 | 0 | 0.28 | 0 | 0 | -0.01 | -0.08 | -0.09 | 0 | 0.28 | 0.27 | 0.23 | 11.23 | 912.2 | 1.53
D | 4002 | 2016-10-25 | 4 | OFF | 19.9 | 3.85 | 1.25 | 0 | 0.12 | 0 | 0 | 0.03 | -0.13 | -0.09 | 0 | 0.28 | 0.27 | 0.23 | 25.71 | 919.44 | 1.37
D | 4002 | 2016-10-25 | 5 | OFF | 18.88 | 3.85 | 1.25 | 0 | 0.13 | 0 | 0 | 0.02 | -0.12 | -0.09 | 0 | 0.28 | 0.27 | 0.23 | 24.7 | 958.326 | 1.38
D | 4002 | 2016-10-25 | 6 | OFF | 23.78 | 3.85 | 1.25 | 0 | 0.23 | 0 | 0 | 0.04 | -0.2 | -0.09 | 0 | 0.28 | 0.27 | 0.23 | 29.64 | 1072.669 | 1.48
D | 4002 | 2016-10-25 | 7 | OFF | 59.04 | 3.85 | 1.25 | 0 | 0.52 | 0 | 0.15 | -0.04 | -0.59 | -0.09 | 0 | 0.28 | 0.27 | 0.23 | 64.87 | 1270.121 | 1.92
D | 4002 | 2016-10-25 | 8 | ON | 65.07 | 3.85 | 1.25 | 0 | 0.82 | 0.59 | 0.38 | 0.02 | -0.68 | -0.09 | 0.04 | 0.28 | 0.27 | 0.23 | 72.03 | 1366.826 | 3.08
D | 4002 | 2016-10-25 | 9 | ON | 38.3 | 3.85 | 1.25 | 0 | 0.24 | 0.58 | 0.02 | 0.05 | -0.4 | -0.09 | 0.02 | 0.28 | 0.27 | 0.23 | 44.6 | 1380.39 | 2.11
D | 4002 | 2016-10-25 | 10 | ON | 44.15 | 3.85 | 1.25 | 0 | 0.22 | 0.59 | 0.39 | 0.06 | -0.51 | -0.09 | 0.03 | 0.28 | 0.27 | 0.23 | 50.72 | 1386.197 | 2.48
D | 4002 | 2016-10-25 | 11 | ON | 49.18 | 3.85 | 1.25 | 0 | 0.19 | 0.6 | 0.42 | 0.03 | -0.57 | -0.09 | 0.04 | 0.28 | 0.27 | 0.23 | 55.68 | 1389.819 | 2.5
D | 4002 | 2016-10-25 | 12 | ON | 37.55 | 3.85 | 1.25 | 0 | 0.13 | 0.6 | 0 | 0.01 | -0.42 | -0.09 | 0.03 | 0.28 | 0.27 | 0.23 | 43.69 | 1389.319 | 2.01
D | 4002 | 2016-10-25 | 13 | ON | 33.5 | 3.85 | 1.25 | 0 | 0.09 | 0.6 | 0 | 0 | -0.44 | -0.09 | -0.01 | 0.28 | 0.27 | 0.23 | 39.53 | 1375.984 | 1.93
D | 4002 | 2016-10-25 | 14 | ON | 48.89 | 3.85 | 1.25 | 0 | 0.36 | 0.6 | 0.85 | 0.05 | -0.49 | -0.09 | 0.04 | 0.28 | 0.27 | 0.23 | 56.09 | 1377.819 | 3.1
D | 4002 | 2016-10-25 | 15 | ON | 26.95 | 3.85 | 1.25 | 0 | 0.1 | 0.61 | 0 | 0.04 | -0.34 | -0.09 | -0.01 | 0.28 | 0.27 | 0.23 | 33.14 | 1350.197 | 1.95
D | 4002 | 2016-10-25 | 16 | ON | 26.03 | 3.85 | 1.25 | 0 | 0.06 | 0.6 | 0 | 0.03 | -0.32 | -0.09 | -0.01 | 0.28 | 0.27 | 0.23 | 32.18 | 1356.268 | 1.9
D | 4002 | 2016-10-25 | 17 | ON | 25.76 | 3.85 | 1.25 | 0 | 0.11 | 0.59 | 0 | 0.02 | -0.41 | -0.09 | 0 | 0.28 | 0.27 | 0.23 | 31.86 | 1377.935 | 1.95
D | 4002 | 2016-10-25 | 18 | ON | 27.3 | 3.85 | 1.25 | 0 | 0.06 | 0.56 | 0 | 0 | -0.45 | -0.09 | 0 | 0.28 | 0.27 | 0.23 | 33.26 | 1454.513 | 1.87
D | 4002 | 2016-10-25 | 19 | ON | 37.98 | 3.85 | 1.25 | 0 | 0.11 | 0.53 | 0 | 0.04 | -0.57 | -0.09 | 0 | 0.28 | 0.27 | 0.23 | 43.88 | 1542.273 | 1.89
D | 4002 | 2016-10-25 | 20 | ON | 34.35 | 3.85 | 1.25 | 0 | 0.11 | 0.53 | 0 | 0.01 | -0.52 | -0.09 | 0 | 0.28 | 0.27 | 0.23 | 40.27 | 1512.196 | 1.89
D | 4002 | 2016-10-25 | 21 | ON | 39.45 | 3.85 | 1.25 | 0 | 0.31 | 0.55 | 0 | 0.03 | -0.42 | -0.09 | 0 | 0.28 | 0.27 | 0.23 | 45.71 | 1434.771 | 2.11
D | 4002 | 2016-10-25 | 22 | ON | 58.79 | 3.85 | 1.25 | 0 | 0.47 | 0.6 | 0 | 0.02 | -0.58 | -0.09 | 0 | 0.28 | 0.27 | 0.23 | 65.09 | 1318.349 | 2.32
D | 4002 | 2016-10-25 | 23 | ON | 41.63 | 3.85 | 1.25 | 0 | 0.39 | 0.66 | 0 | 0.06 | -0.37 | -0.09 | 0 | 0.28 | 0.27 | 0.23 | 48.16 | 1178.314 | 2.3
D | 4002 | 2016-10-25 | 24 | OFF | 29.67 | 3.85 | 1.25 | 0 | 0.23 | 0 | 0 | 0.09 | -0.22 | -0.09 | 0 | 0.28 | 0.27 | 0.23 | 35.56 | 1070.215 | 1.48
D | 4002 | 2016-10-26 | 1 | OFF | 25.63 | 3.85 | 0.2 | 0 | 0.19 | 0 | 0 | 0.04 | -0.28 | -0.09 | 0 | 0.28 | 0.27 | 0.23 | 30.32 | 1003.608 | 0.39
D | 4002 | 2016-10-26 | 2 | OFF | 24.51 | 3.85 | 0.2 | 0 | 0.2 | 0 | 0 | 0.05 | -0.23 | -0.09 | 0 | 0.28 | 0.27 | 0.23 | 29.27 | 969.983 | 0.4
D | 4002 | 2016-10-26 | 3 | OFF | 25.26 | 3.85 | 0.2 | 0 | 0.18 | 0 | 0 | 0.05 | -0.17 | -0.09 | 0 | 0.28 | 0.27 | 0.23 | 30.06 | 952.84 | 0.38
D | 4002 | 2016-10-26 | 4 | OFF | 23.95 | 3.85 | 0.2 | 0 | 0.19 | 0 | 0 | 0.04 | -0.23 | -0.09 | 0 | 0.28 | 0.27 | 0.23 | 28.69 | 955.559 | 0.39
D | 4002 | 2016-10-26 | 5 | OFF | 26.57 | 3.85 | 0.2 | 0 | 0.17 | 0 | 0 | 0.06 | -0.25 | -0.09 | 0 | 0.28 | 0.27 | 0.23 | 31.29 | 1000.677 | 0.37
D | 4002 | 2016-10-26 | 6 | OFF | 24.21 | 3.85 | 0.2 | 0 | 0.11 | 0 | 0 | 0.06 | -0.28 | -0.09 | 0 | 0.28 | 0.27 | 0.23 | 28.84 | 1109.198 | 0.31
D | 4002 | 2016-10-26 | 7 | OFF | 29.28 | 3.85 | 0.2 | 0 | 0.17 | 0 | 0 | 0.08 | -0.41 | -0.09 | 0 | 0.28 | 0.27 | 0.23 | 33.86 | 1307.848 | 0.37
D | 4002 | 2016-10-26 | 8 | ON | 41.99 | 3.85 | 0.2 | 0 | 0.18 | 0.57 | 0 | -0.04 | -0.44 | -0.09 | 0.03 | 0.28 | 0.27 | 0.23 | 47.03 | 1404.626 | 0.98
D | 4002 | 2016-10-26 | 9 | ON | 40.9 | 3.85 | 0.2 | 0 | 0.43 | 0.56 | 0 | 0.03 | -0.42 | -0.09 | 0.04 | 0.28 | 0.27 | 0.23 | 46.28 | 1409.842 | 1.23
D | 4002 | 2016-10-26 | 10 | ON | 35.11 | 3.85 | 0.2 | 0 | 0.17 | 0.57 | 0 | 0.01 | -0.41 | -0.09 | 0.03 | 0.28 | 0.27 | 0.23 | 40.22 | 1407.383 | 0.97
D | 4002 | 2016-10-26 | 11 | ON | 28.94 | 3.85 | 0.2 | 0 | 0.17 | 0.58 | 0 | 0.14 | -0.37 | -0.09 | 0 | 0.28 | 0.27 | 0.23 | 34.2 | 1403.326 | 0.95
D | 4002 | 2016-10-26 | 12 | ON | 23.03 | 3.85 | 0.2 | 0 | 0.13 | 0.59 | 0 | 0.05 | -0.3 | -0.09 | 0 | 0.28 | 0.27 | 0.23 | 28.24 | 1390.048 | 0.92
D | 4002 | 2016-10-26 | 13 | ON | 23.23 | 3.85 | 0.2 | 0 | 0.07 | 0.59 | 0 | 0.02 | -0.26 | -0.09 | 0 | 0.28 | 0.27 | 0.23 | 28.39 | 1366.232 | 0.86
D | 4002 | 2016-10-26 | 14 | ON | 23.21 | 3.85 | 0.2 | 0 | 0.07 | 0.59 | 0 | 0.04 | -0.25 | -0.09 | 0 | 0.28 | 0.27 | 0.23 | 28.4 | 1362.109 | 0.86
D | 4002 | 2016-10-26 | 15 | ON | 22.92 | 3.85 | 0.2 | 0 | 0.09 | 0.6 | 0 | 0.03 | -0.24 | -0.09 | 0 | 0.28 | 0.27 | 0.23 | 28.14 | 1353.533 | 0.89
D | 4002 | 2016-10-26 | 16 | ON | 23.22 | 3.85 | 0.2 | 0 | 0.1 | 0.59 | 0 | 0.04 | -0.23 | -0.09 | 0 | 0.28 | 0.27 | 0.23 | 28.46 | 1352.346 | 0.89
D | 4002 | 2016-10-26 | 17 | ON | 23.38 | 3.85 | 0.2 | 0 | 0.09 | 0.58 | 0 | 0.01 | -0.28 | -0.09 | 0 | 0.28 | 0.27 | 0.23 | 28.52 | 1382.059 | 0.87
D | 4002 | 2016-10-26 | 18 | ON | 24.37 | 3.85 | 0.2 | 0 | 0.09 | 0.55 | 0 | -0.01 | -0.35 | -0.09 | 0.02 | 0.28 | 0.27 | 0.23 | 29.41 | 1466.048 | 0.86
D | 4002 | 2016-10-26 | 19 | ON | 25.65 | 3.85 | 0.2 | 0 | 0.08 | 0.52 | 0 | 0.05 | -0.41 | -0.09 | 0 | 0.28 | 0.27 | 0.23 | 30.63 | 1544.327 | 0.8
D | 4002 | 2016-10-26 | 20 | ON | 27.43 | 3.85 | 0.2 | 0 | 0.09 | 0.53 | 0 | 0.02 | -0.42 | -0.09 | 0 | 0.28 | 0.27 | 0.23 | 32.39 | 1517.077 | 0.82
D | 4002 | 2016-10-26 | 21 | ON | 26.95 | 3.85 | 0.2 | 0 | 0.09 | 0.55 | 0 | 0.03 | -0.3 | -0.09 | 0 | 0.28 | 0.27 | 0.23 | 32.06 | 1446.922 | 0.84
D | 4002 | 2016-10-26 | 22 | ON | 26.39 | 3.85 | 0.2 | 0 | 0.35 | 0.59 | 0 | 0.02 | -0.3 | -0.09 | 0 | 0.28 | 0.27 | 0.23 | 31.79 | 1331.45 | 1.14
D | 4002 | 2016-10-26 | 23 | ON | 27.15 | 3.85 | 0.2 | 0 | 0.19 | 0.65 | 0 | 0.01 | -0.35 | -0.09 | 0 | 0.28 | 0.27 | 0.23 | 32.39 | 1196.035 | 1.04
D | 4002 | 2016-10-26 | 24 | OFF | 23.84 | 3.85 | 0.2 | 0 | 0.14 | 0 | 0 | 0.01 | -0.24 | -0.09 | 0 | 0.28 | 0.27 | 0.23 | 28.49 | 1088.273 | 0.34
D | 4002 | 2016-10-27 | 1 | OFF | 26.43 | 3.85 | 1.07 | 0.23 | 0.12 | 0 | 0 | -0.02 | -0.22 | -0.09 | 0 | 0.28 | 0.27 | 0.23 | 32.15 | 1024.226 | 1.42
D | 4002 | 2016-10-27 | 2 | OFF | 27.75 | 3.85 | 1.07 | 0.23 | 0.13 | 0 | 0 | 0.06 | -0.19 | -0.09 | 0 | 0.28 | 0.27 | 0.23 | 33.59 | 991.614 | 1.43
D | 4002 | 2016-10-27 | 3 | OFF | 30.18 | 3.85 | 1.07 | 0.23 | 0.33 | 0 | 0 | 0.02 | -0.16 | -0.09 | 0 | 0.28 | 0.27 | 0.23 | 36.21 | 979.664 | 1.63
D | 4002 | 2016-10-27 | 4 | OFF | 23.4 | 3.85 | 1.07 | 0.23 | 0.11 | 0 | 0 | 0 | -0.17 | -0.09 | 0 | 0.28 | 0.27 | 0.23 | 29.18 | 985.726 | 1.41
D | 4002 | 2016-10-27 | 5 | OFF | 23.99 | 3.85 | 1.07 | 0.23 | 0.09 | 0 | 0 | 0 | -0.18 | -0.09 | 0 | 0.28 | 0.27 | 0.23 | 29.74 | 1025.567 | 1.39
D | 4002 | 2016-10-27 | 6 | OFF | 22.59 | 3.85 | 1.07 | 0.23 | 0.08 | 0 | 0 | 0.01 | -0.21 | -0.09 | 0 | 0.28 | 0.27 | 0.23 | 28.31 | 1134.366 | 1.38
D | 4002 | 2016-10-27 | 7 | OFF | 25.12 | 3.85 | 1.07 | 0.23 | 0.14 | 0 | 0 | -0.04 | -0.31 | -0.09 | 0 | 0.28 | 0.27 | 0.23 | 30.75 | 1337.706 | 1.44
D | 4002 | 2016-10-27 | 8 | ON | 32.17 | 3.85 | 1.07 | 0.23 | 0.16 | 0.56 | 0 | 0 | -0.34 | -0.09 | 0.04 | 0.28 | 0.27 | 0.23 | 38.43 | 1430.238 | 2.06
D | 4002 | 2016-10-27 | 9 | ON | 29.07 | 3.85 | 1.07 | 0.23 | 0.16 | 0.55 | 0 | 0.02 | -0.33 | -0.09 | 0.04 | 0.28 | 0.27 | 0.23 | 35.35 | 1439.848 | 2.05
D | 4002 | 2016-10-27 | 10 | ON | 32.26 | 3.85 | 1.07 | 0.23 | 0.1 | 0.55 | 0 | 0.01 | -0.39 | -0.09 | 0.04 | 0.28 | 0.27 | 0.23 | 38.41 | 1429.267 | 1.99
D | 4002 | 2016-10-27 | 11 | ON | 33.16 | 3.85 | 1.07 | 0.23 | 0.1 | 0.55 | 0 | 0 | -0.33 | -0.09 | 0.04 | 0.28 | 0.27 | 0.23 | 39.36 | 1439.4 | 1.99
D | 4002 | 2016-10-27 | 12 | ON | 36 | 3.85 | 1.07 | 0.23 | 0.18 | 0.55 | 0 | 0 | -0.33 | -0.09 | 0.03 | 0.28 | 0.27 | 0.23 | 42.27 | 1440.045 | 2.06
D | 4002 | 2016-10-27 | 13 | ON | 35.26 | 3.85 | 1.07 | 0.23 | 0.13 | 0.55 | 0 | 0.01 | -0.22 | -0.09 | 0.03 | 0.28 | 0.27 | 0.23 | 41.6 | 1419.199 | 2.01
D | 4002 | 2016-10-27 | 14 | ON | 34.67 | 3.85 | 1.07 | 0.23 | 0.12 | 0.55 | 0 | 0.03 | -0.2 | -0.09 | 0.03 | 0.28 | 0.27 | 0.23 | 41.04 | 1418.54 | 2
D | 4002 | 2016-10-27 | 15 | ON | 29.51 | 3.85 | 1.07 | 0.23 | 0.1 | 0.55 | 0 | -0.01 | -0.17 | -0.09 | 0 | 0.28 | 0.27 | 0.23 | 35.82 | 1409.933 | 1.95
D | 4002 | 2016-10-27 | 16 | ON | 37.56 | 3.85 | 1.07 | 0.23 | 0.15 | 0.55 | 0 | -0.02 | -0.15 | -0.09 | 0.03 | 0.28 | 0.27 | 0.23 | 43.96 | 1413.286 | 2.03
D | 4002 | 2016-10-27 | 17 | ON | 38.9 | 3.85 | 1.07 | 0.23 | 0.11 | 0.54 | 0 | -0.03 | -0.2 | -0.09 | 0.02 | 0.28 | 0.27 | 0.23 | 45.18 | 1443.537 | 1.97
D | 4002 | 2016-10-27 | 18 | ON | 54.82 | 3.85 | 1.07 | 0.23 | 0.21 | 0.52 | 0.14 | 0.02 | -0.24 | -0.09 | 0.04 | 0.28 | 0.27 | 0.23 | 61.35 | 1517.563 | 2.21
D | 4002 | 2016-10-27 | 19 | ON | 45.51 | 3.85 | 1.07 | 0.23 | 0.33 | 0.48 | 0 | 0.04 | -0.33 | -0.09 | 0 | 0.28 | 0.27 | 0.23 | 51.87 | 1556.193 | 2.11
D | 4002 | 2016-10-27 | 20 | ON | 41.4 | 3.85 | 1.07 | 0.23 | 0.26 | 0.49 | 0 | 0.26 | -0.51 | -0.09 | 0 | 0.28 | 0.27 | 0.23 | 47.74 | 1511.336 | 2.05
D | 4002 | 2016-10-27 | 21 | ON | 32.88 | 3.85 | 1.07 | 0.23 | 0.15 | 0.51 | 0 | -0.01 | -0.26 | -0.09 | 0 | 0.28 | 0.27 | 0.23 | 39.11 | 1431.045 | 1.96
D | 4002 | 2016-10-27 | 22 | ON | 24.67 | 3.85 | 1.07 | 0.23 | 0.14 | 0.48 | 0 | -0.03 | -0.08 | -0.09 | 0 | 0.28 | 0.27 | 0.23 | 31.02 | 1318.075 | 1.92
D | 4002 | 2016-10-27 | 23 | ON | 22.07 | 3.85 | 1.07 | 0.23 | 0.27 | 0.61 | 0 | -0.01 | -0.2 | -0.09 | 0 | 0.28 | 0.27 | 0.23 | 28.58 | 1175.516 | 2.18
D | 4002 | 2016-10-27 | 24 | OFF | 22.33 | 3.85 | 1.07 | 0.23 | 0.3 | 0 | 0 | -0.02 | -0.15 | -0.09 | 0 | 0.28 | 0.27 | 0.23 | 28.3 | 1061.077 | 1.6
D | 4002 | 2016-10-28 | 1 | OFF | 27.35 | 3.85 | 1.45 | 0 | 0.27 | 0 | 0 | 0.01 | -0.13 | -0.09 | 0 | 0.28 | 0.27 | 0.23 | 33.49 | 993.419 | 1.72
D | 4002 | 2016-10-28 | 2 | OFF | 28.62 | 3.85 | 1.45 | 0 | 0.18 | 0 | 0 | 0.05 | -0.13 | -0.09 | 0 | 0.28 | 0.27 | 0.23 | 34.71 | 958.701 | 1.63
D | 4002 | 2016-10-28 | 3 | OFF | 23 | 3.85 | 1.45 | 0 | 0.15 | 0 | 0 | 0.06 | -0.12 | -0.09 | 0 | 0.28 | 0.27 | 0.23 | 29.08 | 937.101 | 1.6
D | 4002 | 2016-10-28 | 4 | OFF | 20.66 | 3.85 | 1.45 | 0 | 0.3 | 0 | 0 | 0.05 | -0.11 | -0.09 | 0 | 0.28 | 0.27 | 0.23 | 26.89 | 935.698 | 1.75
D | 4002 | 2016-10-28 | 5 | OFF | 23.87 | 3.85 | 1.45 | 0 | 0.3 | 0 | 0 | 0.09 | -0.16 | -0.09 | 0 | 0.28 | 0.27 | 0.23 | 30.09 | 973.083 | 1.75
D | 4002 | 2016-10-28 | 6 | OFF | 26.54 | 3.85 | 1.45 | 0 | 0.13 | 0 | 0 | 0.11 | -0.23 | -0.09 | 0 | 0.28 | 0.27 | 0.23 | 32.54 | 1074.195 | 1.58
D | 4002 | 2016-10-28 | 7 | OFF | 30 | 3.85 | 1.45 | 0 | 0.2 | 0 | 0 | 0.06 | -0.28 | -0.09 | 0 | 0.28 | 0.27 | 0.23 | 35.97 | 1254.322 | 1.65
D | 4002 | 2016-10-28 | 8 | ON | 62.18 | 3.85 | 1.45 | 0 | 0.47 | 0.58 | 0 | 0 | -0.39 | -0.09 | 0.03 | 0.28 | 0.27 | 0.23 | 68.86 | 1369.8 | 2.53
D | 4002 | 2016-10-28 | 9 | ON | 52.19 | 3.85 | 1.45 | 0 | 0.3 | 0.51 | 0 | -0.02 | -0.42 | -0.09 | 0.04 | 0.28 | 0.27 | 0.23 | 58.59 | 1401.571 | 2.3
D | 4002 | 2016-10-28 | 10 | ON | 33.15 | 3.85 | 1.45 | 0 | 0.25 | 0.51 | 0 | 0.03 | -0.29 | -0.09 | 0.03 | 0.28 | 0.27 | 0.23 | 39.67 | 1428.955 | 2.24
D | 4002 | 2016-10-28 | 11 | ON | 39.63 | 3.85 | 1.45 | 0 | 0.19 | 0.57 | 0.39 | 0.04 | -0.34 | -0.09 | 0.02 | 0.28 | 0.27 | 0.23 | 46.49 | 1447.882 | 2.62
D | 4002 | 2016-10-28 | 12 | ON | 24.84 | 3.85 | 1.45 | 0 | 0.09 | 0.57 | 0 | 0.04 | -0.25 | -0.09 | 0 | 0.28 | 0.27 | 0.23 | 31.28 | 1442.939 | 2.11
D | 4002 | 2016-10-28 | 13 | ON | 31.29 | 3.85 | 1.45 | 0 | 0.11 | 0.57 | 0 | 0.02 | -0.24 | -0.09 | 0.01 | 0.28 | 0.27 | 0.23 | 37.75 | 1425.299 | 2.14
D | 4002 | 2016-10-28 | 14 | ON | 28.68 | 3.85 | 1.45 | 0 | 0.11 | 0.58 | 0 | 0.04 | -0.25 | -0.09 | 0 | 0.28 | 0.27 | 0.23 | 35.15 | 1415.575 | 2.14
D | 4002 | 2016-10-28 | 15 | ON | 30.71 | 3.85 | 1.45 | 0 | 0.11 | 0.58 | 0 | 0.04 | -0.26 | -0.09 | 0.01 | 0.28 | 0.27 | 0.23 | 37.18 | 1390.469 | 2.15
D | 4002 | 2016-10-28 | 16 | ON | 30.65 | 3.85 | 1.45 | 0 | 0.11 | 0.58 | 0 | 0.04 | -0.22 | -0.09 | 0.01 | 0.28 | 0.27 | 0.23 | 37.16 | 1384.785 | 2.15
D | 4002 | 2016-10-28 | 17 | ON | 30.24 | 3.85 | 1.45 | 0 | 0.15 | 0.57 | 0 | 0.06 | -0.23 | -0.09 | 0 | 0.28 | 0.27 | 0.23 | 36.78 | 1406.798 | 2.17
D | 4002 | 2016-10-28 | 18 | ON | 39.31 | 3.85 | 1.45 | 0 | 0.11 | 0.55 | 0.12 | 0 | -0.23 | -0.09 | 0.02 | 0.28 | 0.27 | 0.23 | 45.87 | 1447.574 | 2.25
D | 4002 | 2016-10-28 | 19 | ON | 37.12 | 3.85 | 1.45 | 0 | 0.17 | 0.54 | 0.18 | 0.03 | -0.35 | -0.09 | 0 | 0.28 | 0.27 | 0.23 | 43.68 | 1468.657 | 2.34
D | 4002 | 2016-10-28 | 20 | ON | 29.1 | 3.85 | 1.45 | 0 | 0.12 | 0.56 | 0 | 0.04 | -0.26 | -0.09 | 0 | 0.28 | 0.27 | 0.23 | 35.55 | 1423.94 | 2.13
D | 4002 | 2016-10-28 | 21 | ON | 42.45 | 3.85 | 1.45 | 0 | 0.51 | 0.58 | 0.26 | 0.07 | -0.15 | -0.09 | 0 | 0.28 | 0.27 | 0.23 | 49.71 | 1360.023 | 2.8
D | 4002 | 2016-10-28 | 22 | ON | 68.43 | 3.85 | 1.45 | 0 | 0.78 | 0.61 | 0.52 | 0.03 | -0.21 | -0.09 | 0 | 0.28 | 0.27 | 0.23 | 76.15 | 1279.268 | 3.36
D | 4002 | 2016-10-28 | 23 | ON | 28.63 | 3.85 | 1.45 | 0 | 0.54 | 0.66 | 0 | 0.06 | -0.25 | -0.09 | 0 | 0.28 | 0.27 | 0.23 | 35.63 | 1163.001 | 2.65
D | 4002 | 2016-10-28 | 24 | OFF | 26.42 | 3.85 | 1.45 | 0 | 0.22 | 0 | 0 | 0.05 | -0.18 | -0.09 | 0 | 0.28 | 0.27 | 0.23 | 32.5 | 1050.962 | 1.67
D | 4002 | 2016-10-29 | 1 | OFF | 33.3 | 3.85 | 0.95 | 0 | 0.51 | 0 | 0.35 | 0.04 | -0.27 | -0.09 | 0 | 0.28 | 0.27 | 0.23 | 39.42 | 972.775 | 1.81
D | 4002 | 2016-10-29 | 2 | OFF | 37.11 | 3.85 | 0.95 | 0 | 0.24 | 0 | 0.08 | 0.1 | -0.26 | -0.09 | 0 | 0.28 | 0.27 | 0.23 | 42.76 | 927.21 | 1.27
D | 4002 | 2016-10-29 | 3 | OFF | 36.21 | 3.85 | 0.95 | 0 | 0.16 | 0 | 0 | 0.02 | -0.27 | -0.09 | 0 | 0.28 | 0.27 | 0.23 | 41.61 | 901.766 | 1.11
D | 4002 | 2016-10-29 | 4 | OFF | 57.33 | 3.85 | 0.95 | 0 | 0.35 | 0 | 0 | 0.12 | -0.26 | -0.09 | 0 | 0.28 | 0.27 | 0.23 | 63.03 | 895.623 | 1.3
D | 4002 | 2016-10-29 | 5 | OFF | 45.46 | 3.85 | 0.95 | 0 | 0.24 | 0 | 0 | 0.08 | -0.2 | -0.09 | 0 | 0.28 | 0.27 | 0.23 | 51.07 | 912.485 | 1.19
D | 4002 | 2016-10-29 | 6 | OFF | 33.7 | 3.85 | 0.95 | 0 | 0.26 | 0 | 0 | 0.11 | -0.24 | -0.09 | 0 | 0.28 | 0.27 | 0.23 | 39.32 | 959.411 | 1.21
D | 4002 | 2016-10-29 | 7 | OFF | 25.59 | 3.85 | 0.95 | 0 | 0.45 | 0 | 0 | 0.06 | -0.29 | -0.09 | 0 | 0.28 | 0.27 | 0.23 | 31.3 | 1042.832 | 1.4
D | 4002 | 2016-10-29 | 8 | OFF | 21.75 | 3.85 | 0.95 | 0 | 0.42 | 0 | 0 | 0.05 | -0.23 | -0.09 | 0 | 0.28 | 0.27 | 0.23 | 27.48 | 1134.693 | 1.37
D | 4002 | 2016-10-29 | 9 | OFF | 22.67 | 3.85 | 0.95 | 0 | 0.23 | 0 | 0 | 0.06 | -0.26 | -0.09 | 0 | 0.28 | 0.27 | 0.23 | 28.19 | 1231.258 | 1.18
D | 4002 | 2016-10-29 | 10 | OFF | 30.11 | 3.85 | 0.95 | 0 | 0.22 | 0 | 0 | 0.02 | -0.23 | -0.09 | 0 | 0.28 | 0.27 | 0.23 | 35.61 | 1288.687 | 1.17
D | 4002 | 2016-10-29 | 11 | OFF | 53.31 | 3.85 | 0.95 | 0 | 0.31 | 0 | 0 | 0.19 | -0.38 | -0.09 | 0 | 0.28 | 0.27 | 0.23 | 58.92 | 1309.536 | 1.26
D | 4002 | 2016-10-29 | 12 | OFF | 51.79 | 3.85 | 0.95 | 0 | 0.32 | 0 | 0 | 0.14 | -0.3 | -0.09 | 0 | 0.28 | 0.27 | 0.23 | 57.44 | 1315.512 | 1.27
D | 4002 | 2016-10-29 | 13 | OFF | 27.24 | 3.85 | 0.95 | 0 | 0.18 | 0 | 0.01 | 0.03 | -0.17 | -0.09 | 0 | 0.28 | 0.27 | 0.23 | 32.78 | 1307.456 | 1.14
D | 4002 | 2016-10-29 | 14 | OFF | 25.45 | 3.85 | 0.95 | 0 | 0.1 | 0 | 0 | 0.06 | -0.15 | -0.09 | 0 | 0.28 | 0.27 | 0.23 | 30.95 | 1299.899 | 1.05
D | 4002 | 2016-10-29 | 15 | OFF | 24.95 | 3.85 | 0.95 | 0 | 0.08 | 0 | 0 | 0.04 | -0.16 | -0.09 | 0 | 0.28 | 0.27 | 0.23 | 30.4 | 1286.701 | 1.03
D | 4002 | 2016-10-29 | 16 | OFF | 31.6 | 3.85 | 0.95 | 0 | 0.24 | 0 | 0 | 0.05 | -0.27 | -0.09 | 0 | 0.28 | 0.27 | 0.23 | 37.11 | 1279.67 | 1.19
D | 4002 | 2016-10-29 | 17 | OFF | 50.26 | 3.85 | 0.95 | 0 | 0.28 | 0 | 0 | 0.08 | -0.58 | -0.09 | 0 | 0.28 | 0.27 | 0.23 | 55.53 | 1296.508 | 1.23
D | 4002 | 2016-10-29 | 18 | OFF | 40.3 | 3.85 | 0.95 | 0 | 0.31 | 0 | 0.03 | 0.07 | -0.56 | -0.09 | 0 | 0.28 | 0.27 | 0.23 | 45.64 | 1343.822 | 1.29
D | 4002 | 2016-10-29 | 19 | OFF | 42.6 | 3.85 | 0.95 | 0 | 0.22 | 0 | 0.16 | 0.15 | -0.18 | -0.09 | 0 | 0.28 | 0.27 | 0.23 | 48.44 | 1357.239 | 1.33
D | 4002 | 2016-10-29 | 20 | OFF | 40.06 | 3.85 | 0.95 | 0 | 0.25 | 0 | 0.06 | 0.06 | -0.21 | -0.09 | 0 | 0.28 | 0.27 | 0.23 | 45.71 | 1309.263 | 1.26
D | 4002 | 2016-10-29 | 21 | OFF | 24.76 | 3.85 | 0.95 | 0 | 0.11 | 0 | 0 | 0.02 | -0.17 | -0.09 | 0 | 0.28 | 0.27 | 0.23 | 30.21 | 1258.776 | 1.06
D | 4002 | 2016-10-29 | 22 | OFF | 21.43 | 3.85 | 0.95 | 0 | 0.2 | 0 | 0 | 0.01 | -0.21 | -0.09 | 0 | 0.28 | 0.27 | 0.23 | 26.92 | 1180.932 | 1.15
D | 4002 | 2016-10-29 | 23 | OFF | 18.07 | 3.85 | 0.95 | 0 | 0.39 | 0 | 0 | 0.02 | -0.15 | -0.09 | 0 | 0.28 | 0.27 | 0.23 | 23.82 | 1088.096 | 1.34
D | 4002 | 2016-10-29 | 24 | OFF | 53.71 | 3.85 | 0.95 | 0 | 0.6 | 0 | 0 | -0.02 | -0.11 | -0.09 | 0 | 0.28 | 0.27 | 0.23 | 59.67 | 994.516 | 1.55
D | 4002 | 2016-10-30 | 1 | OFF | 18.09 | 3.85 | 0.55 | 1.6 | 0.16 | 0 | 0 | 0.01 | -0.13 | -0.09 | 0 | 0.28 | 0.27 | 0.23 | 24.82 | 927.009 | 2.31
D | 4002 | 2016-10-30 | 2 | OFF | 21.97 | 3.85 | 0.55 | 1.6 | 0.57 | 0 | 0 | 0 | -0.14 | -0.09 | 0 | 0.28 | 0.27 | 0.23 | 29.09 | 888.783 | 2.72
D | 4002 | 2016-10-30 | 3 | OFF | 24.82 | 3.85 | 0.55 | 1.6 | 0.8 | 0 | 0 | 0.04 | -0.16 | -0.09 | 0 | 0.28 | 0.27 | 0.23 | 32.19 | 865.642 | 2.95
D | 4002 | 2016-10-30 | 4 | OFF | 23.35 | 3.85 | 0.55 | 1.6 | 0.82 | 0 | 0 | 0.03 | -0.12 | -0.09 | 0 | 0.28 | 0.27 | 0.23 | 30.77 | 856.969 | 2.97
D | 4002 | 2016-10-30 | 5 | OFF | 21.11 | 3.85 | 0.55 | 1.6 | 0.79 | 0 | 0 | 0.03 | -0.11 | -0.09 | 0 | 0.28 | 0.27 | 0.23 | 28.51 | 862.761 | 2.94
D | 4002 | 2016-10-30 | 6 | OFF | 23.58 | 3.85 | 0.55 | 1.6 | 0.78 | 0 | 0 | 0 | -0.16 | -0.09 | 0 | 0.28 | 0.27 | 0.23 | 30.89 | 895.203 | 2.93
D | 4002 | 2016-10-30 | 7 | OFF | 39.33 | 3.85 | 0.55 | 1.6 | 1.78 | 0 | 0 | 0.07 | -0.16 | -0.09 | 0 | 0.28 | 0.27 | 0.23 | 47.71 | 956.497 | 3.93
D | 4002 | 2016-10-30 | 8 | OFF | 17.23 | 3.85 | 0.55 | 1.6 | 1.67 | 0 | 0 | 0.04 | -0.11 | -0.09 | 0 | 0.28 | 0.27 | 0.23 | 25.52 | 1032.146 | 3.82
D | 4002 | 2016-10-30 | 9 | OFF | 15.86 | 3.85 | 0.55 | 1.6 | 0.34 | 0 | 0 | 0.02 | -0.13 | -0.09 | 0 | 0.28 | 0.27 | 0.23 | 22.78 | 1127.476 | 2.49
D | 4002 | 2016-10-30 | 10 | OFF | 23.48 | 3.85 | 0.55 | 1.6 | 0.17 | 0 | 0 | 0.04 | -0.22 | -0.09 | 0 | 0.28 | 0.27 | 0.23 | 30.16 | 1193.031 | 2.32
D | 4002 | 2016-10-30 | 11 | OFF | 40.35 | 3.85 | 0.55 | 1.6 | 0.21 | 0 | 0.21 | 0.03 | -0.23 | -0.09 | 0 | 0.28 | 0.27 | 0.23 | 47.26 | 1215.131 | 2.57
D | 4002 | 2016-10-30 | 12 | OFF | 41.65 | 3.85 | 0.55 | 1.6 | 0.25 | 0 | 0 | 0.06 | -0.26 | -0.09 | 0 | 0.28 | 0.27 | 0.23 | 48.39 | 1227.521 | 2.4
D | 4002 | 2016-10-30 | 13 | OFF | 24.21 | 3.85 | 0.55 | 1.6 | 0.18 | 0 | 0 | 0.04 | -0.24 | -0.09 | 0 | 0.28 | 0.27 | 0.23 | 30.88 | 1234.23 | 2.33
D | 4002 | 2016-10-30 | 14 | OFF | 27.38 | 3.85 | 0.55 | 1.6 | 0.13 | 0 | 0.12 | 0.03 | -0.17 | -0.09 | 0 | 0.28 | 0.27 | 0.23 | 34.18 | 1226.428 | 2.4
D | 4002 | 2016-10-30 | 15 | OFF | 38.23 | 3.85 | 0.55 | 1.6 | 0.23 | 0 | 0.51 | 0.02 | -0.18 | -0.09 | 0 | 0.28 | 0.27 | 0.23 | 45.5 | 1221.684 | 2.89
D | 4002 | 2016-10-30 | 16 | OFF | 23.58 | 3.85 | 0.55 | 1.6 | 0.13 | 0 | 0 | 0.04 | -0.14 | -0.09 | 0 | 0.28 | 0.27 | 0.23 | 30.3 | 1224.511 | 2.28
D | 4002 | 2016-10-30 | 17 | OFF | 42.24 | 3.85 | 0.55 | 1.6 | 0.2 | 0 | 0.17 | 0.02 | -0.23 | -0.09 | 0 | 0.28 | 0.27 | 0.23 | 49.09 | 1274.913 | 2.52
D | 4002 | 2016-10-30 | 18 | OFF | 45.5 | 3.85 | 0.55 | 1.6 | 0.24 | 0 | 0.12 | 0.14 | -0.25 | -0.09 | 0 | 0.28 | 0.27 | 0.23 | 52.44 | 1355.85 | 2.51
D | 4002 | 2016-10-30 | 19 | OFF | 54.28 | 3.85 | 0.55 | 1.6 | 1.51 | 0 | 0.01 | 0.07 | -0.34 | -0.09 | 0 | 0.28 | 0.27 | 0.23 | 62.22 | 1390.597 | 3.67
D | 4002 | 2016-10-30 | 20 | OFF | 33.21 | 3.85 | 0.55 | 1.6 | 0.5 | 0 | 0 | 0.03 | -0.27 | -0.09 | 0 | 0.28 | 0.27 | 0.23 | 40.16 | 1351.786 | 2.65
D | 4002 | 2016-10-30 | 21 | OFF | 26.79 | 3.85 | 0.55 | 1.6 | 0.14 | 0 | 0 | 0.07 | -0.2 | -0.09 | 0 | 0.28 | 0.27 | 0.23 | 33.49 | 1284.186 | 2.29
D | 4002 | 2016-10-30 | 22 | OFF | 21.09 | 3.85 | 0.55 | 1.6 | 0.5 | 0 | 0 | 0.06 | -0.15 | -0.09 | 0 | 0.28 | 0.27 | 0.23 | 28.19 | 1176.409 | 2.65
D | 4002 | 2016-10-30 | 23 | OFF | 17.56 | 3.85 | 0.55 | 1.6 | 0.93 | 0 | 0 | 0.03 | -0.15 | -0.09 | 0 | 0.28 | 0.27 | 0.23 | 25.06 | 1063.526 | 3.08
D | 4002 | 2016-10-30 | 24 | OFF | 19.12 | 3.85 | 0.55 | 1.6 | 1.4 | 0 | 0.02 | 0.02 | -0.14 | -0.09 | 0 | 0.28 | 0.27 | 0.23 | 27.11 | 975.704 | 3.57
D | 4002 | 2016-10-31 | 1 | OFF | 26.51 | 3.85 | 0.47 | 0 | 0.9 | 0 | 0.34 | 0.04 | -0.18 | -0.09 | 0 | 0.28 | 0.27 | 0.23 | 32.62 | 920.797 | 1.71
D | 4002 | 2016-10-31 | 2 | OFF | 18.93 | 3.85 | 0.47 | 0 | 0.84 | 0 | 0 | 0.03 | -0.15 | -0.09 | 0 | 0.28 | 0.27 | 0.23 | 24.66 | 892.692 | 1.31
D | 4002 | 2016-10-31 | 3 | OFF | 22.57 | 3.85 | 0.47 | 0 | 0.83 | 0 | 0 | 0.04 | 0.32 | -0.09 | 0 | 0.28 | 0.27 | 0.23 | 28.77 | 880.313 | 1.3
D | 4002 | 2016-10-31 | 4 | OFF | 18.25 | 3.85 | 0.47 | 0 | 0.79 | 0 | 0 | 0.03 | -0.21 | -0.09 | 0 | 0.28 | 0.27 | 0.23 | 23.87 | 887.702 | 1.26
D | 4002 | 2016-10-31 | 5 | OFF | 14.99 | 3.85 | 0.47 | 0 | 0.75 | 0 | 0 | 0.04 | -0.5 | -0.09 | 0 | 0.28 | 0.27 | 0.23 | 20.29 | 932.158 | 1.22
D | 4002 | 2016-10-31 | 6 | OFF | -5.89 | 3.85 | 0.47 | 0 | 0.55 | 0 | 0 | -0.02 | -0.21 | -0.09 | 0 | 0.28 | 0.27 | 0.23 | -0.56 | 1054.596 | 1.02
D | 4002 | 2016-10-31 | 7 | OFF | 11.81 | 3.85 | 0.47 | 0 | 0.61 | 0 | 0 | 0 | -0.25 | -0.09 | 0 | 0.28 | 0.27 | 0.23 | 17.18 | 1256.23 | 1.08
D | 4002 | 2016-10-31 | 8 | ON | 44.68 | 3.85 | 0.47 | 0 | 0.54 | 0.58 | 0 | 0.07 | -0.3 | -0.09 | 0.02 | 0.28 | 0.27 | 0.23 | 50.6 | 1358.271 | 1.61
D | 4002 | 2016-10-31 | 9 | ON | 25.21 | 3.85 | 0.47 | 0 | 0.26 | 0.58 | 0 | 0.01 | -0.24 | -0.09 | 0 | 0.28 | 0.27 | 0.23 | 30.83 | 1370.105 | 1.31
D | 4002 | 2016-10-31 | 10 | ON | 23.75 | 3.85 | 0.47 | 0 | 0.08 | 0.58 | 0 | 0.01 | -0.23 | -0.09 | 0 | 0.28 | 0.27 | 0.23 | 29.2 | 1377.476 | 1.13
D | 4002 | 2016-10-31 | 11 | ON | 22.84 | 3.85 | 0.47 | 0 | 0.37 | 0.58 | 0 | 0.06 | -0.22 | -0.09 | 0 | 0.28 | 0.27 | 0.23 | 28.64 | 1388.658 | 1.42
D | 4002 | 2016-10-31 | 12 | ON | 21.04 | 3.85 | 0.47 | 0 | 0.19 | 0.59 | 0 | 0.04 | -0.22 | -0.09 | 0 | 0.28 | 0.27 | 0.23 | 26.65 | 1382.973 | 1.25
D | 4002 | 2016-10-31 | 13 | ON | 21.88 | 3.85 | 0.47 | 0 | 0.1 | 0.59 | 0 | 0.04 | -0.23 | -0.09 | 0 | 0.28 | 0.27 | 0.23 | 27.39 | 1364.761 | 1.16
D | 4002 | 2016-10-31 | 14 | ON | 21.63 | 3.85 | 0.47 | 0 | 0.09 | 0.6 | 0 | 0.03 | -0.24 | -0.09 | 0 | 0.28 | 0.27 | 0.23 | 27.12 | 1352.211 | 1.16
D | 4002 | 2016-10-31 | 15 | ON | 23.45 | 3.85 | 0.47 | 0 | 0.15 | 0.6 | 0 | 0.03 | -0.24 | -0.09 | 0 | 0.28 | 0.27 | 0.23 | 29 | 1329.763 | 1.22
D | 4002 | 2016-10-31 | 16 | ON | 25.92 | 3.85 | 0.47 | 0 | 0.14 | 0.6 | 0 | 0.03 | -0.25 | -0.09 | 0 | 0.28 | 0.27 | 0.23 | 31.45 | 1325.079 | 1.21
D | 4002 | 2016-10-31 | 17 | ON | 26.79 | 3.85 | 0.47 | 0 | 0.13 | 0.59 | 0 | 0.02 | -0.24 | -0.09 | 0 | 0.28 | 0.27 | 0.23 | 32.3 | 1348.992 | 1.19
D | 4002 | 2016-10-31 | 18 | ON | 35.03 | 3.85 | 0.47 | 0 | 0.34 | 0.56 | 0 | 0.04 | -0.32 | -0.09 | 0.02 | 0.28 | 0.27 | 0.23 | 40.68 | 1401.82 | 1.39
D | 4002 | 2016-10-31 | 19 | ON | 33.23 | 3.85 | 0.47 | 0 | 0.26 | 0.55 | 0 | 0.06 | -0.34 | -0.09 | 0 | 0.28 | 0.27 | 0.23 | 38.77 | 1446.489 | 1.28
D | 4002 | 2016-10-31 | 20 | ON | 26.77 | 3.85 | 0.47 | 0 | 0.15 | 0.56 | 0 | 0.03 | -0.35 | -0.09 | 0 | 0.28 | 0.27 | 0.23 | 32.17 | 1426.081 | 1.18
D | 4002 | 2016-10-31 | 21 | ON | 30.55 | 3.85 | 0.47 | 0 | 0.36 | 0.57 | 0 | 0.04 | -0.3 | -0.09 | 0 | 0.28 | 0.27 | 0.23 | 36.23 | 1393.233 | 1.4
D | 4002 | 2016-10-31 | 22 | ON | 24.24 | 3.85 | 0.47 | 0 | 0.79 | 0.6 | 0 | 0.04 | -0.22 | -0.09 | 0 | 0.28 | 0.27 | 0.23 | 30.46 | 1300.912 | 1.86
D | 4002 | 2016-10-31 | 23 | ON | 19.33 | 3.85 | 0.47 | 0 | 0.3 | 0.66 | 0 | 0.02 | -0.19 | -0.09 | 0 | 0.28 | 0.27 | 0.23 | 25.13 | 1172.874 | 1.43
D | 4002 | 2016-10-31 | 24 | OFF | 19.31 | 3.85 | 0.47 | 0 | 0.25 | 0 | 0 | 0.03 | -0.23 | -0.09 | 0 | 0.28 | 0.27 | 0.23 | 24.37 | 1068.822 | 0.72
T | 744 lines

## whlsecost_hourly_4002_201611
C | Hourly Wholesale Load Cost Report
C | Filename: whlsecost_hourly_4002_201611.csv
C | Report for: 11 2016
C | Report generated: 02/28/2017 15:34:13 EST
H | Location ID | Local Date | Local Hour | OnOffPeak | RTLMP | Capacity | First Contingency | Second Contingency | Regulation | Forward Reserves | Real-Time Reserves | Inadvertent | Marginal Loss Rev Fund | Auction Rev Rights | Price Responsive Demand Cost | ISO Sched 2 | ISO Sched 3 | NEPOOL Exp | Total Cost | RTLO | Total Ancillary & NCPC
H | Number | Date | Number | String | Number | Number | Number | Number | Number | Number | Number | Number | Number | Number | Number | Number | Number | Number | Number | Number
D | 4002 | 2016-11-01 | 1 | OFF | 25.01 | 3.93 | 0.27 | 0 | 0.13 | 0 | 0 | 0.07 | -0.23 | -0.1 | 0 | 0.28 | 0.28 | 0.23 | 29.87 | 1008.622 | 0.4
D | 4002 | 2016-11-01 | 2 | OFF | 24.09 | 3.93 | 0.27 | 0 | 0.06 | 0 | 0 | 0.06 | -0.22 | -0.1 | 0 | 0.28 | 0.28 | 0.23 | 28.88 | 980.001 | 0.33
D | 4002 | 2016-11-01 | 3 | OFF | 24.43 | 3.93 | 0.27 | 0 | 0.06 | 0 | 0 | 0.11 | -0.21 | -0.1 | 0 | 0.28 | 0.28 | 0.23 | 29.28 | 969.264 | 0.33
D | 4002 | 2016-11-01 | 4 | OFF | 16.03 | 3.93 | 0.27 | 0 | 0.14 | 0 | 0 | 0.04 | -0.22 | -0.1 | 0 | 0.28 | 0.28 | 0.23 | 20.88 | 977.892 | 0.41
D | 4002 | 2016-11-01 | 5 | OFF | 13.67 | 3.93 | 0.27 | 0 | 0.15 | 0 | 0 | 0.05 | -0.15 | -0.1 | 0 | 0.28 | 0.28 | 0.23 | 18.61 | 1025.375 | 0.42
D | 4002 | 2016-11-01 | 6 | OFF | 20 | 3.93 | 0.27 | 0 | 0.34 | 0 | 0 | 0.05 | -0.23 | -0.1 | 0 | 0.28 | 0.28 | 0.23 | 25.05 | 1136.825 | 0.61
D | 4002 | 2016-11-01 | 7 | OFF | 31.81 | 3.93 | 0.27 | 0 | 0.34 | 0 | 0 | 0.08 | -0.39 | -0.1 | 0 | 0.28 | 0.28 | 0.23 | 36.73 | 1334.316 | 0.61
D | 4002 | 2016-11-01 | 8 | ON | 47.3 | 3.93 | 0.27 | 0 | 0.36 | 0.55 | 0 | 0.13 | -0.29 | -0.1 | 0.05 | 0.28 | 0.28 | 0.23 | 52.99 | 1422.598 | 1.23
D | 4002 | 2016-11-01 | 9 | ON | 39.52 | 3.93 | 0.27 | 0 | 0.25 | 0.55 | 0 | 0.04 | -0.28 | -0.1 | 0.05 | 0.28 | 0.28 | 0.23 | 45.02 | 1424.732 | 1.12
D | 4002 | 2016-11-01 | 10 | ON | 31.47 | 3.93 | 0.27 | 0 | 0.08 | 0.56 | 0 | 0.09 | -0.21 | -0.1 | 0.04 | 0.28 | 0.28 | 0.23 | 36.92 | 1420.284 | 0.95
D | 4002 | 2016-11-01 | 11 | ON | 23.61 | 3.93 | 0.27 | 0 | 0.07 | 0.57 | 0 | 0.07 | -0.17 | -0.1 | 0 | 0.28 | 0.28 | 0.23 | 29.04 | 1412.937 | 0.91
D | 4002 | 2016-11-01 | 12 | ON | 18.48 | 3.93 | 0.27 | 0 | 0.1 | 0.58 | 0 | 0.07 | -0.16 | -0.1 | 0 | 0.28 | 0.28 | 0.23 | 23.96 | 1395.553 | 0.95
D | 4002 | 2016-11-01 | 13 | ON | 18.39 | 3.93 | 0.27 | 0 | 0.15 | 0.6 | 0 | 0.05 | -0.16 | -0.1 | 0 | 0.28 | 0.28 | 0.23 | 23.92 | 1371.478 | 1.02
D | 4002 | 2016-11-01 | 14 | ON | 16.48 | 3.93 | 0.27 | 0 | 0.11 | 0.6 | 0 | 0.05 | -0.16 | -0.1 | 0 | 0.28 | 0.28 | 0.23 | 21.97 | 1356.79 | 0.98
D | 4002 | 2016-11-01 | 15 | ON | 17.2 | 3.93 | 0.27 | 0 | 0.16 | 0.6 | 0 | 0.03 | -0.13 | -0.1 | 0 | 0.28 | 0.28 | 0.23 | 22.75 | 1331.358 | 1.03
D | 4002 | 2016-11-01 | 16 | ON | 17.48 | 3.93 | 0.27 | 0 | 0.17 | 0.6 | 0 | 0.04 | -0.14 | -0.1 | 0 | 0.28 | 0.28 | 0.23 | 23.04 | 1324.844 | 1.04
D | 4002 | 2016-11-01 | 17 | ON | 19.25 | 3.93 | 0.27 | 0 | 0.16 | 0.58 | 0 | 0.04 | -0.18 | -0.1 | 0 | 0.28 | 0.28 | 0.23 | 24.74 | 1347.915 | 1.01
D | 4002 | 2016-11-01 | 18 | ON | 22.63 | 3.93 | 0.27 | 0 | 0.12 | 0.55 | 0 | 0.05 | -0.25 | -0.1 | 0.03 | 0.28 | 0.28 | 0.23 | 28.02 | 1441.536 | 0.97
D | 4002 | 2016-11-01 | 19 | ON | 24 | 3.93 | 0.27 | 0 | 0.12 | 0.52 | 0 | 0.04 | -0.29 | -0.1 | 0 | 0.28 | 0.28 | 0.23 | 29.28 | 1528.602 | 0.91
D | 4002 | 2016-11-01 | 20 | ON | 26.81 | 3.93 | 0.27 | 0 | 0.38 | 0.53 | 0 | 0.05 | -0.24 | -0.1 | 0 | 0.28 | 0.28 | 0.23 | 32.42 | 1496.642 | 1.18
D | 4002 | 2016-11-01 | 21 | ON | 22.37 | 3.93 | 0.27 | 0 | 0.31 | 0.55 | 0 | 0.07 | -0.19 | -0.1 | 0 | 0.28 | 0.28 | 0.23 | 28 | 1422.189 | 1.13
D | 4002 | 2016-11-01 | 22 | ON | 18.66 | 3.93 | 0.27 | 0 | 0.12 | 0.59 | 0 | 0.01 | -0.22 | -0.1 | 0 | 0.28 | 0.28 | 0.23 | 24.05 | 1306.189 | 0.98
D | 4002 | 2016-11-01 | 23 | ON | 16.73 | 3.93 | 0.27 | 0 | 0.41 | 0.66 | 0 | 0.03 | -0.17 | -0.1 | 0 | 0.28 | 0.28 | 0.23 | 22.55 | 1170.215 | 1.34
D | 4002 | 2016-11-01 | 24 | OFF | 17.41 | 3.93 | 0.27 | 0 | 0.6 | 0 | 0 | 0.04 | -0.16 | -0.1 | 0 | 0.28 | 0.28 | 0.23 | 22.78 | 1056.346 | 0.87
D | 4002 | 2016-11-02 | 1 | OFF | -1.87 | 3.93 | 1.34 | 0 | 0.29 | 0 | 0 | -0.01 | -0.11 | -0.1 | 0 | 0.28 | 0.28 | 0.23 | 4.26 | 987.588 | 1.63
D | 4002 | 2016-11-02 | 2 | OFF | -2.36 | 3.93 | 1.34 | 0 | 0.21 | 0 | 0 | -0.02 | -0.1 | -0.1 | 0 | 0.28 | 0.28 | 0.23 | 3.69 | 950.769 | 1.55
D | 4002 | 2016-11-02 | 3 | OFF | -42.95 | 3.93 | 1.34 | 0 | 0.04 | 0 | 0 | -0.13 | -0.41 | -0.1 | 0 | 0.28 | 0.28 | 0.23 | -37.49 | 931.186 | 1.38
D | 4002 | 2016-11-02 | 4 | OFF | 1.45 | 3.93 | 1.34 | 0 | 0.14 | 0 | 0 | 0 | -0.07 | -0.1 | 0 | 0.28 | 0.28 | 0.23 | 7.48 | 931.041 | 1.48
D | 4002 | 2016-11-02 | 5 | OFF | 14.34 | 3.93 | 1.34 | 0 | 0.17 | 0 | 0 | 0.02 | -0.04 | -0.1 | 0 | 0.28 | 0.28 | 0.23 | 20.45 | 967.412 | 1.51
D | 4002 | 2016-11-02 | 6 | OFF | 15.96 | 3.93 | 1.34 | 0 | 0.21 | 0 | 0 | 0.03 | -0.08 | -0.1 | 0 | 0.28 | 0.28 | 0.23 | 22.08 | 1082.644 | 1.55
D | 4002 | 2016-11-02 | 7 | OFF | 12.87 | 3.93 | 1.34 | 0 | 0.61 | 0 | 0 | 0.04 | -0.18 | -0.1 | 0 | 0.28 | 0.28 | 0.23 | 19.3 | 1279.964 | 1.95
D | 4002 | 2016-11-02 | 8 | ON | 20.72 | 3.93 | 1.34 | 0 | 0.38 | 0.58 | 0 | 0.07 | -0.22 | -0.1 | 0.01 | 0.28 | 0.28 | 0.23 | 27.5 | 1375.38 | 2.31
D | 4002 | 2016-11-02 | 9 | ON | 21.76 | 3.93 | 1.34 | 0 | 0.1 | 0.57 | 0 | 0.05 | -0.18 | -0.1 | 0 | 0.28 | 0.28 | 0.23 | 28.26 | 1377.202 | 2.01
D | 4002 | 2016-11-02 | 10 | ON | 19.69 | 3.93 | 1.34 | 0 | 0.09 | 0.58 | 0 | 0.06 | -0.2 | -0.1 | 0 | 0.28 | 0.28 | 0.23 | 26.18 | 1370.46 | 2.01
D | 4002 | 2016-11-02 | 11 | ON | 18.72 | 3.93 | 1.34 | 0 | 0.07 | 0.59 | 0 | 0.06 | -0.24 | -0.1 | 0.01 | 0.28 | 0.28 | 0.23 | 25.17 | 1372.941 | 2.01
D | 4002 | 2016-11-02 | 12 | ON | 19.54 | 3.93 | 1.34 | 0 | 0.07 | 0.59 | 0 | 0.03 | -0.25 | -0.1 | 0.01 | 0.28 | 0.28 | 0.23 | 25.95 | 1373.978 | 2.01
D | 4002 | 2016-11-02 | 13 | ON | 20.49 | 3.93 | 1.34 | 0 | 0.1 | 0.59 | 0 | 0.06 | -0.24 | -0.1 | 0.01 | 0.28 | 0.28 | 0.23 | 26.97 | 1362.624 | 2.04
D | 4002 | 2016-11-02 | 14 | ON | 27.4 | 3.93 | 1.34 | 0 | 0.13 | 0.59 | 0 | 0.07 | -0.24 | -0.1 | 0.02 | 0.28 | 0.28 | 0.23 | 33.93 | 1357.772 | 2.08
D | 4002 | 2016-11-02 | 15 | ON | 36.92 | 3.93 | 1.34 | 0 | 0.21 | 0.59 | 0 | 0.1 | -0.25 | -0.1 | 0.02 | 0.28 | 0.28 | 0.23 | 43.55 | 1342.528 | 2.16
D | 4002 | 2016-11-02 | 16 | ON | 20.75 | 3.93 | 1.34 | 0 | 0.12 | 0.59 | 0 | 0.05 | -0.23 | -0.1 | 0 | 0.28 | 0.28 | 0.23 | 27.24 | 1335.584 | 2.05
D | 4002 | 2016-11-02 | 17 | ON | 16.9 | 3.93 | 1.34 | 0 | 0.07 | 0.58 | 0 | 0.04 | -0.22 | -0.1 | 0.01 | 0.28 | 0.28 | 0.23 | 23.34 | 1349.868 | 2
D | 4002 | 2016-11-02 | 18 | ON | 16.8 | 3.93 | 1.34 | 0 | 0.06 | 0.55 | 0 | 0.04 | -0.22 | -0.1 | 0.02 | 0.28 | 0.28 | 0.23 | 23.21 | 1421.86 | 1.97
D | 4002 | 2016-11-02 | 19 | ON | 19.61 | 3.93 | 1.34 | 0 | 0.08 | 0.53 | 0 | 0.04 | -0.28 | -0.1 | 0 | 0.28 | 0.28 | 0.23 | 25.94 | 1495.185 | 1.95
D | 4002 | 2016-11-02 | 20 | ON | 19.57 | 3.93 | 1.34 | 0 | 0.12 | 0.54 | 0 | 0.04 | -0.27 | -0.1 | 0 | 0.28 | 0.28 | 0.23 | 25.96 | 1458.862 | 2
D | 4002 | 2016-11-02 | 21 | ON | 19.45 | 3.93 | 1.34 | 0 | 0.09 | 0.57 | 0 | 0.06 | -0.23 | -0.1 | 0 | 0.28 | 0.28 | 0.23 | 25.9 | 1376.523 | 2
D | 4002 | 2016-11-02 | 22 | ON | 16.42 | 3.93 | 1.34 | 0 | 0.07 | 0.61 | 0 | 0.04 | -0.25 | -0.1 | 0 | 0.28 | 0.28 | 0.23 | 22.85 | 1260.925 | 2.02
D | 4002 | 2016-11-02 | 23 | ON | 15.88 | 3.93 | 1.34 | 0 | 0.11 | 0.68 | 0 | 0.05 | -0.19 | -0.1 | 0 | 0.28 | 0.28 | 0.23 | 22.49 | 1132.789 | 2.13
D | 4002 | 2016-11-02 | 24 | OFF | 16.23 | 3.93 | 1.34 | 0 | 0.15 | 0 | 0 | 0.05 | -0.2 | -0.1 | 0 | 0.28 | 0.28 | 0.23 | 22.19 | 1028.481 | 1.49
D | 4002 | 2016-11-03 | 1 | OFF | 16.3 | 3.93 | 0.36 | 0 | 0.07 | 0 | 0 | 0.08 | -0.08 | -0.1 | 0 | 0.28 | 0.28 | 0.23 | 21.35 | 962.32 | 0.43
D | 4002 | 2016-11-03 | 2 | OFF | 15.77 | 3.93 | 0.36 | 0 | 0.08 | 0 | 0 | 0.04 | -0.11 | -0.1 | 0 | 0.28 | 0.28 | 0.23 | 20.76 | 919.151 | 0.44
D | 4002 | 2016-11-03 | 3 | OFF | 13.96 | 3.93 | 0.36 | 0 | 0.06 | 0 | 0 | 0.04 | -0.09 | -0.1 | 0 | 0.28 | 0.28 | 0.23 | 18.95 | 897.635 | 0.42
D | 4002 | 2016-11-03 | 4 | OFF | 15.76 | 3.93 | 0.36 | 0 | 0.04 | 0 | 0 | 0.03 | -0.07 | -0.1 | 0 | 0.28 | 0.28 | 0.23 | 20.74 | 898.195 | 0.4
D | 4002 | 2016-11-03 | 5 | OFF | 6.68 | 3.93 | 0.36 | 0 | 0.11 | 0 | 0 | 0.02 | -0.03 | -0.1 | 0 | 0.28 | 0.28 | 0.23 | 11.76 | 935.887 | 0.47
D | 4002 | 2016-11-03 | 6 | OFF | -38.39 | 3.93 | 0.36 | 0 | 0.79 | 0 | 0 | -0.01 | -0.1 | -0.1 | 0 | 0.28 | 0.28 | 0.23 | -32.73 | 1044.386 | 1.15
D | 4002 | 2016-11-03 | 7 | OFF | 17.24 | 3.93 | 0.36 | 0 | 0.36 | 0 | 0.06 | 0.04 | -0.17 | -0.1 | 0 | 0.28 | 0.28 | 0.23 | 22.51 | 1236.277 | 0.78
D | 4002 | 2016-11-03 | 8 | ON | 18.51 | 3.93 | 0.36 | 0 | 0.22 | 0.6 | 0 | 0.05 | -0.26 | -0.1 | 0 | 0.28 | 0.28 | 0.23 | 24.1 | 1346.586 | 1.18
D | 4002 | 2016-11-03 | 9 | ON | 19.77 | 3.93 | 0.36 | 0 | 0.14 | 0.59 | 0 | 0.05 | -0.26 | -0.1 | 0 | 0.28 | 0.28 | 0.23 | 25.27 | 1370.247 | 1.09
D | 4002 | 2016-11-03 | 10 | ON | 39.84 | 3.93 | 0.36 | 0 | 0.38 | 0.58 | 0.66 | 0.11 | -0.27 | -0.1 | 0.03 | 0.28 | 0.28 | 0.23 | 46.31 | 1395.896 | 2.01
D | 4002 | 2016-11-03 | 11 | ON | 23.12 | 3.93 | 0.36 | 0 | 0.15 | 0.57 | 0 | 0.07 | -0.26 | -0.1 | 0 | 0.28 | 0.28 | 0.23 | 28.63 | 1414.587 | 1.08
D | 4002 | 2016-11-03 | 12 | ON | 27.48 | 3.93 | 0.36 | 0 | 0.14 | 0.57 | 0 | 0.07 | -0.32 | -0.1 | 0 | 0.28 | 0.28 | 0.23 | 32.92 | 1422.021 | 1.07
D | 4002 | 2016-11-03 | 13 | ON | 34.81 | 3.93 | 0.36 | 0 | 0.41 | 0.56 | 0.43 | 0.07 | -0.31 | -0.1 | 0.02 | 0.28 | 0.28 | 0.23 | 40.97 | 1414.418 | 1.78
D | 4002 | 2016-11-03 | 14 | ON | 20.61 | 3.93 | 0.36 | 0 | 0.14 | 0.56 | 0 | 0.06 | -0.21 | -0.1 | 0 | 0.28 | 0.28 | 0.23 | 26.14 | 1414.321 | 1.06
D | 4002 | 2016-11-03 | 15 | ON | 33.28 | 3.93 | 0.36 | 0 | 0.2 | 0.57 | 0.68 | 0.13 | -0.27 | -0.1 | 0.02 | 0.28 | 0.28 | 0.23 | 39.59 | 1394.078 | 1.83
D | 4002 | 2016-11-03 | 16 | ON | 25.27 | 3.93 | 0.36 | 0 | 0.15 | 0.57 | 0 | 0.05 | -0.21 | -0.1 | 0 | 0.28 | 0.28 | 0.23 | 30.81 | 1391.286 | 1.08
D | 4002 | 2016-11-03 | 17 | ON | 23.06 | 3.93 | 0.36 | 0 | 0.11 | 0.57 | 0 | 0.07 | -0.23 | -0.1 | 0 | 0.28 | 0.28 | 0.23 | 28.56 | 1404.022 | 1.04
D | 4002 | 2016-11-03 | 18 | ON | 18.18 | 3.93 | 0.36 | 0 | 0.06 | 0.55 | 0 | 0.05 | -0.24 | -0.1 | 0.02 | 0.28 | 0.28 | 0.23 | 23.6 | 1465.05 | 0.99
D | 4002 | 2016-11-03 | 19 | ON | 21.82 | 3.93 | 0.36 | 0 | 0.1 | 0.54 | 0 | 0.05 | -0.27 | -0.1 | 0 | 0.28 | 0.28 | 0.23 | 27.22 | 1501.285 | 1
D | 4002 | 2016-11-03 | 20 | ON | 22 | 3.93 | 0.36 | 0 | 0.11 | 0.55 | 0 | 0.07 | -0.26 | -0.1 | 0 | 0.28 | 0.28 | 0.23 | 27.45 | 1460.713 | 1.02
D | 4002 | 2016-11-03 | 21 | ON | 18.25 | 3.93 | 0.36 | 0 | 0.08 | 0.57 | 0 | 0.05 | -0.17 | -0.1 | 0 | 0.28 | 0.28 | 0.23 | 23.76 | 1384.36 | 1.01
D | 4002 | 2016-11-03 | 22 | ON | 16.89 | 3.93 | 0.36 | 0 | 0.08 | 0.62 | 0.02 | 0.03 | -0.19 | -0.1 | 0 | 0.28 | 0.28 | 0.23 | 22.43 | 1272.207 | 1.08
D | 4002 | 2016-11-03 | 23 | ON | 14.92 | 3.93 | 0.36 | 0 | 0.16 | 0.68 | 0.01 | 0.04 | -0.12 | -0.1 | 0 | 0.28 | 0.28 | 0.23 | 20.67 | 1134.529 | 1.21
D | 4002 | 2016-11-03 | 24 | OFF | 11.41 | 3.93 | 0.36 | 0 | 0.17 | 0 | 0 | 0.05 | -0.1 | -0.1 | 0 | 0.28 | 0.28 | 0.23 | 16.51 | 1022.733 | 0.53
D | 4002 | 2016-11-04 | 1 | OFF | 15.55 | 3.93 | 0.5 | 0 | 0.1 | 0 | 0 | 0.03 | -0.07 | -0.1 | 0 | 0.28 | 0.28 | 0.23 | 20.73 | 954.282 | 0.6
D | 4002 | 2016-11-04 | 2 | OFF | 15.64 | 3.93 | 0.5 | 0 | 0.11 | 0 | 0 | 0.05 | -0.07 | -0.1 | 0 | 0.28 | 0.28 | 0.23 | 20.85 | 919.645 | 0.61
D | 4002 | 2016-11-04 | 3 | OFF | 15.84 | 3.93 | 0.5 | 0 | 0.11 | 0 | 0 | 0.02 | -0.04 | -0.1 | 0 | 0.28 | 0.28 | 0.23 | 21.05 | 904.747 | 0.61
D | 4002 | 2016-11-04 | 4 | OFF | 15.68 | 3.93 | 0.5 | 0 | 0.11 | 0 | 0 | -0.03 | 0.11 | -0.1 | 0 | 0.28 | 0.28 | 0.23 | 20.99 | 906.319 | 0.61
D | 4002 | 2016-11-04 | 5 | OFF | 15.34 | 3.93 | 0.5 | 0 | 0.11 | 0 | 0 | 0.05 | -0.05 | -0.1 | 0 | 0.28 | 0.28 | 0.23 | 20.57 | 945.604 | 0.61
D | 4002 | 2016-11-04 | 6 | OFF | 8.49 | 3.93 | 0.5 | 0 | 0.2 | 0 | 0 | 0.02 | -0.04 | -0.1 | 0 | 0.28 | 0.28 | 0.23 | 13.79 | 1055.513 | 0.7
D | 4002 | 2016-11-04 | 7 | OFF | 8.36 | 3.93 | 0.5 | 0 | 0.25 | 0 | 0 | 0.02 | -0.16 | -0.1 | 0 | 0.28 | 0.28 | 0.23 | 13.59 | 1244.411 | 0.75
D | 4002 | 2016-11-04 | 8 | ON | 16.75 | 3.93 | 0.5 | 0 | 0.21 | 0.59 | 0 | 0.05 | -0.24 | -0.1 | 0.01 | 0.28 | 0.28 | 0.23 | 22.49 | 1348.84 | 1.31
D | 4002 | 2016-11-04 | 9 | ON | 21.84 | 3.93 | 0.5 | 0 | 0.13 | 0.59 | 0.08 | 0.04 | -0.29 | -0.1 | 0 | 0.28 | 0.28 | 0.23 | 27.51 | 1357.976 | 1.3
D | 4002 | 2016-11-04 | 10 | ON | 19.87 | 3.93 | 0.5 | 0 | 0.11 | 0.6 | 0.08 | 0.05 | -0.21 | -0.1 | 0 | 0.28 | 0.28 | 0.23 | 25.62 | 1361.994 | 1.29
D | 4002 | 2016-11-04 | 11 | ON | 16.94 | 3.93 | 0.5 | 0 | 0.09 | 0.6 | 0 | 0.06 | -0.2 | -0.1 | 0 | 0.28 | 0.28 | 0.23 | 22.61 | 1365.23 | 1.19
D | 4002 | 2016-11-04 | 12 | ON | 15.85 | 3.93 | 0.5 | 0 | 0.06 | 0.61 | 0 | 0.02 | -0.17 | -0.1 | 0 | 0.28 | 0.28 | 0.23 | 21.49 | 1350.165 | 1.17
D | 4002 | 2016-11-04 | 13 | ON | 15.64 | 3.93 | 0.5 | 0 | 0.06 | 0.62 | 0 | 0.06 | -0.18 | -0.1 | 0 | 0.28 | 0.28 | 0.23 | 21.32 | 1320.989 | 1.18
D | 4002 | 2016-11-04 | 14 | ON | 13.16 | 3.93 | 0.5 | 0 | 0.08 | 0.63 | 0 | 0.05 | -0.18 | -0.1 | 0 | 0.28 | 0.28 | 0.23 | 18.86 | 1308.038 | 1.21
D | 4002 | 2016-11-04 | 15 | ON | 8.05 | 3.93 | 0.5 | 0 | 0.13 | 0.63 | 0 | 0.02 | -0.15 | -0.1 | 0 | 0.28 | 0.28 | 0.23 | 13.8 | 1290.24 | 1.26
D | 4002 | 2016-11-04 | 16 | ON | 12.51 | 3.93 | 0.5 | 0 | 0.14 | 0.63 | 0 | 0.01 | -0.17 | -0.1 | 0 | 0.28 | 0.28 | 0.23 | 18.24 | 1282.764 | 1.27
D | 4002 | 2016-11-04 | 17 | ON | 15.57 | 3.93 | 0.5 | 0 | 0.06 | 0.61 | 0 | 0.01 | -0.19 | -0.1 | 0 | 0.28 | 0.28 | 0.23 | 21.18 | 1303.082 | 1.17
D | 4002 | 2016-11-04 | 18 | ON | 15.41 | 3.93 | 0.5 | 0 | 0.07 | 0.59 | 0 | 0.03 | -0.24 | -0.1 | 0 | 0.28 | 0.28 | 0.23 | 20.98 | 1372.549 | 1.16
D | 4002 | 2016-11-04 | 19 | ON | 16.58 | 3.93 | 0.5 | 0 | 0.06 | 0.56 | 0 | 0.03 | -0.23 | -0.1 | 0 | 0.28 | 0.28 | 0.23 | 22.12 | 1438.585 | 1.12
D | 4002 | 2016-11-04 | 20 | ON | 17.46 | 3.93 | 0.5 | 0 | 0.1 | 0.58 | 0 | 0.04 | -0.23 | -0.1 | 0 | 0.28 | 0.28 | 0.23 | 23.07 | 1407.826 | 1.18
D | 4002 | 2016-11-04 | 21 | ON | 15.06 | 3.93 | 0.5 | 0 | 0.07 | 0.6 | 0 | 0.04 | -0.18 | -0.1 | 0 | 0.28 | 0.28 | 0.23 | 20.71 | 1354.293 | 1.17
D | 4002 | 2016-11-04 | 22 | ON | 14.99 | 3.93 | 0.5 | 0 | 0.1 | 0.63 | 0 | 0.01 | -0.2 | -0.1 | 0 | 0.28 | 0.28 | 0.23 | 20.65 | 1275.008 | 1.23
D | 4002 | 2016-11-04 | 23 | ON | 3.35 | 3.93 | 0.5 | 0 | 0.27 | 0.68 | 0 | 0.01 | -0.12 | -0.1 | 0 | 0.28 | 0.28 | 0.23 | 9.31 | 1165.457 | 1.45
D | 4002 | 2016-11-04 | 24 | OFF | 13.45 | 3.93 | 0.5 | 0 | 0.17 | 0 | 0 | 0.04 | -0.12 | -0.1 | 0 | 0.28 | 0.28 | 0.23 | 18.66 | 1057.875 | 0.67
D | 4002 | 2016-11-05 | 1 | OFF | 14.82 | 3.93 | 0.66 | 0.1 | 0.1 | 0 | 0 | 0.06 | -0.15 | -0.1 | 0 | 0.28 | 0.28 | 0.23 | 20.21 | 955.579 | 0.86
D | 4002 | 2016-11-05 | 2 | OFF | 13.89 | 3.93 | 0.66 | 0.1 | 0.17 | 0 | 0 | 0.05 | -0.13 | -0.1 | 0 | 0.28 | 0.28 | 0.23 | 19.36 | 953.159 | 0.93
D | 4002 | 2016-11-05 | 3 | OFF | 13.12 | 3.93 | 0.66 | 0.1 | 0.28 | 0 | 0 | -0.01 | -0.13 | -0.1 | 0 | 0.28 | 0.28 | 0.23 | 18.64 | 938.672 | 1.04
D | 4002 | 2016-11-05 | 4 | OFF | 13.18 | 3.93 | 0.66 | 0.1 | 0.17 | 0 | 0 | 0.04 | -0.13 | -0.1 | 0 | 0.28 | 0.28 | 0.23 | 18.64 | 933.54 | 0.93
D | 4002 | 2016-11-05 | 5 | OFF | 10.69 | 3.93 | 0.66 | 0.1 | 0.3 | 0 | 0 | 0.03 | -0.07 | -0.1 | 0 | 0.28 | 0.28 | 0.23 | 16.33 | 960.559 | 1.06
D | 4002 | 2016-11-05 | 6 | OFF | 13.49 | 3.93 | 0.66 | 0.1 | 0.23 | 0 | 0 | 0.05 | -0.09 | -0.1 | 0 | 0.28 | 0.28 | 0.23 | 19.06 | 1007.17 | 0.99
D | 4002 | 2016-11-05 | 7 | OFF | 15.67 | 3.93 | 0.66 | 0.1 | 0.33 | 0 | 0 | 0.03 | -0.13 | -0.1 | 0 | 0.28 | 0.28 | 0.23 | 21.28 | 1085.982 | 1.09
D | 4002 | 2016-11-05 | 8 | OFF | 13.63 | 3.93 | 0.66 | 0.1 | 0.26 | 0 | 0 | 0.05 | -0.15 | -0.1 | 0 | 0.28 | 0.28 | 0.23 | 19.17 | 1166.401 | 1.02
D | 4002 | 2016-11-05 | 9 | OFF | 14.3 | 3.93 | 0.66 | 0.1 | 0.14 | 0 | 0.03 | 0.02 | -0.19 | -0.1 | 0 | 0.28 | 0.28 | 0.23 | 19.68 | 1250.353 | 0.93
D | 4002 | 2016-11-05 | 10 | OFF | 24.1 | 3.93 | 0.66 | 0.1 | 0.29 | 0 | 0.31 | 0.01 | -0.19 | -0.1 | 0 | 0.28 | 0.28 | 0.23 | 29.9 | 1320.877 | 1.36
D | 4002 | 2016-11-05 | 11 | OFF | 23.99 | 3.93 | 0.66 | 0.1 | 0.14 | 0 | 0 | 0.04 | -0.21 | -0.1 | 0 | 0.28 | 0.28 | 0.23 | 29.34 | 1352.283 | 0.9
D | 4002 | 2016-11-05 | 12 | OFF | 17.6 | 3.93 | 0.66 | 0.1 | 0.09 | 0 | 0.01 | 0.07 | -0.15 | -0.1 | 0 | 0.28 | 0.28 | 0.23 | 23 | 1329.681 | 0.86
D | 4002 | 2016-11-05 | 13 | OFF | 15.18 | 3.93 | 0.66 | 0.1 | 0.1 | 0 | 0 | 0.05 | -0.14 | -0.1 | 0 | 0.28 | 0.28 | 0.23 | 20.57 | 1301.35 | 0.86
D | 4002 | 2016-11-05 | 14 | OFF | 14.41 | 3.93 | 0.66 | 0.1 | 0.1 | 0 | 0.01 | 0.03 | -0.12 | -0.1 | 0 | 0.28 | 0.28 | 0.23 | 19.81 | 1254.743 | 0.87
D | 4002 | 2016-11-05 | 15 | OFF | 14.28 | 3.93 | 0.66 | 0.1 | 0.12 | 0 | 0.01 | 0.04 | -0.13 | -0.1 | 0 | 0.28 | 0.28 | 0.23 | 19.7 | 1225.798 | 0.89
D | 4002 | 2016-11-05 | 16 | OFF | 13.64 | 3.93 | 0.66 | 0.1 | 0.14 | 0 | 0 | -0.03 | -0.02 | -0.1 | 0 | 0.28 | 0.28 | 0.23 | 19.11 | 1217.054 | 0.9
D | 4002 | 2016-11-05 | 17 | OFF | 15.06 | 3.93 | 0.66 | 0.1 | 0.09 | 0 | 0 | 0.03 | -0.17 | -0.1 | 0 | 0.28 | 0.28 | 0.23 | 20.39 | 1269.204 | 0.85
D | 4002 | 2016-11-05 | 18 | OFF | 18.8 | 3.93 | 0.66 | 0.1 | 0.12 | 0 | 0.04 | 0.04 | -0.27 | -0.1 | 0 | 0.28 | 0.28 | 0.23 | 24.11 | 1332.225 | 0.92
D | 4002 | 2016-11-05 | 19 | OFF | 19.7 | 3.93 | 0.66 | 0.1 | 0.11 | 0 | 0.03 | 0.01 | -0.29 | -0.1 | 0 | 0.28 | 0.28 | 0.23 | 24.94 | 1374.671 | 0.9
D | 4002 | 2016-11-05 | 20 | OFF | 18.74 | 3.93 | 0.66 | 0.1 | 0.12 | 0 | 0 | 0.03 | -0.25 | -0.1 | 0 | 0.28 | 0.28 | 0.23 | 24.02 | 1335.473 | 0.88
D | 4002 | 2016-11-05 | 21 | OFF | 17.95 | 3.93 | 0.66 | 0.1 | 0.12 | 0 | 0 | 0.03 | -0.22 | -0.1 | 0 | 0.28 | 0.28 | 0.23 | 23.26 | 1262.424 | 0.88
D | 4002 | 2016-11-05 | 22 | OFF | 14.74 | 3.93 | 0.66 | 0.1 | 0.1 | 0 | 0 | 0.03 | -0.15 | -0.1 | 0 | 0.28 | 0.28 | 0.23 | 20.1 | 1193.134 | 0.86
D | 4002 | 2016-11-05 | 23 | OFF | 12.42 | 3.93 | 0.66 | 0.1 | 0.19 | 0 | 0 | 0.03 | -0.14 | -0.1 | 0 | 0.28 | 0.28 | 0.23 | 17.88 | 1091.743 | 0.95
D | 4002 | 2016-11-05 | 24 | OFF | 14.05 | 3.93 | 0.66 | 0.1 | 0.53 | 0 | 0 | 0.01 | -0.13 | -0.1 | 0 | 0.28 | 0.28 | 0.23 | 19.84 | 994.006 | 1.29
D | 4002 | 2016-11-06 | 1 | OFF | 13.54 | 3.93 | 0.87 | 0 | 0.24 | 0 | 0 | 0.02 | -0.1 | -0.1 | 0 | 0.28 | 0.28 | 0.23 | 19.19 | 923.673 | 1.11
D | 4002 | 2016-11-06 | 2 | OFF | 12.42 | 3.93 | 0.87 | 0 | 0.1 | 0 | 0 | 0.06 | -0.07 | -0.1 | 0 | 0.28 | 0.28 | 0.23 | 18 | 871.172 | 0.97
D | 4002 | 2016-11-06 | 02X | OFF | 12.35 | 3.93 | 0.87 | 0 | 0.1 | 0 | 0 | 0.03 | -0.04 | -0.1 | 0 | 0.28 | 0.28 | 0.23 | 17.93 | 861.63 | 0.97
D | 4002 | 2016-11-06 | 3 | OFF | 11.22 | 3.93 | 0.87 | 0 | 0.11 | 0 | 0 | 0.05 | -0.02 | -0.1 | 0 | 0.28 | 0.28 | 0.23 | 16.85 | 845.714 | 0.98
D | 4002 | 2016-11-06 | 4 | OFF | 11.32 | 3.93 | 0.87 | 0 | 0.14 | 0 | 0 | 0.04 | -0.07 | -0.1 | 0 | 0.28 | 0.28 | 0.23 | 16.92 | 845.935 | 1.01
D | 4002 | 2016-11-06 | 5 | OFF | 11.6 | 3.93 | 0.87 | 0 | 0.14 | 0 | 0 | 0.04 | -0.06 | -0.1 | 0 | 0.28 | 0.28 | 0.23 | 17.21 | 863.441 | 1.01
D | 4002 | 2016-11-06 | 6 | OFF | 11.56 | 3.93 | 0.87 | 0 | 0.16 | 0 | 0 | 0.02 | -0.07 | -0.1 | 0 | 0.28 | 0.28 | 0.23 | 17.16 | 909.537 | 1.03
D | 4002 | 2016-11-06 | 7 | OFF | 11.61 | 3.93 | 0.87 | 0 | 0.45 | 0 | 0 | 0.02 | -0.09 | -0.1 | 0 | 0.28 | 0.28 | 0.23 | 17.48 | 985.054 | 1.32
D | 4002 | 2016-11-06 | 8 | OFF | 14.53 | 3.93 | 0.87 | 0 | 0.33 | 0 | 0.03 | 0.02 | -0.14 | -0.1 | 0 | 0.28 | 0.28 | 0.23 | 20.26 | 1083.525 | 1.23
D | 4002 | 2016-11-06 | 9 | OFF | 15.63 | 3.93 | 0.87 | 0 | 0.17 | 0 | 0.02 | 0 | -0.15 | -0.1 | 0 | 0.28 | 0.28 | 0.23 | 21.16 | 1170.144 | 1.06
D | 4002 | 2016-11-06 | 10 | OFF | 13.07 | 3.93 | 0.87 | 0 | 0.22 | 0 | 0 | 0.02 | -0.17 | -0.1 | 0 | 0.28 | 0.28 | 0.23 | 18.63 | 1205.6 | 1.09
D | 4002 | 2016-11-06 | 11 | OFF | 13.36 | 3.93 | 0.87 | 0 | 0.15 | 0 | 0 | 0.03 | -0.16 | -0.1 | 0 | 0.28 | 0.28 | 0.23 | 18.87 | 1210.01 | 1.02
D | 4002 | 2016-11-06 | 12 | OFF | 14.7 | 3.93 | 0.87 | 0 | 0.1 | 0 | 0 | 0.01 | -0.16 | -0.1 | 0 | 0.28 | 0.28 | 0.23 | 20.14 | 1211.067 | 0.97
D | 4002 | 2016-11-06 | 13 | OFF | 14.48 | 3.93 | 0.87 | 0 | 0.08 | 0 | 0 | 0.01 | -0.17 | -0.1 | 0 | 0.28 | 0.28 | 0.23 | 19.89 | 1209.364 | 0.95
D | 4002 | 2016-11-06 | 14 | OFF | 14.83 | 3.93 | 0.87 | 0 | 0.09 | 0 | 0 | 0.03 | -0.15 | -0.1 | 0 | 0.28 | 0.28 | 0.23 | 20.29 | 1198.8 | 0.96
D | 4002 | 2016-11-06 | 15 | OFF | 13.63 | 3.93 | 0.87 | 0 | 0.14 | 0 | 0 | 0.03 | -0.15 | -0.1 | 0 | 0.28 | 0.28 | 0.23 | 19.14 | 1202.023 | 1.01
D | 4002 | 2016-11-06 | 16 | OFF | 15.38 | 3.93 | 0.87 | 0 | 0.06 | 0 | 0 | 0.01 | -0.12 | -0.1 | 0 | 0.28 | 0.28 | 0.23 | 20.82 | 1239.96 | 0.93
D | 4002 | 2016-11-06 | 17 | OFF | 26.78 | 3.93 | 0.87 | 0 | 0.08 | 0 | 0.03 | 0 | -0.24 | -0.1 | 0 | 0.28 | 0.28 | 0.23 | 32.14 | 1347.971 | 0.98
D | 4002 | 2016-11-06 | 18 | OFF | 97.65 | 3.93 | 0.87 | 0 | 2.78 | 0 | 1.09 | 0.22 | -0.68 | -0.1 | 0 | 0.28 | 0.28 | 0.23 | 106.55 | 1441.905 | 4.74
D | 4002 | 2016-11-06 | 19 | OFF | 31.26 | 3.93 | 0.87 | 0 | 0.3 | 0 | 0 | 0.03 | -0.32 | -0.1 | 0 | 0.28 | 0.28 | 0.23 | 36.76 | 1404.25 | 1.17
D | 4002 | 2016-11-06 | 20 | OFF | 21.62 | 3.93 | 0.87 | 0 | 0.08 | 0 | 0 | 0.01 | -0.27 | -0.1 | 0 | 0.28 | 0.28 | 0.23 | 26.93 | 1341.594 | 0.95
D | 4002 | 2016-11-06 | 21 | OFF | 19.91 | 3.93 | 0.87 | 0 | 0.09 | 0 | 0 | 0.03 | -0.21 | -0.1 | 0 | 0.28 | 0.28 | 0.23 | 25.31 | 1256.615 | 0.96
D | 4002 | 2016-11-06 | 22 | OFF | 18.31 | 3.93 | 0.87 | 0 | 0.07 | 0 | 0 | 0.03 | -0.15 | -0.1 | 0 | 0.28 | 0.28 | 0.23 | 23.75 | 1146.458 | 0.94
D | 4002 | 2016-11-06 | 23 | OFF | 16.97 | 3.93 | 0.87 | 0 | 0.37 | 0 | 0.02 | 0.01 | -0.21 | -0.1 | 0 | 0.28 | 0.28 | 0.23 | 22.65 | 1037.084 | 1.26
D | 4002 | 2016-11-06 | 24 | OFF | 16 | 3.93 | 0.87 | 0 | 0.39 | 0 | 0 | 0.05 | -0.17 | -0.1 | 0 | 0.28 | 0.28 | 0.23 | 21.76 | 964.792 | 1.26
D | 4002 | 2016-11-07 | 1 | OFF | 15.41 | 3.93 | 1.06 | 0.07 | 0.12 | 0 | 0 | 0.03 | -0.13 | -0.1 | 0 | 0.28 | 0.28 | 0.23 | 21.18 | 919.196 | 1.25
D | 4002 | 2016-11-07 | 2 | OFF | 14.59 | 3.93 | 1.06 | 0.07 | 0.11 | 0 | 0 | 0.03 | -0.12 | -0.1 | 0 | 0.28 | 0.28 | 0.23 | 20.36 | 902.835 | 1.24
D | 4002 | 2016-11-07 | 3 | OFF | 14.59 | 3.93 | 1.06 | 0.07 | 0.11 | 0 | 0 | 0.04 | -0.11 | -0.1 | 0 | 0.28 | 0.28 | 0.23 | 20.38 | 901.9 | 1.24
D | 4002 | 2016-11-07 | 4 | OFF | 15.01 | 3.93 | 1.06 | 0.07 | 0.11 | 0 | 0 | 0.04 | -0.13 | -0.1 | 0 | 0.28 | 0.28 | 0.23 | 20.78 | 919.131 | 1.24
D | 4002 | 2016-11-07 | 5 | OFF | 15.24 | 3.93 | 1.06 | 0.07 | 0.15 | 0 | 0 | 0.03 | -0.13 | -0.1 | 0 | 0.28 | 0.28 | 0.23 | 21.04 | 970.143 | 1.28
D | 4002 | 2016-11-07 | 6 | OFF | 23.28 | 3.93 | 1.06 | 0.07 | 0.19 | 0 | 0.29 | 0.05 | -0.19 | -0.1 | 0 | 0.28 | 0.28 | 0.23 | 29.37 | 1111.106 | 1.61
D | 4002 | 2016-11-07 | 7 | OFF | 35.67 | 3.93 | 1.06 | 0.07 | 0.35 | 0 | 0.22 | -0.01 | -0.3 | -0.1 | 0 | 0.28 | 0.28 | 0.23 | 41.68 | 1301.718 | 1.7
D | 4002 | 2016-11-07 | 8 | ON | 47.31 | 3.93 | 1.06 | 0.07 | 1.03 | 0.56 | 0.21 | 0.08 | -0.35 | -0.1 | 0.01 | 0.28 | 0.28 | 0.23 | 54.6 | 1377.16 | 2.94
D | 4002 | 2016-11-07 | 9 | ON | 21.18 | 3.93 | 1.06 | 0.07 | 0.29 | 0.52 | 0 | 0 | -0.24 | -0.1 | 0 | 0.28 | 0.28 | 0.23 | 27.5 | 1383.034 | 1.94
D | 4002 | 2016-11-07 | 10 | ON | 23.74 | 3.93 | 1.06 | 0.07 | 0.14 | 0.5 | 0 | 0.03 | -0.26 | -0.1 | 0.02 | 0.28 | 0.28 | 0.23 | 29.92 | 1373.699 | 1.79
D | 4002 | 2016-11-07 | 11 | ON | 19.72 | 3.93 | 1.06 | 0.07 | 0.15 | 0.5 | 0.09 | 0.05 | -0.23 | -0.1 | 0 | 0.28 | 0.28 | 0.23 | 26.03 | 1368.503 | 1.87
D | 4002 | 2016-11-07 | 12 | ON | 17.05 | 3.93 | 1.06 | 0.07 | 0.11 | 0.51 | 0.07 | 0.03 | -0.21 | -0.1 | 0 | 0.28 | 0.28 | 0.23 | 23.31 | 1359.617 | 1.82
D | 4002 | 2016-11-07 | 13 | ON | 16.75 | 3.93 | 1.06 | 0.07 | 0.11 | 0.59 | 0.08 | 0.01 | -0.22 | -0.1 | 0 | 0.28 | 0.28 | 0.23 | 23.07 | 1340.391 | 1.91
D | 4002 | 2016-11-07 | 14 | ON | 16.86 | 3.93 | 1.06 | 0.07 | 0.11 | 0.59 | 0.06 | 0 | -0.22 | -0.1 | 0 | 0.28 | 0.28 | 0.23 | 23.15 | 1338.07 | 1.89
D | 4002 | 2016-11-07 | 15 | ON | 18.92 | 3.93 | 1.06 | 0.07 | 0.13 | 0.59 | 0.1 | 0.03 | -0.23 | -0.1 | 0 | 0.28 | 0.28 | 0.23 | 25.29 | 1327.588 | 1.95
D | 4002 | 2016-11-07 | 16 | ON | 18.43 | 3.93 | 1.06 | 0.07 | 0.13 | 0.59 | 0.15 | 0.03 | -0.25 | -0.1 | 0 | 0.28 | 0.28 | 0.23 | 24.83 | 1339.919 | 2
D | 4002 | 2016-11-07 | 17 | ON | 28.87 | 3.93 | 1.06 | 0.07 | 0.09 | 0.56 | 0.13 | -0.04 | -0.36 | -0.1 | 0.02 | 0.28 | 0.28 | 0.23 | 35.02 | 1423.341 | 1.93
D | 4002 | 2016-11-07 | 18 | ON | 29.64 | 3.93 | 1.06 | 0.07 | 0.12 | 0.52 | 0.16 | 0.05 | -0.39 | -0.1 | 0.03 | 0.28 | 0.28 | 0.23 | 35.88 | 1540.757 | 1.96
D | 4002 | 2016-11-07 | 19 | ON | 31.34 | 3.93 | 1.06 | 0.07 | 0.15 | 0.53 | 0 | 0.03 | -0.33 | -0.1 | 0 | 0.28 | 0.28 | 0.23 | 37.47 | 1528.717 | 1.81
D | 4002 | 2016-11-07 | 20 | ON | 28.85 | 3.93 | 1.06 | 0.07 | 0.07 | 0.54 | 0.22 | -0.05 | -0.35 | -0.1 | 0 | 0.28 | 0.28 | 0.23 | 35.03 | 1474.279 | 1.96
D | 4002 | 2016-11-07 | 21 | ON | 23.46 | 3.93 | 1.06 | 0.07 | 0.17 | 0.57 | 0.18 | 0.02 | -0.26 | -0.1 | 0 | 0.28 | 0.28 | 0.23 | 29.89 | 1395.988 | 2.05
D | 4002 | 2016-11-07 | 22 | ON | 14.83 | 3.93 | 1.06 | 0.07 | 0.04 | 0.61 | 0 | 0 | -0.19 | -0.1 | 0 | 0.28 | 0.28 | 0.23 | 21.04 | 1281.022 | 1.78
D | 4002 | 2016-11-07 | 23 | ON | 14.96 | 3.93 | 1.06 | 0.07 | 0.2 | 0.67 | 0 | 0.01 | -0.18 | -0.1 | 0 | 0.28 | 0.28 | 0.23 | 21.41 | 1160.459 | 2
D | 4002 | 2016-11-07 | 24 | OFF | 16.17 | 3.93 | 1.06 | 0.07 | 0.15 | 0 | 0 | -0.03 | -0.04 | -0.1 | 0 | 0.28 | 0.28 | 0.23 | 22 | 1058.705 | 1.28
D | 4002 | 2016-11-08 | 1 | OFF | 15.5 | 3.93 | 1.09 | 0.11 | 0.1 | 0 | 0 | -0.02 | -0.15 | -0.1 | 0 | 0.28 | 0.28 | 0.23 | 21.25 | 998.808 | 1.3
D | 4002 | 2016-11-08 | 2 | OFF | 16.16 | 3.93 | 1.09 | 0.11 | 0.13 | 0 | 0 | 0.03 | -0.18 | -0.1 | 0 | 0.28 | 0.28 | 0.23 | 21.96 | 975.922 | 1.33
D | 4002 | 2016-11-08 | 3 | OFF | 16.95 | 3.93 | 1.09 | 0.11 | 0.09 | 0 | 0 | 0.02 | -0.15 | -0.1 | 0 | 0.28 | 0.28 | 0.23 | 22.73 | 961.697 | 1.29
D | 4002 | 2016-11-08 | 4 | OFF | 17.15 | 3.93 | 1.09 | 0.11 | 0.05 | 0 | 0 | 0.04 | -0.17 | -0.1 | 0 | 0.28 | 0.28 | 0.23 | 22.89 | 971.319 | 1.25
D | 4002 | 2016-11-08 | 5 | OFF | 22.27 | 3.93 | 1.09 | 0.11 | 0.16 | 0 | 0 | 0.01 | -0.18 | -0.1 | 0 | 0.28 | 0.28 | 0.23 | 28.08 | 1022.102 | 1.36
D | 4002 | 2016-11-08 | 6 | OFF | 20.11 | 3.93 | 1.09 | 0.11 | 0.2 | 0 | 0 | 0.06 | -0.15 | -0.1 | 0 | 0.28 | 0.28 | 0.23 | 26.04 | 1147.468 | 1.4
D | 4002 | 2016-11-08 | 7 | OFF | 34.5 | 3.93 | 1.09 | 0.11 | 1.26 | 0 | 0.51 | 0.03 | -0.33 | -0.1 | 0 | 0.28 | 0.28 | 0.23 | 41.79 | 1314.419 | 2.97
D | 4002 | 2016-11-08 | 8 | ON | 34.61 | 3.93 | 1.09 | 0.11 | 0.55 | 0.53 | 0 | 0.05 | -0.26 | -0.1 | 0.02 | 0.28 | 0.28 | 0.23 | 41.32 | 1379.941 | 2.3
D | 4002 | 2016-11-08 | 9 | ON | 24.51 | 3.93 | 1.09 | 0.11 | 0.17 | 0.5 | 0.03 | 0.04 | -0.2 | -0.1 | 0 | 0.28 | 0.28 | 0.23 | 30.87 | 1385.862 | 1.9
D | 4002 | 2016-11-08 | 10 | ON | 17.37 | 3.93 | 1.09 | 0.11 | 0.1 | 0.54 | 0.01 | 0.03 | -0.18 | -0.1 | 0 | 0.28 | 0.28 | 0.23 | 23.69 | 1374.888 | 1.85
D | 4002 | 2016-11-08 | 11 | ON | 19.45 | 3.93 | 1.09 | 0.11 | 0.14 | 0.57 | 0 | 0.03 | -0.2 | -0.1 | 0 | 0.28 | 0.28 | 0.23 | 25.81 | 1362.216 | 1.91
D | 4002 | 2016-11-08 | 12 | ON | 18.2 | 3.93 | 1.09 | 0.11 | 0.13 | 0.57 | 0 | 0.02 | -0.18 | -0.1 | 0 | 0.28 | 0.28 | 0.23 | 24.56 | 1350.286 | 1.9
D | 4002 | 2016-11-08 | 13 | ON | 17.73 | 3.93 | 1.09 | 0.11 | 0.08 | 0.58 | 0 | 0.07 | -0.17 | -0.1 | 0 | 0.28 | 0.28 | 0.23 | 24.11 | 1335.11 | 1.86
D | 4002 | 2016-11-08 | 14 | ON | 17.36 | 3.93 | 1.09 | 0.11 | 0.08 | 0.59 | 0 | -0.01 | -0.15 | -0.1 | 0 | 0.28 | 0.28 | 0.23 | 23.69 | 1334.955 | 1.87
D | 4002 | 2016-11-08 | 15 | ON | 19.15 | 3.93 | 1.09 | 0.11 | 0.12 | 0.61 | 0.03 | 0.04 | -0.13 | -0.1 | 0 | 0.28 | 0.28 | 0.23 | 25.64 | 1325.175 | 1.96
D | 4002 | 2016-11-08 | 16 | ON | 19.26 | 3.93 | 1.09 | 0.11 | 0.11 | 0.6 | 0.1 | 0.03 | -0.17 | -0.1 | 0 | 0.28 | 0.28 | 0.23 | 25.75 | 1327.362 | 2.01
D | 4002 | 2016-11-08 | 17 | ON | 40.34 | 3.93 | 1.09 | 0.11 | 0.16 | 0.57 | 0.46 | 0.01 | -0.28 | -0.1 | 0.03 | 0.28 | 0.28 | 0.23 | 47.11 | 1400.446 | 2.42
D | 4002 | 2016-11-08 | 18 | ON | 31.57 | 3.93 | 1.09 | 0.11 | 0.12 | 0.54 | 0.13 | 0.07 | -0.3 | -0.1 | 0.03 | 0.28 | 0.28 | 0.23 | 37.98 | 1498.929 | 2.02
D | 4002 | 2016-11-08 | 19 | ON | 22.7 | 3.93 | 1.09 | 0.11 | 0.08 | 0.54 | 0.01 | 0.05 | -0.24 | -0.1 | 0 | 0.28 | 0.28 | 0.23 | 28.96 | 1486.538 | 1.83
D | 4002 | 2016-11-08 | 20 | ON | 19.77 | 3.93 | 1.09 | 0.11 | 0.14 | 0.56 | 0.04 | 0.03 | -0.21 | -0.1 | 0 | 0.28 | 0.28 | 0.23 | 26.15 | 1436.413 | 1.94
D | 4002 | 2016-11-08 | 21 | ON | 24.67 | 3.93 | 1.09 | 0.11 | 0.09 | 0.58 | 0.23 | 0 | -0.17 | -0.1 | 0 | 0.28 | 0.28 | 0.23 | 31.22 | 1359.021 | 2.1
D | 4002 | 2016-11-08 | 22 | ON | 19.64 | 3.93 | 1.09 | 0.11 | 0.09 | 0.63 | 0 | 0.03 | -0.14 | -0.1 | 0 | 0.28 | 0.28 | 0.23 | 26.07 | 1251.479 | 1.92
D | 4002 | 2016-11-08 | 23 | ON | 17.34 | 3.93 | 1.09 | 0.11 | 0.15 | 0.68 | 0 | 0.01 | -0.15 | -0.1 | 0 | 0.28 | 0.28 | 0.23 | 23.85 | 1138.843 | 2.03
D | 4002 | 2016-11-08 | 24 | OFF | 17.42 | 3.93 | 1.09 | 0.11 | 0.23 | 0 | 0 | 0.02 | -0.11 | -0.1 | 0 | 0.28 | 0.28 | 0.23 | 23.38 | 1049.638 | 1.43
D | 4002 | 2016-11-09 | 1 | OFF | 41.58 | 3.93 | 0.71 | 0 | 0.21 | 0 | 0 | -0.08 | -0.19 | -0.1 | 0 | 0.28 | 0.28 | 0.23 | 46.85 | 992.802 | 0.92
D | 4002 | 2016-11-09 | 2 | OFF | 19.37 | 3.93 | 0.71 | 0 | 0.23 | 0 | 0 | 0.03 | -0.16 | -0.1 | 0 | 0.28 | 0.28 | 0.23 | 24.8 | 960.137 | 0.94
D | 4002 | 2016-11-09 | 3 | OFF | 18.5 | 3.93 | 0.71 | 0 | 0.22 | 0 | 0 | 0 | -0.14 | -0.1 | 0 | 0.28 | 0.28 | 0.23 | 23.91 | 940.222 | 0.93
D | 4002 | 2016-11-09 | 4 | OFF | 16.33 | 3.93 | 0.71 | 0 | 0.18 | 0 | 0 | 0.02 | -0.14 | -0.1 | 0 | 0.28 | 0.28 | 0.23 | 21.72 | 944.371 | 0.89
D | 4002 | 2016-11-09 | 5 | OFF | 16.89 | 3.93 | 0.71 | 0 | 0.11 | 0 | 0 | 0 | -0.16 | -0.1 | 0 | 0.28 | 0.28 | 0.23 | 22.17 | 987.123 | 0.82
D | 4002 | 2016-11-09 | 6 | OFF | 17.19 | 3.93 | 0.71 | 0 | 0.15 | 0 | 0 | 0.03 | -0.15 | -0.1 | 0 | 0.28 | 0.28 | 0.23 | 22.55 | 1108.141 | 0.86
D | 4002 | 2016-11-09 | 7 | OFF | 18.28 | 3.93 | 0.71 | 0 | 0.15 | 0 | 0 | 0 | -0.25 | -0.1 | 0 | 0.28 | 0.28 | 0.23 | 23.51 | 1285.93 | 0.86
D | 4002 | 2016-11-09 | 8 | ON | 25.08 | 3.93 | 0.71 | 0 | 0.31 | 0.6 | 0 | 0.07 | -0.2 | -0.1 | 0 | 0.28 | 0.28 | 0.23 | 31.19 | 1354.55 | 1.62
D | 4002 | 2016-11-09 | 9 | ON | 34.98 | 3.93 | 0.71 | 0 | 0.25 | 0.59 | 0 | 0.04 | -0.23 | -0.1 | 0 | 0.28 | 0.28 | 0.23 | 40.96 | 1366.44 | 1.55
D | 4002 | 2016-11-09 | 10 | ON | 26.46 | 3.93 | 0.71 | 0 | 0.1 | 0.59 | 0 | -0.03 | -0.22 | -0.1 | 0.01 | 0.28 | 0.28 | 0.23 | 32.24 | 1380.911 | 1.41
D | 4002 | 2016-11-09 | 11 | ON | 43.86 | 3.93 | 0.71 | 0 | 0.15 | 0.58 | 0.43 | 0.02 | -0.28 | -0.1 | 0.01 | 0.28 | 0.28 | 0.23 | 50.1 | 1393.967 | 1.88
D | 4002 | 2016-11-09 | 12 | ON | 23.29 | 3.93 | 0.71 | 0 | 0.1 | 0.58 | 0 | 0.05 | -0.2 | -0.1 | 0 | 0.28 | 0.28 | 0.23 | 29.15 | 1383.271 | 1.39
D | 4002 | 2016-11-09 | 13 | ON | 29.03 | 3.93 | 0.71 | 0 | 0.13 | 0.59 | 0 | 0.05 | -0.25 | -0.1 | 0.01 | 0.28 | 0.28 | 0.23 | 34.89 | 1379.771 | 1.44
D | 4002 | 2016-11-09 | 14 | ON | 18.97 | 3.93 | 0.71 | 0 | 0.05 | 0.58 | 0 | 0.04 | -0.19 | -0.1 | 0 | 0.28 | 0.28 | 0.23 | 24.78 | 1383.782 | 1.34
D | 4002 | 2016-11-09 | 15 | ON | 19.95 | 3.93 | 0.71 | 0 | 0.07 | 0.59 | 0 | 0.03 | -0.19 | -0.1 | 0 | 0.28 | 0.28 | 0.23 | 25.78 | 1371.385 | 1.37
D | 4002 | 2016-11-09 | 16 | ON | 25.53 | 3.93 | 0.71 | 0 | 0.08 | 0.58 | 0.27 | 0.04 | -0.2 | -0.1 | 0 | 0.28 | 0.28 | 0.23 | 31.63 | 1385.06 | 1.64
D | 4002 | 2016-11-09 | 17 | ON | 32.73 | 3.93 | 0.71 | 0 | 0.17 | 0.55 | 0 | 0.1 | -0.27 | -0.1 | 0 | 0.28 | 0.28 | 0.23 | 38.61 | 1462.462 | 1.43
D | 4002 | 2016-11-09 | 18 | ON | 24.49 | 3.93 | 0.71 | 0 | 0.1 | 0.53 | 0 | 0.05 | -0.32 | -0.1 | 0.01 | 0.28 | 0.28 | 0.23 | 30.19 | 1528.785 | 1.35
D | 4002 | 2016-11-09 | 19 | ON | 22.63 | 3.93 | 0.71 | 0 | 0.09 | 0.54 | 0 | 0.03 | -0.25 | -0.1 | 0 | 0.28 | 0.28 | 0.23 | 28.37 | 1507.034 | 1.34
D | 4002 | 2016-11-09 | 20 | ON | 19.78 | 3.93 | 0.71 | 0 | 0.07 | 0.55 | 0 | 0.02 | -0.22 | -0.1 | 0 | 0.28 | 0.28 | 0.23 | 25.53 | 1451.796 | 1.33
D | 4002 | 2016-11-09 | 21 | ON | 19.72 | 3.93 | 0.71 | 0 | 0.06 | 0.58 | 0 | 0.02 | -0.19 | -0.1 | 0 | 0.28 | 0.28 | 0.23 | 25.52 | 1374.175 | 1.35
D | 4002 | 2016-11-09 | 22 | ON | 17.54 | 3.93 | 0.71 | 0 | 0.06 | 0.63 | 0 | 0.05 | -0.21 | -0.1 | 0 | 0.28 | 0.28 | 0.23 | 23.4 | 1257.715 | 1.4
D | 4002 | 2016-11-09 | 23 | ON | 16.45 | 3.93 | 0.71 | 0 | 0.12 | 0.7 | 0 | 0.05 | -0.15 | -0.1 | 0 | 0.28 | 0.28 | 0.23 | 22.5 | 1127.51 | 1.53
D | 4002 | 2016-11-09 | 24 | OFF | 13.96 | 3.93 | 0.71 | 0 | 0.15 | 0 | 0 | 0.01 | -0.13 | -0.1 | 0 | 0.28 | 0.28 | 0.23 | 19.32 | 1029.534 | 0.86
D | 4002 | 2016-11-10 | 1 | OFF | 14.92 | 3.93 | 0.31 | 0.13 | 0.45 | 0 | 0 | 0.01 | -0.15 | -0.1 | 0 | 0.28 | 0.28 | 0.23 | 20.29 | 971.033 | 0.89
D | 4002 | 2016-11-10 | 2 | OFF | 16.94 | 3.93 | 0.31 | 0.13 | 0.26 | 0 | 0 | 0.05 | -0.18 | -0.1 | 0 | 0.28 | 0.28 | 0.23 | 22.13 | 946.007 | 0.7
D | 4002 | 2016-11-10 | 3 | OFF | 19.62 | 3.93 | 0.31 | 0.13 | 0.23 | 0 | 0 | 0.01 | -0.17 | -0.1 | 0 | 0.28 | 0.28 | 0.23 | 24.75 | 938.197 | 0.67
D | 4002 | 2016-11-10 | 4 | OFF | 19.69 | 3.93 | 0.31 | 0.13 | 0.23 | 0 | 0 | 0.03 | -0.18 | -0.1 | 0 | 0.28 | 0.28 | 0.23 | 24.83 | 950.483 | 0.67
D | 4002 | 2016-11-10 | 5 | OFF | 17.53 | 3.93 | 0.31 | 0.13 | 0.14 | 0 | 0 | 0.03 | -0.19 | -0.1 | 0 | 0.28 | 0.28 | 0.23 | 22.57 | 1001.144 | 0.58
D | 4002 | 2016-11-10 | 6 | OFF | 20.9 | 3.93 | 0.31 | 0.13 | 0.26 | 0 | 0 | -0.01 | -0.27 | -0.1 | 0 | 0.28 | 0.28 | 0.23 | 25.94 | 1126.779 | 0.7
D | 4002 | 2016-11-10 | 7 | OFF | 23.57 | 3.93 | 0.31 | 0.13 | 0.31 | 0 | 0 | 0.01 | -0.31 | -0.1 | 0 | 0.28 | 0.28 | 0.23 | 28.64 | 1307.303 | 0.75
D | 4002 | 2016-11-10 | 8 | ON | 29.13 | 3.93 | 0.31 | 0.13 | 0.67 | 0.6 | 0 | 0.03 | -0.26 | -0.1 | 0 | 0.28 | 0.28 | 0.23 | 35.23 | 1375.437 | 1.71
D | 4002 | 2016-11-10 | 9 | ON | 23.2 | 3.93 | 0.31 | 0.13 | 0.2 | 0.6 | 0 | 0.03 | -0.22 | -0.1 | 0.01 | 0.28 | 0.28 | 0.23 | 28.88 | 1380.18 | 1.25
D | 4002 | 2016-11-10 | 10 | ON | 21.84 | 3.93 | 0.31 | 0.13 | 0.09 | 0.61 | 0 | 0.03 | -0.17 | -0.1 | 0 | 0.28 | 0.28 | 0.23 | 27.46 | 1372.357 | 1.14
D | 4002 | 2016-11-10 | 11 | ON | 25.83 | 3.93 | 0.31 | 0.13 | 0.13 | 0.61 | 0 | 0.05 | -0.17 | -0.1 | 0 | 0.28 | 0.28 | 0.23 | 31.51 | 1365.396 | 1.18
D | 4002 | 2016-11-10 | 12 | ON | 22.67 | 3.93 | 0.31 | 0.13 | 0.08 | 0.62 | 0 | 0.03 | -0.17 | -0.1 | 0 | 0.28 | 0.28 | 0.23 | 28.29 | 1350.644 | 1.14
D | 4002 | 2016-11-10 | 13 | ON | 20.79 | 3.93 | 0.31 | 0.13 | 0.16 | 0.63 | 0 | 0.02 | -0.14 | -0.1 | 0 | 0.28 | 0.28 | 0.23 | 26.52 | 1333.789 | 1.23
D | 4002 | 2016-11-10 | 14 | ON | 20.92 | 3.93 | 0.31 | 0.13 | 0.12 | 0.62 | 0 | 0.02 | -0.14 | -0.1 | 0 | 0.28 | 0.28 | 0.23 | 26.6 | 1332.339 | 1.18
D | 4002 | 2016-11-10 | 15 | ON | 21.27 | 3.93 | 0.31 | 0.13 | 0.18 | 0.62 | 0 | -0.01 | -0.14 | -0.1 | 0 | 0.28 | 0.28 | 0.23 | 26.98 | 1314.834 | 1.24
D | 4002 | 2016-11-10 | 16 | ON | 20.4 | 3.93 | 0.31 | 0.13 | 0.12 | 0.61 | 0 | 0.05 | -0.15 | -0.1 | 0 | 0.28 | 0.28 | 0.23 | 26.09 | 1323.601 | 1.17
D | 4002 | 2016-11-10 | 17 | ON | 26.58 | 3.93 | 0.31 | 0.13 | 0.14 | 0.57 | 0 | 0.01 | -0.23 | -0.1 | 0.01 | 0.28 | 0.28 | 0.23 | 32.14 | 1409.842 | 1.16
D | 4002 | 2016-11-10 | 18 | ON | 25.05 | 3.93 | 0.31 | 0.13 | 0.11 | 0.54 | 0 | 0.05 | -0.29 | -0.1 | 0.01 | 0.28 | 0.28 | 0.23 | 30.53 | 1503.841 | 1.1
D | 4002 | 2016-11-10 | 19 | ON | 22.29 | 3.93 | 0.31 | 0.13 | 0.14 | 0.54 | 0 | 0.03 | -0.25 | -0.1 | 0 | 0.28 | 0.28 | 0.23 | 27.81 | 1486.77 | 1.12
D | 4002 | 2016-11-10 | 20 | ON | 21.39 | 3.93 | 0.31 | 0.13 | 0.12 | 0.56 | 0 | 0.01 | -0.24 | -0.1 | 0 | 0.28 | 0.28 | 0.23 | 26.9 | 1440.573 | 1.12
D | 4002 | 2016-11-10 | 21 | ON | 20.88 | 3.93 | 0.31 | 0.13 | 0.11 | 0.59 | 0 | 0.04 | -0.21 | -0.1 | 0 | 0.28 | 0.28 | 0.23 | 26.47 | 1369.834 | 1.14
D | 4002 | 2016-11-10 | 22 | ON | 19.31 | 3.93 | 0.31 | 0.13 | 0.12 | 0.62 | 0 | -0.03 | -0.2 | -0.1 | 0 | 0.28 | 0.28 | 0.23 | 24.88 | 1265.31 | 1.18
D | 4002 | 2016-11-10 | 23 | ON | 20.89 | 3.93 | 0.31 | 0.13 | 0.31 | 0.68 | 0 | -0.01 | -0.19 | -0.1 | 0 | 0.28 | 0.28 | 0.23 | 26.74 | 1141.997 | 1.43
D | 4002 | 2016-11-10 | 24 | OFF | 20.26 | 3.93 | 0.31 | 0.13 | 0.28 | 0 | 0 | 0.07 | -0.14 | -0.1 | 0 | 0.28 | 0.28 | 0.23 | 25.53 | 1048.167 | 0.72
D | 4002 | 2016-11-11 | 1 | OFF | 10.98 | 3.93 | 0.47 | 0.01 | 0.4 | 0 | 0 | 0.01 | -0.13 | -0.1 | 0 | 0.28 | 0.28 | 0.23 | 16.36 | 984.361 | 0.88
D | 4002 | 2016-11-11 | 2 | OFF | 15.66 | 3.93 | 0.47 | 0.01 | 0.06 | 0 | 0 | 0.02 | -0.14 | -0.1 | 0 | 0.28 | 0.28 | 0.23 | 20.7 | 950.216 | 0.54
D | 4002 | 2016-11-11 | 3 | OFF | -11 | 3.93 | 0.47 | 0.01 | 0.16 | 0 | 0 | -0.03 | -0.1 | -0.1 | 0 | 0.28 | 0.28 | 0.23 | -5.87 | 935.947 | 0.64
D | 4002 | 2016-11-11 | 4 | OFF | -21.22 | 3.93 | 0.47 | 0.01 | 0.38 | 0 | 0 | -0.05 | -0.11 | -0.1 | 0 | 0.28 | 0.28 | 0.23 | -15.9 | 939.594 | 0.86
D | 4002 | 2016-11-11 | 5 | OFF | 10.73 | 3.93 | 0.47 | 0.01 | 0.19 | 0 | 0 | 0.02 | -0.13 | -0.1 | 0 | 0.28 | 0.28 | 0.23 | 15.91 | 977.837 | 0.67
D | 4002 | 2016-11-11 | 6 | OFF | 15.95 | 3.93 | 0.47 | 0.01 | 0.12 | 0 | 0 | 0.06 | -0.15 | -0.1 | 0 | 0.28 | 0.28 | 0.23 | 21.08 | 1071.176 | 0.6
D | 4002 | 2016-11-11 | 7 | OFF | 16.25 | 3.93 | 0.47 | 0.01 | 0.24 | 0 | 0 | 0.01 | -0.17 | -0.1 | 0 | 0.28 | 0.28 | 0.23 | 21.43 | 1196.462 | 0.72
D | 4002 | 2016-11-11 | 8 | ON | 16.52 | 3.93 | 0.47 | 0.01 | 0.15 | 0.63 | 0 | 0.03 | -0.18 | -0.1 | 0 | 0.28 | 0.28 | 0.23 | 22.25 | 1283.944 | 1.26
D | 4002 | 2016-11-11 | 9 | ON | 17.4 | 3.93 | 0.47 | 0.01 | 0.12 | 0.62 | 0 | 0.02 | -0.18 | -0.1 | 0 | 0.28 | 0.28 | 0.23 | 23.08 | 1339.608 | 1.22
D | 4002 | 2016-11-11 | 10 | ON | 24.73 | 3.93 | 0.47 | 0.01 | 0.08 | 0.61 | 0 | 0.1 | -0.17 | -0.1 | 0 | 0.28 | 0.28 | 0.23 | 30.45 | 1367.18 | 1.17
D | 4002 | 2016-11-11 | 11 | ON | 19.01 | 3.93 | 0.47 | 0.01 | 0.07 | 0.61 | 0 | 0.02 | -0.14 | -0.1 | 0 | 0.28 | 0.28 | 0.23 | 24.67 | 1373.26 | 1.16
D | 4002 | 2016-11-11 | 12 | ON | 18.15 | 3.93 | 0.47 | 0.01 | 0.07 | 0.61 | 0 | 0.01 | -0.12 | -0.1 | 0 | 0.28 | 0.28 | 0.23 | 23.82 | 1368.755 | 1.16
D | 4002 | 2016-11-11 | 13 | ON | 17.44 | 3.93 | 0.47 | 0.01 | 0.07 | 0.62 | 0 | 0 | -0.12 | -0.1 | 0 | 0.28 | 0.28 | 0.23 | 23.11 | 1342.567 | 1.17
D | 4002 | 2016-11-11 | 14 | ON | 17.06 | 3.93 | 0.47 | 0.01 | 0.09 | 0.62 | 0 | 0.01 | -0.12 | -0.1 | 0 | 0.28 | 0.28 | 0.23 | 22.76 | 1334.35 | 1.19
D | 4002 | 2016-11-11 | 15 | ON | 16.57 | 3.93 | 0.47 | 0.01 | 0.08 | 0.62 | 0 | -0.07 | -0.12 | -0.1 | 0 | 0.28 | 0.28 | 0.23 | 22.18 | 1331.799 | 1.18
D | 4002 | 2016-11-11 | 16 | ON | 14.68 | 3.93 | 0.47 | 0.01 | 0.08 | 0.61 | 0 | 0.04 | -0.12 | -0.1 | 0 | 0.28 | 0.28 | 0.23 | 20.39 | 1344.649 | 1.17
D | 4002 | 2016-11-11 | 17 | ON | 24.25 | 3.93 | 0.47 | 0.01 | 0.16 | 0.57 | 0 | 0.01 | -0.22 | -0.1 | 0 | 0.28 | 0.28 | 0.23 | 29.87 | 1429.864 | 1.21
D | 4002 | 2016-11-11 | 18 | ON | 25.96 | 3.93 | 0.47 | 0.01 | 0.15 | 0.54 | 0 | 0.06 | -0.26 | -0.1 | 0 | 0.28 | 0.28 | 0.23 | 31.55 | 1516.438 | 1.17
D | 4002 | 2016-11-11 | 19 | ON | 17.99 | 3.93 | 0.47 | 0.01 | 0.1 | 0.55 | 0 | 0.03 | -0.28 | -0.1 | 0 | 0.28 | 0.28 | 0.23 | 23.49 | 1491.166 | 1.13
D | 4002 | 2016-11-11 | 20 | ON | 42.71 | 3.93 | 0.47 | 0.01 | 0.31 | 0.57 | 0.05 | -0.03 | -0.41 | -0.1 | 0 | 0.28 | 0.28 | 0.23 | 48.3 | 1438.823 | 1.41
D | 4002 | 2016-11-11 | 21 | ON | 23.15 | 3.93 | 0.47 | 0.01 | 0.17 | 0.59 | 0 | 0.04 | -0.22 | -0.1 | 0 | 0.28 | 0.28 | 0.23 | 28.83 | 1379.292 | 1.24
D | 4002 | 2016-11-11 | 22 | ON | 17.18 | 3.93 | 0.47 | 0.01 | 0.09 | 0.62 | 0 | 0.04 | -0.15 | -0.1 | 0 | 0.28 | 0.28 | 0.23 | 22.88 | 1295.1 | 1.19
D | 4002 | 2016-11-11 | 23 | ON | 17.01 | 3.93 | 0.47 | 0.01 | 0.11 | 0.67 | 0 | 0.04 | -0.16 | -0.1 | 0 | 0.28 | 0.28 | 0.23 | 22.77 | 1189.684 | 1.26
D | 4002 | 2016-11-11 | 24 | OFF | 16.54 | 3.93 | 0.47 | 0.01 | 0.25 | 0 | 0 | 0.02 | -0.16 | -0.1 | 0 | 0.28 | 0.28 | 0.23 | 21.75 | 1091.891 | 0.73
D | 4002 | 2016-11-12 | 1 | OFF | 16.26 | 3.93 | 0.25 | 0.13 | 0.1 | 0 | 0 | 0 | -0.12 | -0.1 | 0 | 0.28 | 0.28 | 0.23 | 21.24 | 1024.993 | 0.48
D | 4002 | 2016-11-12 | 2 | OFF | 15.06 | 3.93 | 0.25 | 0.13 | 0.1 | 0 | 0 | 0.02 | -0.1 | -0.1 | 0 | 0.28 | 0.28 | 0.23 | 20.08 | 990.821 | 0.48
D | 4002 | 2016-11-12 | 3 | OFF | 14.62 | 3.93 | 0.25 | 0.13 | 0.12 | 0 | 0 | 0.03 | -0.14 | -0.1 | 0 | 0.28 | 0.28 | 0.23 | 19.63 | 973.5 | 0.5
D | 4002 | 2016-11-12 | 4 | OFF | 16.35 | 3.93 | 0.25 | 0.13 | 0.13 | 0 | 0 | 0.02 | -0.18 | -0.1 | 0 | 0.28 | 0.28 | 0.23 | 21.32 | 972.463 | 0.51
D | 4002 | 2016-11-12 | 5 | OFF | 16.75 | 3.93 | 0.25 | 0.13 | 0.1 | 0 | 0 | 0.03 | -0.2 | -0.1 | 0 | 0.28 | 0.28 | 0.23 | 21.68 | 989.956 | 0.48
D | 4002 | 2016-11-12 | 6 | OFF | 20.56 | 3.93 | 0.25 | 0.13 | 0.13 | 0 | 0 | 0.05 | -0.2 | -0.1 | 0 | 0.28 | 0.28 | 0.23 | 25.54 | 1043.622 | 0.51
D | 4002 | 2016-11-12 | 7 | OFF | 17.48 | 3.93 | 0.25 | 0.13 | 0.2 | 0 | 0 | 0.05 | -0.18 | -0.1 | 0 | 0.28 | 0.28 | 0.23 | 22.55 | 1120.54 | 0.58
D | 4002 | 2016-11-12 | 8 | OFF | 15.12 | 3.93 | 0.25 | 0.13 | 0.17 | 0 | 0 | 0.05 | -0.14 | -0.1 | 0 | 0.28 | 0.28 | 0.23 | 20.2 | 1203.727 | 0.55
D | 4002 | 2016-11-12 | 9 | OFF | 18.82 | 3.93 | 0.25 | 0.13 | 0.14 | 0 | 0 | 0.05 | -0.2 | -0.1 | 0 | 0.28 | 0.28 | 0.23 | 23.81 | 1276.375 | 0.52
D | 4002 | 2016-11-12 | 10 | OFF | 16.59 | 3.93 | 0.25 | 0.13 | 0.08 | 0 | 0 | 0.05 | -0.17 | -0.1 | 0 | 0.28 | 0.28 | 0.23 | 21.55 | 1301.251 | 0.46
D | 4002 | 2016-11-12 | 11 | OFF | 15.66 | 3.93 | 0.25 | 0.13 | 0.08 | 0 | 0 | 0.04 | -0.17 | -0.1 | 0 | 0.28 | 0.28 | 0.23 | 20.61 | 1293.433 | 0.46
D | 4002 | 2016-11-12 | 12 | OFF | 14.63 | 3.93 | 0.25 | 0.13 | 0.1 | 0 | 0 | 0.04 | -0.12 | -0.1 | 0 | 0.28 | 0.28 | 0.23 | 19.65 | 1267.278 | 0.48
D | 4002 | 2016-11-12 | 13 | OFF | 14.86 | 3.93 | 0.25 | 0.13 | 0.07 | 0 | 0 | 0.08 | -0.1 | -0.1 | 0 | 0.28 | 0.28 | 0.23 | 19.91 | 1237.308 | 0.45
D | 4002 | 2016-11-12 | 14 | OFF | 14.25 | 3.93 | 0.25 | 0.13 | 0.11 | 0 | 0 | 0.04 | -0.11 | -0.1 | 0 | 0.28 | 0.28 | 0.23 | 19.29 | 1213.773 | 0.49
D | 4002 | 2016-11-12 | 15 | OFF | 14.48 | 3.93 | 0.25 | 0.13 | 0.06 | 0 | 0 | 0.05 | -0.1 | -0.1 | 0 | 0.28 | 0.28 | 0.23 | 19.49 | 1202.233 | 0.44
D | 4002 | 2016-11-12 | 16 | OFF | 14.51 | 3.93 | 0.25 | 0.13 | 0.07 | 0 | 0 | 0.03 | -0.09 | -0.1 | 0 | 0.28 | 0.28 | 0.23 | 19.52 | 1222.734 | 0.45
D | 4002 | 2016-11-12 | 17 | OFF | 19.29 | 3.93 | 0.25 | 0.13 | 0.12 | 0 | 0 | 0.06 | -0.18 | -0.1 | 0 | 0.28 | 0.28 | 0.23 | 24.29 | 1324.598 | 0.5
D | 4002 | 2016-11-12 | 18 | OFF | 26.52 | 3.93 | 0.25 | 0.13 | 0.22 | 0 | 0 | 0.08 | -0.23 | -0.1 | 0 | 0.28 | 0.28 | 0.23 | 31.59 | 1421.789 | 0.6
D | 4002 | 2016-11-12 | 19 | OFF | 17.67 | 3.93 | 0.25 | 0.13 | 0.16 | 0 | 0 | 0.02 | -0.17 | -0.1 | 0 | 0.28 | 0.28 | 0.23 | 22.68 | 1394.236 | 0.54
D | 4002 | 2016-11-12 | 20 | OFF | 15 | 3.93 | 0.25 | 0.13 | 0.09 | 0 | 0 | 0.03 | -0.17 | -0.1 | 0 | 0.28 | 0.28 | 0.23 | 19.95 | 1343.624 | 0.47
D | 4002 | 2016-11-12 | 21 | OFF | 15.03 | 3.93 | 0.25 | 0.13 | 0.07 | 0 | 0 | 0.03 | -0.13 | -0.1 | 0 | 0.28 | 0.28 | 0.23 | 20 | 1291.271 | 0.45
D | 4002 | 2016-11-12 | 22 | OFF | 14.6 | 3.93 | 0.25 | 0.13 | 0.11 | 0 | 0 | 0.04 | -0.13 | -0.1 | 0 | 0.28 | 0.28 | 0.23 | 19.62 | 1211.175 | 0.49
D | 4002 | 2016-11-12 | 23 | OFF | 13.96 | 3.93 | 0.25 | 0.13 | 0.17 | 0 | 0 | 0.02 | -0.11 | -0.1 | 0 | 0.28 | 0.28 | 0.23 | 19.04 | 1116.131 | 0.55
D | 4002 | 2016-11-12 | 24 | OFF | 15.01 | 3.93 | 0.25 | 0.13 | 0.28 | 0 | 0 | 0.02 | -0.12 | -0.1 | 0 | 0.28 | 0.28 | 0.23 | 20.19 | 1025.99 | 0.66
D | 4002 | 2016-11-13 | 1 | OFF | 14.92 | 3.93 | 0.28 | 0 | 0.46 | 0 | 0 | 0.02 | -0.11 | -0.1 | 0 | 0.28 | 0.28 | 0.23 | 20.19 | 958.219 | 0.74
D | 4002 | 2016-11-13 | 2 | OFF | 13.47 | 3.93 | 0.28 | 0 | 0.25 | 0 | 0 | 0.04 | -0.1 | -0.1 | 0 | 0.28 | 0.28 | 0.23 | 18.56 | 920.535 | 0.53
D | 4002 | 2016-11-13 | 3 | OFF | 12.48 | 3.93 | 0.28 | 0 | 0.21 | 0 | 0 | 0.03 | -0.12 | -0.1 | 0 | 0.28 | 0.28 | 0.23 | 17.5 | 896.88 | 0.49
D | 4002 | 2016-11-13 | 4 | OFF | 14.57 | 3.93 | 0.28 | 0 | 0.21 | 0 | 0 | 0.02 | -0.12 | -0.1 | 0 | 0.28 | 0.28 | 0.23 | 19.58 | 885.551 | 0.49
D | 4002 | 2016-11-13 | 5 | OFF | 14.42 | 3.93 | 0.28 | 0 | 0.21 | 0 | 0 | 0.03 | -0.12 | -0.1 | 0 | 0.28 | 0.28 | 0.23 | 19.44 | 895.989 | 0.49
D | 4002 | 2016-11-13 | 6 | OFF | 15.03 | 3.93 | 0.28 | 0 | 0.28 | 0 | 0 | 0.06 | -0.12 | -0.1 | 0 | 0.28 | 0.28 | 0.23 | 20.15 | 930.397 | 0.56
D | 4002 | 2016-11-13 | 7 | OFF | 14.47 | 3.93 | 0.28 | 0 | 0.35 | 0 | 0 | 0.04 | -0.12 | -0.1 | 0 | 0.28 | 0.28 | 0.23 | 19.64 | 990.223 | 0.63
D | 4002 | 2016-11-13 | 8 | OFF | 14.59 | 3.93 | 0.28 | 0 | 0.2 | 0 | 0 | 0.02 | -0.14 | -0.1 | 0 | 0.28 | 0.28 | 0.23 | 19.57 | 1067.855 | 0.48
D | 4002 | 2016-11-13 | 9 | OFF | 15.1 | 3.93 | 0.28 | 0 | 0.13 | 0 | 0 | 0.06 | -0.17 | -0.1 | 0 | 0.28 | 0.28 | 0.23 | 20.02 | 1157.455 | 0.41
D | 4002 | 2016-11-13 | 10 | OFF | 14.32 | 3.93 | 0.28 | 0 | 0.11 | 0 | 0 | 0.05 | -0.18 | -0.1 | 0 | 0.28 | 0.28 | 0.23 | 19.2 | 1191.886 | 0.39
D | 4002 | 2016-11-13 | 11 | OFF | 14.45 | 3.93 | 0.28 | 0 | 0.11 | 0 | 0 | 0.03 | -0.18 | -0.1 | 0 | 0.28 | 0.28 | 0.23 | 19.31 | 1192.791 | 0.39
D | 4002 | 2016-11-13 | 12 | OFF | 14.57 | 3.93 | 0.28 | 0 | 0.07 | 0 | 0 | 0.03 | -0.13 | -0.1 | 0 | 0.28 | 0.28 | 0.23 | 19.44 | 1188.911 | 0.35
D | 4002 | 2016-11-13 | 13 | OFF | 14.56 | 3.93 | 0.28 | 0 | 0.07 | 0 | 0 | 0.03 | -0.13 | -0.1 | 0 | 0.28 | 0.28 | 0.23 | 19.43 | 1183.35 | 0.35
D | 4002 | 2016-11-13 | 14 | OFF | 14.2 | 3.93 | 0.28 | 0 | 0.09 | 0 | 0 | 0.04 | -0.12 | -0.1 | 0 | 0.28 | 0.28 | 0.23 | 19.11 | 1168.643 | 0.37
D | 4002 | 2016-11-13 | 15 | OFF | 14.91 | 3.93 | 0.28 | 0 | 0.08 | 0 | 0 | 0.04 | -0.09 | -0.1 | 0 | 0.28 | 0.28 | 0.23 | 19.84 | 1165.649 | 0.36
D | 4002 | 2016-11-13 | 16 | OFF | 16.94 | 3.93 | 0.28 | 0 | 0.08 | 0 | 0 | 0.05 | -0.12 | -0.1 | 0 | 0.28 | 0.28 | 0.23 | 21.85 | 1193.786 | 0.36
D | 4002 | 2016-11-13 | 17 | OFF | 24.48 | 3.93 | 0.28 | 0 | 0.09 | 0 | 0 | 0.05 | -0.17 | -0.1 | 0 | 0.28 | 0.28 | 0.23 | 29.35 | 1306.787 | 0.37
D | 4002 | 2016-11-13 | 18 | OFF | 35.33 | 3.93 | 0.28 | 0 | 0.19 | 0 | 0 | 0.16 | -0.23 | -0.1 | 0 | 0.28 | 0.28 | 0.23 | 40.35 | 1416.952 | 0.47
D | 4002 | 2016-11-13 | 19 | OFF | 19.64 | 3.93 | 0.28 | 0 | 0.1 | 0 | 0 | 0.03 | -0.17 | -0.1 | 0 | 0.28 | 0.28 | 0.23 | 24.5 | 1395.793 | 0.38
D | 4002 | 2016-11-13 | 20 | OFF | 18.98 | 3.93 | 0.28 | 0 | 0.1 | 0 | 0 | 0.04 | -0.15 | -0.1 | 0 | 0.28 | 0.28 | 0.23 | 23.87 | 1332.774 | 0.38
D | 4002 | 2016-11-13 | 21 | OFF | 18.49 | 3.93 | 0.28 | 0 | 0.1 | 0 | 0 | 0.04 | -0.12 | -0.1 | 0 | 0.28 | 0.28 | 0.23 | 23.41 | 1267.487 | 0.38
D | 4002 | 2016-11-13 | 22 | OFF | 16.07 | 3.93 | 0.28 | 0 | 0.1 | 0 | 0 | 0.07 | -0.13 | -0.1 | 0 | 0.28 | 0.28 | 0.23 | 21.01 | 1163.737 | 0.38
D | 4002 | 2016-11-13 | 23 | OFF | 14.18 | 3.93 | 0.28 | 0 | 0.26 | 0 | 0 | 0.03 | -0.1 | -0.1 | 0 | 0.28 | 0.28 | 0.23 | 19.27 | 1064.736 | 0.54
D | 4002 | 2016-11-13 | 24 | OFF | 14.29 | 3.93 | 0.28 | 0 | 0.22 | 0 | 0 | 0.05 | -0.13 | -0.1 | 0 | 0.28 | 0.28 | 0.23 | 19.33 | 982.905 | 0.5
D | 4002 | 2016-11-14 | 1 | OFF | 13.33 | 3.93 | 0.72 | 0 | 0.14 | 0 | 0 | 0.05 | -0.07 | -0.1 | 0 | 0.28 | 0.28 | 0.23 | 18.79 | 923.237 | 0.86
D | 4002 | 2016-11-14 | 2 | OFF | 11.51 | 3.93 | 0.72 | 0 | 0.11 | 0 | 0 | 0.03 | -0.01 | -0.1 | 0 | 0.28 | 0.28 | 0.23 | 16.98 | 898.898 | 0.83
D | 4002 | 2016-11-14 | 3 | OFF | 7.54 | 3.93 | 0.72 | 0 | 0.23 | 0 | 0 | 0.02 | -0.03 | -0.1 | 0 | 0.28 | 0.28 | 0.23 | 13.1 | 893.072 | 0.95
D | 4002 | 2016-11-14 | 4 | OFF | 9.83 | 3.93 | 0.72 | 0 | 0.17 | 0 | 0 | 0.02 | -0.02 | -0.1 | 0 | 0.28 | 0.28 | 0.23 | 15.34 | 907.638 | 0.89
D | 4002 | 2016-11-14 | 5 | OFF | 10.81 | 3.93 | 0.72 | 0 | 0.16 | 0 | 0 | 0.03 | -0.07 | -0.1 | 0 | 0.28 | 0.28 | 0.23 | 16.27 | 956.167 | 0.88
D | 4002 | 2016-11-14 | 6 | OFF | 9.35 | 3.93 | 0.72 | 0 | 0.3 | 0 | 0 | 0.03 | -0.14 | -0.1 | 0 | 0.28 | 0.28 | 0.23 | 14.88 | 1085.056 | 1.02
D | 4002 | 2016-11-14 | 7 | OFF | 15.59 | 3.93 | 0.72 | 0 | 0.31 | 0 | 0 | 0.07 | -0.2 | -0.1 | 0 | 0.28 | 0.28 | 0.23 | 21.11 | 1278.133 | 1.03
D | 4002 | 2016-11-14 | 8 | ON | 21.94 | 3.93 | 0.72 | 0 | 0.32 | 0.57 | 0 | 0.01 | -0.23 | -0.1 | 0.01 | 0.28 | 0.28 | 0.23 | 27.96 | 1359.626 | 1.62
D | 4002 | 2016-11-14 | 9 | ON | 27.74 | 3.93 | 0.72 | 0 | 0.12 | 0.57 | 0 | 0.02 | -0.26 | -0.1 | 0.01 | 0.28 | 0.28 | 0.23 | 33.54 | 1356.656 | 1.42
D | 4002 | 2016-11-14 | 10 | ON | 26.25 | 3.93 | 0.72 | 0 | 0.12 | 0.58 | 0 | 0.01 | -0.23 | -0.1 | 0 | 0.28 | 0.28 | 0.23 | 32.07 | 1347.27 | 1.42
D | 4002 | 2016-11-14 | 11 | ON | 22 | 3.93 | 0.72 | 0 | 0.1 | 0.59 | 0 | 0.05 | -0.2 | -0.1 | 0 | 0.28 | 0.28 | 0.23 | 27.88 | 1346.869 | 1.41
D | 4002 | 2016-11-14 | 12 | ON | 23.66 | 3.93 | 0.72 | 0 | 0.09 | 0.59 | 0 | 0.01 | -0.18 | -0.1 | 0 | 0.28 | 0.28 | 0.23 | 29.51 | 1342.021 | 1.4
D | 4002 | 2016-11-14 | 13 | ON | 24.71 | 3.93 | 0.72 | 0 | 0.08 | 0.59 | 0 | 0.06 | -0.13 | -0.1 | 0 | 0.28 | 0.28 | 0.23 | 30.65 | 1333.799 | 1.39
D | 4002 | 2016-11-14 | 14 | ON | 23.14 | 3.93 | 0.72 | 0 | 0.09 | 0.59 | 0 | 0.06 | -0.15 | -0.1 | 0 | 0.28 | 0.28 | 0.23 | 29.07 | 1331.736 | 1.4
D | 4002 | 2016-11-14 | 15 | ON | 26.53 | 3.93 | 0.72 | 0 | 0.08 | 0.59 | 0 | 0.07 | -0.12 | -0.1 | 0 | 0.28 | 0.28 | 0.23 | 32.49 | 1320.456 | 1.39
D | 4002 | 2016-11-14 | 16 | ON | 30.81 | 3.93 | 0.72 | 0 | 0.15 | 0.58 | 0 | 0 | -0.16 | -0.1 | 0.01 | 0.28 | 0.28 | 0.23 | 36.73 | 1325.143 | 1.46
D | 4002 | 2016-11-14 | 17 | ON | 45.36 | 3.93 | 0.72 | 0 | 0.23 | 0.54 | 0 | 0.06 | -0.23 | -0.1 | 0.02 | 0.28 | 0.28 | 0.23 | 51.32 | 1417.699 | 1.51
D | 4002 | 2016-11-14 | 18 | ON | 65.56 | 3.93 | 0.72 | 0 | 0.27 | 0.51 | 0.56 | 0.06 | -0.41 | -0.1 | 0.03 | 0.28 | 0.28 | 0.23 | 71.92 | 1517.589 | 2.09
D | 4002 | 2016-11-14 | 19 | ON | 35.36 | 3.93 | 0.72 | 0 | 0.26 | 0.52 | 0 | 0.05 | -0.23 | -0.1 | 0 | 0.28 | 0.28 | 0.23 | 41.3 | 1498.467 | 1.5
D | 4002 | 2016-11-14 | 20 | ON | 29.46 | 3.93 | 0.72 | 0 | 0.17 | 0.53 | 0 | 0.05 | -0.24 | -0.1 | 0 | 0.28 | 0.28 | 0.23 | 35.31 | 1438.975 | 1.42
D | 4002 | 2016-11-14 | 21 | ON | 30.27 | 3.93 | 0.72 | 0 | 0.15 | 0.56 | 0 | 0.09 | -0.2 | -0.1 | 0 | 0.28 | 0.28 | 0.23 | 36.21 | 1361.066 | 1.43
D | 4002 | 2016-11-14 | 22 | ON | 19.31 | 3.93 | 0.72 | 0 | 0.1 | 0.6 | 0 | 0.03 | -0.16 | -0.1 | 0 | 0.28 | 0.28 | 0.23 | 25.22 | 1245.103 | 1.42
D | 4002 | 2016-11-14 | 23 | ON | 19.54 | 3.93 | 0.72 | 0 | 0.17 | 0.67 | 0.01 | 0.06 | -0.14 | -0.1 | 0 | 0.28 | 0.28 | 0.23 | 25.65 | 1114.1 | 1.57
D | 4002 | 2016-11-14 | 24 | OFF | 26.69 | 3.93 | 0.72 | 0 | 0.17 | 0 | 0 | 0.02 | -0.07 | -0.1 | 0 | 0.28 | 0.28 | 0.23 | 32.15 | 1010.269 | 0.89
D | 4002 | 2016-11-15 | 1 | OFF | 19.79 | 3.93 | 0.16 | 0.04 | 0.19 | 0 | 0 | 0.04 | -0.12 | -0.1 | 0 | 0.28 | 0.28 | 0.23 | 24.72 | 951.953 | 0.39
D | 4002 | 2016-11-15 | 2 | OFF | 18.09 | 3.93 | 0.16 | 0.04 | 0.15 | 0 | 0 | 0.06 | -0.11 | -0.1 | 0 | 0.28 | 0.28 | 0.23 | 23.01 | 921.667 | 0.35
D | 4002 | 2016-11-15 | 3 | OFF | 16.36 | 3.93 | 0.16 | 0.04 | 0.17 | 0 | 0 | 0.07 | -0.15 | -0.1 | 0 | 0.28 | 0.28 | 0.23 | 21.27 | 908.31 | 0.37
D | 4002 | 2016-11-15 | 4 | OFF | 14.81 | 3.93 | 0.16 | 0.04 | 0.2 | 0 | 0 | 0.06 | -0.11 | -0.1 | 0 | 0.28 | 0.28 | 0.23 | 19.78 | 916.857 | 0.4
D | 4002 | 2016-11-15 | 5 | OFF | 15.73 | 3.93 | 0.16 | 0.04 | 0.21 | 0 | 0 | 0.02 | -0.13 | -0.1 | 0 | 0.28 | 0.28 | 0.23 | 20.65 | 964.696 | 0.41
D | 4002 | 2016-11-15 | 6 | OFF | 17.21 | 3.93 | 0.16 | 0.04 | 0.33 | 0 | 0 | 0.05 | -0.16 | -0.1 | 0 | 0.28 | 0.28 | 0.23 | 22.25 | 1076.248 | 0.53
D | 4002 | 2016-11-15 | 7 | OFF | 19.72 | 3.93 | 0.16 | 0.04 | 0.32 | 0 | 0 | 0.07 | -0.18 | -0.1 | 0 | 0.28 | 0.28 | 0.23 | 24.75 | 1263.731 | 0.52
D | 4002 | 2016-11-15 | 8 | ON | 17.49 | 3.93 | 0.16 | 0.04 | 0.3 | 0.6 | 0 | 0.03 | -0.23 | -0.1 | 0 | 0.28 | 0.28 | 0.23 | 23.01 | 1349.43 | 1.1
D | 4002 | 2016-11-15 | 9 | ON | 19.09 | 3.93 | 0.16 | 0.04 | 0.16 | 0.59 | 0 | 0.02 | -0.25 | -0.1 | -0.01 | 0.28 | 0.28 | 0.23 | 24.42 | 1366.32 | 0.94
D | 4002 | 2016-11-15 | 10 | ON | 19.16 | 3.93 | 0.16 | 0.04 | 0.1 | 0.59 | 0 | 0.01 | -0.26 | -0.1 | 0.01 | 0.28 | 0.28 | 0.23 | 24.43 | 1371.538 | 0.9
D | 4002 | 2016-11-15 | 11 | ON | 21.11 | 3.93 | 0.16 | 0.04 | 0.06 | 0.58 | 0 | -0.03 | -0.26 | -0.1 | 0.01 | 0.28 | 0.28 | 0.23 | 26.29 | 1379.959 | 0.85
D | 4002 | 2016-11-15 | 12 | ON | 31.55 | 3.93 | 0.16 | 0.04 | 0.15 | 0.58 | 0 | 0.06 | -0.32 | -0.1 | -0.01 | 0.28 | 0.28 | 0.23 | 36.83 | 1379.096 | 0.92
D | 4002 | 2016-11-15 | 13 | ON | 41.35 | 3.93 | 0.16 | 0.04 | 0.18 | 0.58 | 0 | 0 | -0.33 | -0.1 | -0.02 | 0.28 | 0.28 | 0.23 | 46.58 | 1369.525 | 0.94
D | 4002 | 2016-11-15 | 14 | ON | 20.15 | 3.93 | 0.16 | 0.04 | 0.1 | 0.58 | 0 | 0.03 | -0.23 | -0.1 | 0.01 | 0.28 | 0.28 | 0.23 | 25.46 | 1371.953 | 0.89
D | 4002 | 2016-11-15 | 15 | ON | 19.21 | 3.93 | 0.16 | 0.04 | 0.06 | 0.57 | 0 | 0.06 | -0.17 | -0.1 | -0.01 | 0.28 | 0.28 | 0.23 | 24.54 | 1369.299 | 0.82
D | 4002 | 2016-11-15 | 16 | ON | 22.48 | 3.93 | 0.16 | 0.04 | 0.06 | 0.57 | 0 | 0.01 | -0.19 | -0.1 | -0.02 | 0.28 | 0.28 | 0.23 | 27.73 | 1399.347 | 0.81
D | 4002 | 2016-11-15 | 17 | ON | 27.86 | 3.93 | 0.16 | 0.04 | 0.1 | 0.54 | 0 | 0.11 | -0.24 | -0.1 | 0.01 | 0.28 | 0.28 | 0.23 | 33.2 | 1488.761 | 0.85
D | 4002 | 2016-11-15 | 18 | ON | 24.74 | 3.93 | 0.16 | 0.04 | 0.09 | 0.52 | 0 | 0.06 | -0.25 | -0.1 | 0.02 | 0.28 | 0.28 | 0.23 | 30 | 1548.999 | 0.83
D | 4002 | 2016-11-15 | 19 | ON | 29.74 | 3.93 | 0.16 | 0.04 | 0.1 | 0.53 | 0 | 0.04 | -0.25 | -0.1 | 0 | 0.28 | 0.28 | 0.23 | 34.98 | 1526.32 | 0.83
D | 4002 | 2016-11-15 | 20 | ON | 28.51 | 3.93 | 0.16 | 0.04 | 0.13 | 0.54 | 0 | 0.04 | -0.22 | -0.1 | 0 | 0.28 | 0.28 | 0.23 | 33.82 | 1465.875 | 0.87
D | 4002 | 2016-11-15 | 21 | ON | 27.12 | 3.93 | 0.16 | 0.04 | 0.09 | 0.57 | 0 | 0.04 | -0.2 | -0.1 | 0 | 0.28 | 0.28 | 0.23 | 32.44 | 1385.021 | 0.86
D | 4002 | 2016-11-15 | 22 | ON | 19.97 | 3.93 | 0.16 | 0.04 | 0.08 | 0.62 | 0 | 0.06 | -0.17 | -0.1 | 0 | 0.28 | 0.28 | 0.23 | 25.38 | 1265.825 | 0.9
D | 4002 | 2016-11-15 | 23 | ON | 18.03 | 3.93 | 0.16 | 0.04 | 0.18 | 0.69 | 0 | 0.05 | -0.17 | -0.1 | 0 | 0.28 | 0.28 | 0.23 | 23.6 | 1127.225 | 1.07
D | 4002 | 2016-11-15 | 24 | OFF | 17.88 | 3.93 | 0.16 | 0.04 | 0.21 | 0 | 0 | 0.04 | -0.15 | -0.1 | 0 | 0.28 | 0.28 | 0.23 | 22.8 | 1018.103 | 0.41
D | 4002 | 2016-11-16 | 1 | OFF | 17.2 | 3.93 | 0.56 | 0 | 0.05 | 0 | 0 | 0.09 | -0.12 | -0.1 | 0 | 0.28 | 0.28 | 0.23 | 22.4 | 953.38 | 0.61
D | 4002 | 2016-11-16 | 2 | OFF | 16.19 | 3.93 | 0.56 | 0 | 0.07 | 0 | 0 | 0.05 | -0.1 | -0.1 | 0 | 0.28 | 0.28 | 0.23 | 21.39 | 915.711 | 0.63
D | 4002 | 2016-11-16 | 3 | OFF | 15.69 | 3.93 | 0.56 | 0 | 0.07 | 0 | 0 | 0.05 | -0.09 | -0.1 | 0 | 0.28 | 0.28 | 0.23 | 20.9 | 898.92 | 0.63
D | 4002 | 2016-11-16 | 4 | OFF | 15.12 | 3.93 | 0.56 | 0 | 0.08 | 0 | 0 | 0.05 | -0.09 | -0.1 | 0 | 0.28 | 0.28 | 0.23 | 20.34 | 902.592 | 0.64
D | 4002 | 2016-11-16 | 5 | OFF | 16.17 | 3.93 | 0.56 | 0 | 0.19 | 0 | 0 | 0.02 | -0.12 | -0.1 | 0 | 0.28 | 0.28 | 0.23 | 21.44 | 946.559 | 0.75
D | 4002 | 2016-11-16 | 6 | OFF | 17.45 | 3.93 | 0.56 | 0 | 0.16 | 0 | 0 | 0.08 | -0.18 | -0.1 | 0 | 0.28 | 0.28 | 0.23 | 22.69 | 1062.608 | 0.72
D | 4002 | 2016-11-16 | 7 | OFF | 26.17 | 3.93 | 0.56 | 0 | 0.3 | 0 | 0 | 0.05 | -0.2 | -0.1 | 0 | 0.28 | 0.28 | 0.23 | 31.5 | 1242.36 | 0.86
D | 4002 | 2016-11-16 | 8 | ON | 31.01 | 3.93 | 0.56 | 0 | 0.29 | 0.61 | 0 | 0.07 | -0.26 | -0.1 | 0.01 | 0.28 | 0.28 | 0.23 | 36.91 | 1326.994 | 1.47
D | 4002 | 2016-11-16 | 9 | ON | 27.27 | 3.93 | 0.56 | 0 | 0.19 | 0.6 | 0 | 0.05 | -0.22 | -0.1 | 0 | 0.28 | 0.28 | 0.23 | 33.07 | 1347.958 | 1.35
D | 4002 | 2016-11-16 | 10 | ON | 27.05 | 3.93 | 0.56 | 0 | 0.12 | 0.59 | 0 | 0.06 | -0.21 | -0.1 | 0 | 0.28 | 0.28 | 0.23 | 32.79 | 1359.02 | 1.27
D | 4002 | 2016-11-16 | 11 | ON | 31.12 | 3.93 | 0.56 | 0 | 0.13 | 0.59 | 0 | 0.08 | -0.21 | -0.1 | 0.01 | 0.28 | 0.28 | 0.23 | 36.9 | 1374.837 | 1.29
D | 4002 | 2016-11-16 | 12 | ON | 32.33 | 3.93 | 0.56 | 0 | 0.21 | 0.59 | 0 | 0.08 | -0.2 | -0.1 | 0.01 | 0.28 | 0.28 | 0.23 | 38.2 | 1379.537 | 1.37
D | 4002 | 2016-11-16 | 13 | ON | 26.5 | 3.93 | 0.56 | 0 | 0.2 | 0.59 | 0 | 0.06 | -0.18 | -0.1 | 0 | 0.28 | 0.28 | 0.23 | 32.35 | 1367.888 | 1.35
D | 4002 | 2016-11-16 | 14 | ON | 22.24 | 3.93 | 0.56 | 0 | 0.1 | 0.59 | 0 | 0.08 | -0.14 | -0.1 | 0 | 0.28 | 0.28 | 0.23 | 28.05 | 1359.896 | 1.25
D | 4002 | 2016-11-16 | 15 | ON | 21.95 | 3.93 | 0.56 | 0 | 0.08 | 0.6 | 0 | 0.04 | -0.14 | -0.1 | 0 | 0.28 | 0.28 | 0.23 | 27.71 | 1350.387 | 1.24
D | 4002 | 2016-11-16 | 16 | ON | 21.7 | 3.93 | 0.56 | 0 | 0.09 | 0.59 | 0 | 0.05 | -0.17 | -0.1 | 0 | 0.28 | 0.28 | 0.23 | 27.44 | 1357.295 | 1.24
D | 4002 | 2016-11-16 | 17 | ON | 29.68 | 3.93 | 0.56 | 0 | 0.08 | 0.56 | 0 | 0.01 | -0.28 | -0.1 | 0.03 | 0.28 | 0.28 | 0.23 | 35.26 | 1436.494 | 1.23
D | 4002 | 2016-11-16 | 18 | ON | 52.51 | 3.93 | 0.56 | 0 | 0.23 | 0.53 | 0.53 | 0.04 | -0.43 | -0.1 | 0.05 | 0.28 | 0.28 | 0.23 | 58.64 | 1513.404 | 1.9
D | 4002 | 2016-11-16 | 19 | ON | 29.97 | 3.93 | 0.56 | 0 | 0.23 | 0.54 | 0.08 | 0.07 | -0.25 | -0.1 | 0 | 0.28 | 0.28 | 0.23 | 35.82 | 1492.06 | 1.41
D | 4002 | 2016-11-16 | 20 | ON | 37.44 | 3.93 | 0.56 | 0 | 0.24 | 0.56 | 0 | 0.07 | -0.25 | -0.1 | 0 | 0.28 | 0.28 | 0.23 | 43.24 | 1439.702 | 1.36
D | 4002 | 2016-11-16 | 21 | ON | 22.41 | 3.93 | 0.56 | 0 | 0.15 | 0.58 | 0 | 0.02 | -0.18 | -0.1 | 0 | 0.28 | 0.28 | 0.23 | 28.16 | 1358.374 | 1.29
D | 4002 | 2016-11-16 | 22 | ON | 20.21 | 3.93 | 0.56 | 0 | 0.12 | 0.62 | 0 | 0.06 | -0.15 | -0.1 | 0 | 0.28 | 0.28 | 0.23 | 26.04 | 1237.816 | 1.3
D | 4002 | 2016-11-16 | 23 | ON | 18.33 | 3.93 | 0.56 | 0 | 0.25 | 0.69 | 0 | 0.04 | -0.14 | -0.1 | 0 | 0.28 | 0.28 | 0.23 | 24.35 | 1106.828 | 1.5
D | 4002 | 2016-11-16 | 24 | OFF | 18.69 | 3.93 | 0.56 | 0 | 0.21 | 0 | 0 | 0.06 | -0.1 | -0.1 | 0 | 0.28 | 0.28 | 0.23 | 24.04 | 1003.994 | 0.77
D | 4002 | 2016-11-17 | 1 | OFF | 18 | 3.93 | 0.72 | 0.39 | 0.14 | 0 | 0 | 0.08 | -0.13 | -0.1 | 0 | 0.28 | 0.28 | 0.23 | 23.82 | 942.922 | 1.25
D | 4002 | 2016-11-17 | 2 | OFF | 16.94 | 3.93 | 0.72 | 0.39 | 0.18 | 0 | 0 | 0.06 | -0.14 | -0.1 | 0 | 0.28 | 0.28 | 0.23 | 22.77 | 912.299 | 1.29
D | 4002 | 2016-11-17 | 3 | OFF | 16.4 | 3.93 | 0.72 | 0.39 | 0.25 | 0 | 0 | 0.07 | -0.13 | -0.1 | 0 | 0.28 | 0.28 | 0.23 | 22.32 | 898.919 | 1.36
D | 4002 | 2016-11-17 | 4 | OFF | 15.83 | 3.93 | 0.72 | 0.39 | 0.16 | 0 | 0 | 0.02 | -0.12 | -0.1 | 0 | 0.28 | 0.28 | 0.23 | 21.62 | 903.459 | 1.27
D | 4002 | 2016-11-17 | 5 | OFF | 16.86 | 3.93 | 0.72 | 0.39 | 0.1 | 0 | 0 | 0.01 | -0.14 | -0.1 | 0 | 0.28 | 0.28 | 0.23 | 22.56 | 946.431 | 1.21
D | 4002 | 2016-11-17 | 6 | OFF | 17.48 | 3.93 | 0.72 | 0.39 | 0.19 | 0 | 0 | 0.08 | -0.18 | -0.1 | 0 | 0.28 | 0.28 | 0.23 | 23.3 | 1069.208 | 1.3
D | 4002 | 2016-11-17 | 7 | OFF | 18.78 | 3.93 | 0.72 | 0.39 | 0.18 | 0 | 0 | 0.06 | -0.18 | -0.1 | 0 | 0.28 | 0.28 | 0.23 | 24.57 | 1250.369 | 1.29
D | 4002 | 2016-11-17 | 8 | ON | 20.63 | 3.93 | 0.72 | 0.39 | 0.22 | 0.6 | 0 | 0.05 | -0.2 | -0.1 | 0.02 | 0.28 | 0.28 | 0.23 | 27.05 | 1331.507 | 1.95
D | 4002 | 2016-11-17 | 9 | ON | 21.23 | 3.93 | 0.72 | 0.39 | 0.15 | 0.59 | 0 | 0.04 | -0.18 | -0.1 | 0.02 | 0.28 | 0.28 | 0.23 | 27.58 | 1341.626 | 1.87
D | 4002 | 2016-11-17 | 10 | ON | 25.07 | 3.93 | 0.72 | 0.39 | 0.13 | 0.6 | 0 | 0.06 | -0.18 | -0.1 | 0 | 0.28 | 0.28 | 0.23 | 31.41 | 1347.526 | 1.84
D | 4002 | 2016-11-17 | 11 | ON | 20.03 | 3.93 | 0.72 | 0.39 | 0.16 | 0.6 | 0 | 0.04 | -0.17 | -0.1 | 0 | 0.28 | 0.28 | 0.23 | 26.39 | 1353.942 | 1.87
D | 4002 | 2016-11-17 | 12 | ON | 27.6 | 3.93 | 0.72 | 0.39 | 0.21 | 0.6 | 0 | 0.02 | -0.2 | -0.1 | 0 | 0.28 | 0.28 | 0.23 | 33.96 | 1350.322 | 1.92
D | 4002 | 2016-11-17 | 13 | ON | 21.06 | 3.93 | 0.72 | 0.39 | 0.18 | 0.61 | 0 | 0.03 | -0.13 | -0.1 | 0 | 0.28 | 0.28 | 0.23 | 27.48 | 1338.035 | 1.9
D | 4002 | 2016-11-17 | 14 | ON | 37.64 | 3.93 | 0.72 | 0.39 | 0.14 | 0.61 | 0 | -0.04 | -0.14 | -0.1 | 0.02 | 0.28 | 0.28 | 0.23 | 43.96 | 1337.916 | 1.88
D | 4002 | 2016-11-17 | 15 | ON | 32.14 | 3.93 | 0.72 | 0.39 | 0.18 | 0.61 | 0 | 0.05 | -0.13 | -0.1 | 0.02 | 0.28 | 0.28 | 0.23 | 38.6 | 1323.87 | 1.92
D | 4002 | 2016-11-17 | 16 | ON | 32.49 | 3.93 | 0.72 | 0.39 | 0.26 | 0.6 | 0 | -0.06 | -0.15 | -0.1 | 0.03 | 0.28 | 0.28 | 0.23 | 38.9 | 1325.694 | 2
D | 4002 | 2016-11-17 | 17 | ON | 25.5 | 3.93 | 0.72 | 0.39 | 0.1 | 0.57 | 0 | 0.04 | -0.25 | -0.1 | 0.02 | 0.28 | 0.28 | 0.23 | 31.71 | 1412.703 | 1.8
D | 4002 | 2016-11-17 | 18 | ON | 58.9 | 3.93 | 0.72 | 0.39 | 0.4 | 0.53 | 0.25 | 0.07 | -0.42 | -0.1 | 0.05 | 0.28 | 0.28 | 0.23 | 65.51 | 1503.769 | 2.34
D | 4002 | 2016-11-17 | 19 | ON | 33.35 | 3.93 | 0.72 | 0.39 | 0.26 | 0.53 | 0 | 0.02 | -0.26 | -0.1 | 0 | 0.28 | 0.28 | 0.23 | 39.63 | 1491.331 | 1.9
D | 4002 | 2016-11-17 | 20 | ON | 33.57 | 3.93 | 0.72 | 0.39 | 0.33 | 0.52 | 0 | 0.03 | -0.15 | -0.1 | 0 | 0.28 | 0.28 | 0.23 | 40.03 | 1446.968 | 1.96
D | 4002 | 2016-11-17 | 21 | ON | 21.29 | 3.93 | 0.72 | 0.39 | 0.13 | 0.55 | 0 | 0.03 | -0.16 | -0.1 | 0 | 0.28 | 0.28 | 0.23 | 27.57 | 1375.678 | 1.79
D | 4002 | 2016-11-17 | 22 | ON | 21.23 | 3.93 | 0.72 | 0.39 | 0.13 | 0.59 | 0 | 0.01 | -0.12 | -0.1 | 0 | 0.28 | 0.28 | 0.23 | 27.57 | 1266.957 | 1.83
D | 4002 | 2016-11-17 | 23 | ON | 19.75 | 3.93 | 0.72 | 0.39 | 0.26 | 0.67 | 0 | 0.04 | -0.13 | -0.1 | 0 | 0.28 | 0.28 | 0.23 | 26.32 | 1136.17 | 2.04
D | 4002 | 2016-11-17 | 24 | OFF | 17.81 | 3.93 | 0.72 | 0.39 | 0.28 | 0 | 0 | 0.04 | -0.12 | -0.1 | 0 | 0.28 | 0.28 | 0.23 | 23.74 | 1033.656 | 1.39
D | 4002 | 2016-11-18 | 1 | OFF | 16.61 | 3.93 | 0.23 | 0 | 0.1 | 0 | 0 | 0.02 | -0.13 | -0.1 | 0 | 0.28 | 0.28 | 0.23 | 21.45 | 970.321 | 0.33
D | 4002 | 2016-11-18 | 2 | OFF | 14.09 | 3.93 | 0.23 | 0 | 0.05 | 0 | 0 | 0.03 | -0.1 | -0.1 | 0 | 0.28 | 0.28 | 0.23 | 18.92 | 936.412 | 0.28
D | 4002 | 2016-11-18 | 3 | OFF | 13.02 | 3.93 | 0.23 | 0 | 0.12 | 0 | 0 | 0.03 | -0.09 | -0.1 | 0 | 0.28 | 0.28 | 0.23 | 17.93 | 920.757 | 0.35
D | 4002 | 2016-11-18 | 4 | OFF | 15.06 | 3.93 | 0.23 | 0 | 0.14 | 0 | 0 | 0.01 | -0.09 | -0.1 | 0 | 0.28 | 0.28 | 0.23 | 19.97 | 929.551 | 0.37
D | 4002 | 2016-11-18 | 5 | OFF | 15.55 | 3.93 | 0.23 | 0 | 0.11 | 0 | 0 | 0.01 | -0.12 | -0.1 | 0 | 0.28 | 0.28 | 0.23 | 20.4 | 972.88 | 0.34
D | 4002 | 2016-11-18 | 6 | OFF | 15.38 | 3.93 | 0.23 | 0 | 0.24 | 0 | 0 | 0.06 | -0.13 | -0.1 | 0 | 0.28 | 0.28 | 0.23 | 20.4 | 1090.109 | 0.47
D | 4002 | 2016-11-18 | 7 | OFF | 36.27 | 3.93 | 0.23 | 0 | 0.27 | 0 | 0 | 0.02 | -0.17 | -0.1 | 0 | 0.28 | 0.28 | 0.23 | 41.24 | 1265.833 | 0.5
D | 4002 | 2016-11-18 | 8 | ON | 22.71 | 3.93 | 0.23 | 0 | 0.21 | 0.6 | 0 | 0.03 | -0.2 | -0.1 | 0 | 0.28 | 0.28 | 0.23 | 28.2 | 1342.88 | 1.04
D | 4002 | 2016-11-18 | 9 | ON | 20.72 | 3.93 | 0.23 | 0 | 0.17 | 0.6 | 0 | 0.06 | -0.16 | -0.1 | 0 | 0.28 | 0.28 | 0.23 | 26.24 | 1344.64 | 1
D | 4002 | 2016-11-18 | 10 | ON | 19.21 | 3.93 | 0.23 | 0 | 0.1 | 0.6 | 0 | 0.05 | -0.16 | -0.1 | 0 | 0.28 | 0.28 | 0.23 | 24.65 | 1339.822 | 0.93
D | 4002 | 2016-11-18 | 11 | ON | 18.43 | 3.93 | 0.23 | 0 | 0.09 | 0.61 | 0 | 0.05 | -0.17 | -0.1 | 0 | 0.28 | 0.28 | 0.23 | 23.86 | 1336.427 | 0.93
D | 4002 | 2016-11-18 | 12 | ON | 17.61 | 3.93 | 0.23 | 0 | 0.08 | 0.62 | 0 | 0.03 | -0.15 | -0.1 | 0 | 0.28 | 0.28 | 0.23 | 23.04 | 1327.048 | 0.93
D | 4002 | 2016-11-18 | 13 | ON | 16.37 | 3.93 | 0.23 | 0 | 0.08 | 0.63 | 0 | 0.05 | -0.14 | -0.1 | 0 | 0.28 | 0.28 | 0.23 | 21.84 | 1307.733 | 0.94
D | 4002 | 2016-11-18 | 14 | ON | 18.12 | 3.93 | 0.23 | 0 | 0.07 | 0.62 | 0 | 0.03 | -0.15 | -0.1 | 0 | 0.28 | 0.28 | 0.23 | 23.54 | 1306.686 | 0.92
D | 4002 | 2016-11-18 | 15 | ON | 20.6 | 3.93 | 0.23 | 0 | 0.07 | 0.62 | 0.01 | 0.03 | -0.15 | -0.1 | 0 | 0.28 | 0.28 | 0.23 | 26.03 | 1294.196 | 0.93
D | 4002 | 2016-11-18 | 16 | ON | 22.76 | 3.93 | 0.23 | 0 | 0.08 | 0.61 | 0 | 0.06 | -0.13 | -0.1 | 0 | 0.28 | 0.28 | 0.23 | 28.23 | 1293.301 | 0.92
D | 4002 | 2016-11-18 | 17 | ON | 26.26 | 3.93 | 0.23 | 0 | 0.07 | 0.58 | 0 | 0.08 | -0.17 | -0.1 | 0.01 | 0.28 | 0.28 | 0.23 | 31.68 | 1375.879 | 0.89
D | 4002 | 2016-11-18 | 18 | ON | 23.53 | 3.93 | 0.23 | 0 | 0.09 | 0.55 | 0 | 0.05 | -0.27 | -0.1 | 0.01 | 0.28 | 0.28 | 0.23 | 28.81 | 1455.359 | 0.88
D | 4002 | 2016-11-18 | 19 | ON | 25.97 | 3.93 | 0.23 | 0 | 0.13 | 0.57 | 0 | 0.09 | -0.16 | -0.1 | 0 | 0.28 | 0.28 | 0.23 | 31.45 | 1432.473 | 0.93
D | 4002 | 2016-11-18 | 20 | ON | 18.26 | 3.93 | 0.23 | 0 | 0.08 | 0.58 | 0 | 0.05 | -0.13 | -0.1 | 0 | 0.28 | 0.28 | 0.23 | 23.69 | 1381.288 | 0.89
D | 4002 | 2016-11-18 | 21 | ON | 16.96 | 3.93 | 0.23 | 0 | 0.08 | 0.61 | 0 | 0.06 | -0.12 | -0.1 | 0 | 0.28 | 0.28 | 0.23 | 22.44 | 1321.669 | 0.92
D | 4002 | 2016-11-18 | 22 | ON | 15.84 | 3.93 | 0.23 | 0 | 0.07 | 0.64 | 0 | 0.01 | -0.11 | -0.1 | 0 | 0.28 | 0.28 | 0.23 | 21.3 | 1232.656 | 0.94
D | 4002 | 2016-11-18 | 23 | ON | 16.01 | 3.93 | 0.23 | 0 | 0.17 | 0.68 | 0 | 0.05 | -0.14 | -0.1 | 0 | 0.28 | 0.28 | 0.23 | 21.62 | 1127.609 | 1.08
D | 4002 | 2016-11-18 | 24 | OFF | 16.23 | 3.93 | 0.23 | 0 | 0.38 | 0 | 0 | 0.04 | -0.1 | -0.1 | 0 | 0.28 | 0.28 | 0.23 | 21.4 | 1026.033 | 0.61
D | 4002 | 2016-11-19 | 1 | OFF | 14.49 | 3.93 | 0.65 | 0 | 0.09 | 0 | 0 | 0.04 | -0.14 | -0.1 | 0 | 0.28 | 0.28 | 0.23 | 19.75 | 956.291 | 0.74
D | 4002 | 2016-11-19 | 2 | OFF | 15.59 | 3.93 | 0.65 | 0 | 0.09 | 0 | 0 | 0.02 | -0.11 | -0.1 | 0 | 0.28 | 0.28 | 0.23 | 20.86 | 928.208 | 0.74
D | 4002 | 2016-11-19 | 3 | OFF | 15.12 | 3.93 | 0.65 | 0 | 0.11 | 0 | 0 | 0.03 | -0.11 | -0.1 | 0 | 0.28 | 0.28 | 0.23 | 20.42 | 909.506 | 0.76
D | 4002 | 2016-11-19 | 4 | OFF | 12.65 | 3.93 | 0.65 | 0 | 0.21 | 0 | 0 | 0.03 | -0.12 | -0.1 | 0 | 0.28 | 0.28 | 0.23 | 18.04 | 904.577 | 0.86
D | 4002 | 2016-11-19 | 5 | OFF | 12.59 | 3.93 | 0.65 | 0 | 0.23 | 0 | 0 | 0.03 | -0.12 | -0.1 | 0 | 0.28 | 0.28 | 0.23 | 18 | 927.986 | 0.88
D | 4002 | 2016-11-19 | 6 | OFF | 12.89 | 3.93 | 0.65 | 0 | 0.24 | 0 | 0 | 0.02 | -0.13 | -0.1 | 0 | 0.28 | 0.28 | 0.23 | 18.29 | 983.022 | 0.89
D | 4002 | 2016-11-19 | 7 | OFF | 14.35 | 3.93 | 0.65 | 0 | 0.3 | 0 | 0 | 0.02 | -0.12 | -0.1 | 0 | 0.28 | 0.28 | 0.23 | 19.82 | 1064.38 | 0.95
D | 4002 | 2016-11-19 | 8 | OFF | 16.84 | 3.93 | 0.65 | 0 | 0.52 | 0 | 0 | 0.03 | -0.13 | -0.1 | 0 | 0.28 | 0.28 | 0.23 | 22.53 | 1156.848 | 1.17
D | 4002 | 2016-11-19 | 9 | OFF | 20.52 | 3.93 | 0.65 | 0 | 0.36 | 0 | 0 | 0.03 | -0.08 | -0.1 | 0 | 0.28 | 0.28 | 0.23 | 26.1 | 1225.469 | 1.01
D | 4002 | 2016-11-19 | 10 | OFF | 19.43 | 3.93 | 0.65 | 0 | 0.13 | 0 | 0 | 0.04 | -0.09 | -0.1 | 0 | 0.28 | 0.28 | 0.23 | 24.78 | 1242.344 | 0.78
D | 4002 | 2016-11-19 | 11 | OFF | 21.37 | 3.93 | 0.65 | 0 | 0.11 | 0 | 0 | 0.07 | -0.12 | -0.1 | 0 | 0.28 | 0.28 | 0.23 | 26.7 | 1237.925 | 0.76
D | 4002 | 2016-11-19 | 12 | OFF | 21.34 | 3.93 | 0.65 | 0 | 0.07 | 0 | 0 | 0.06 | -0.1 | -0.1 | 0 | 0.28 | 0.28 | 0.23 | 26.64 | 1220.9 | 0.72
D | 4002 | 2016-11-19 | 13 | OFF | 20.3 | 3.93 | 0.65 | 0 | 0.09 | 0 | 0 | 0.04 | -0.09 | -0.1 | 0 | 0.28 | 0.28 | 0.23 | 25.61 | 1197.103 | 0.74
D | 4002 | 2016-11-19 | 14 | OFF | 19.19 | 3.93 | 0.65 | 0 | 0.15 | 0 | 0 | 0.07 | -0.11 | -0.1 | 0 | 0.28 | 0.28 | 0.23 | 24.57 | 1177.467 | 0.8
D | 4002 | 2016-11-19 | 15 | OFF | 18.31 | 3.93 | 0.65 | 0 | 0.2 | 0 | 0 | 0.04 | -0.09 | -0.1 | 0 | 0.28 | 0.28 | 0.23 | 23.73 | 1171.39 | 0.85
D | 4002 | 2016-11-19 | 16 | OFF | 21.98 | 3.93 | 0.65 | 0 | 0.15 | 0 | 0 | 0.04 | -0.11 | -0.1 | 0 | 0.28 | 0.28 | 0.23 | 27.33 | 1188.52 | 0.8
D | 4002 | 2016-11-19 | 17 | OFF | 31.66 | 3.93 | 0.65 | 0 | 0.29 | 0 | 0 | 0.08 | -0.23 | -0.1 | 0 | 0.28 | 0.28 | 0.23 | 37.07 | 1290.885 | 0.94
D | 4002 | 2016-11-19 | 18 | OFF | 39 | 3.93 | 0.65 | 0 | 0.31 | 0 | 0 | 0.13 | -0.45 | -0.1 | 0 | 0.28 | 0.28 | 0.23 | 44.26 | 1377.039 | 0.96
D | 4002 | 2016-11-19 | 19 | OFF | 31.02 | 3.93 | 0.65 | 0 | 0.27 | 0 | 0 | 0.06 | -0.31 | -0.1 | 0 | 0.28 | 0.28 | 0.23 | 36.31 | 1345.568 | 0.92
D | 4002 | 2016-11-19 | 20 | OFF | 20.73 | 3.93 | 0.65 | 0 | 0.17 | 0 | 0 | 0.03 | -0.16 | -0.1 | 0 | 0.28 | 0.28 | 0.23 | 26.04 | 1296.675 | 0.82
D | 4002 | 2016-11-19 | 21 | OFF | 21.73 | 3.93 | 0.65 | 0 | 0.18 | 0 | 0 | 0.06 | -0.13 | -0.1 | 0 | 0.28 | 0.28 | 0.23 | 27.11 | 1238.816 | 0.83
D | 4002 | 2016-11-19 | 22 | OFF | 18.52 | 3.93 | 0.65 | 0 | 0.13 | 0 | 0 | 0.05 | -0.12 | -0.1 | 0 | 0.28 | 0.28 | 0.23 | 23.85 | 1157.642 | 0.78
D | 4002 | 2016-11-19 | 23 | OFF | 17.37 | 3.93 | 0.65 | 0 | 0.53 | 0 | 0.01 | 0.02 | -0.17 | -0.1 | 0 | 0.28 | 0.28 | 0.23 | 23.03 | 1063.511 | 1.19
D | 4002 | 2016-11-19 | 24 | OFF | 18.3 | 3.93 | 0.65 | 0 | 0.66 | 0 | 0 | 0.05 | -0.17 | -0.1 | 0 | 0.28 | 0.28 | 0.23 | 24.11 | 975.466 | 1.31
D | 4002 | 2016-11-20 | 1 | OFF | 17.55 | 3.93 | 0.13 | 0 | 0.35 | 0 | 0 | 0.04 | -0.12 | -0.1 | 0 | 0.28 | 0.28 | 0.23 | 22.57 | 912.667 | 0.48
D | 4002 | 2016-11-20 | 2 | OFF | 14.09 | 3.93 | 0.13 | 0 | 0.11 | 0 | 0 | 0.01 | -0.07 | -0.1 | 0 | 0.28 | 0.28 | 0.23 | 18.89 | 878.798 | 0.24
D | 4002 | 2016-11-20 | 3 | OFF | 13.84 | 3.93 | 0.13 | 0 | 0.1 | 0 | 0 | 0.04 | -0.09 | -0.1 | 0 | 0.28 | 0.28 | 0.23 | 18.64 | 860.405 | 0.23
D | 4002 | 2016-11-20 | 4 | OFF | 10.26 | 3.93 | 0.13 | 0 | 0.19 | 0 | 0 | 0.02 | -0.11 | -0.1 | 0 | 0.28 | 0.28 | 0.23 | 15.11 | 850.948 | 0.32
D | 4002 | 2016-11-20 | 5 | OFF | 13.93 | 3.93 | 0.13 | 0 | 0.21 | 0 | 0 | 0.04 | -0.07 | -0.1 | 0 | 0.28 | 0.28 | 0.23 | 18.86 | 863.517 | 0.34
D | 4002 | 2016-11-20 | 6 | OFF | 17.76 | 3.93 | 0.13 | 0 | 0.14 | 0 | 0 | 0 | -0.03 | -0.1 | 0 | 0.28 | 0.28 | 0.23 | 22.62 | 898.17 | 0.27
D | 4002 | 2016-11-20 | 7 | OFF | 14.6 | 3.93 | 0.13 | 0 | 0.26 | 0 | 0 | 0.04 | -0.08 | -0.1 | 0 | 0.28 | 0.28 | 0.23 | 19.57 | 958.994 | 0.39
D | 4002 | 2016-11-20 | 8 | OFF | 13.32 | 3.93 | 0.13 | 0 | 0.28 | 0 | 0 | 0.04 | -0.07 | -0.1 | 0 | 0.28 | 0.28 | 0.23 | 18.32 | 1047.234 | 0.41
D | 4002 | 2016-11-20 | 9 | OFF | 18.89 | 3.93 | 0.13 | 0 | 0.22 | 0 | 0 | 0.02 | -0.12 | -0.1 | 0 | 0.28 | 0.28 | 0.23 | 23.76 | 1151.385 | 0.35
D | 4002 | 2016-11-20 | 10 | OFF | 20.89 | 3.93 | 0.13 | 0 | 0.1 | 0 | 0 | 0.04 | -0.18 | -0.1 | 0 | 0.28 | 0.28 | 0.23 | 25.6 | 1219.809 | 0.23
D | 4002 | 2016-11-20 | 11 | OFF | 22.82 | 3.93 | 0.13 | 0 | 0.1 | 0 | 0 | 0.04 | -0.15 | -0.1 | 0 | 0.28 | 0.28 | 0.23 | 27.56 | 1262.892 | 0.23
D | 4002 | 2016-11-20 | 12 | OFF | 22.76 | 3.93 | 0.13 | 0 | 0.12 | 0 | 0 | 0.04 | -0.16 | -0.1 | 0 | 0.28 | 0.28 | 0.23 | 27.51 | 1286.7 | 0.25
D | 4002 | 2016-11-20 | 13 | OFF | 23 | 3.93 | 0.13 | 0 | 0.12 | 0 | 0 | 0.03 | -0.16 | -0.1 | 0 | 0.28 | 0.28 | 0.23 | 27.74 | 1287.993 | 0.25
D | 4002 | 2016-11-20 | 14 | OFF | 28.38 | 3.93 | 0.13 | 0 | 0.13 | 0 | 0.12 | 0.04 | -0.18 | -0.1 | 0 | 0.28 | 0.28 | 0.23 | 33.24 | 1287.452 | 0.38
D | 4002 | 2016-11-20 | 15 | OFF | 23.08 | 3.93 | 0.13 | 0 | 0.12 | 0 | 0 | 0.08 | -0.16 | -0.1 | 0 | 0.28 | 0.28 | 0.23 | 27.87 | 1293.054 | 0.25
D | 4002 | 2016-11-20 | 16 | OFF | 21.8 | 3.93 | 0.13 | 0 | 0.13 | 0 | 0 | 0.04 | -0.14 | -0.1 | 0 | 0.28 | 0.28 | 0.23 | 26.58 | 1332.83 | 0.26
D | 4002 | 2016-11-20 | 17 | OFF | 26.12 | 3.93 | 0.13 | 0 | 0.09 | 0 | 0 | 0.03 | -0.17 | -0.1 | 0 | 0.28 | 0.28 | 0.23 | 30.82 | 1439.654 | 0.22
D | 4002 | 2016-11-20 | 18 | OFF | 25 | 3.93 | 0.13 | 0 | 0.12 | 0 | 0 | 0.05 | -0.28 | -0.1 | 0 | 0.28 | 0.28 | 0.23 | 29.64 | 1493.384 | 0.25
D | 4002 | 2016-11-20 | 19 | OFF | 23.3 | 3.93 | 0.13 | 0 | 0.07 | 0 | 0 | 0.03 | -0.23 | -0.1 | 0 | 0.28 | 0.28 | 0.23 | 27.92 | 1461.262 | 0.2
D | 4002 | 2016-11-20 | 20 | OFF | 23 | 3.93 | 0.13 | 0 | 0.07 | 0 | 0 | 0.03 | -0.21 | -0.1 | 0 | 0.28 | 0.28 | 0.23 | 27.64 | 1408.591 | 0.2
D | 4002 | 2016-11-20 | 21 | OFF | 22.81 | 3.93 | 0.13 | 0 | 0.15 | 0 | 0 | 0.05 | -0.16 | -0.1 | 0 | 0.28 | 0.28 | 0.23 | 27.6 | 1349.419 | 0.28
D | 4002 | 2016-11-20 | 22 | OFF | 21.69 | 3.93 | 0.13 | 0 | 0.11 | 0 | 0 | 0.03 | -0.15 | -0.1 | 0 | 0.28 | 0.28 | 0.23 | 26.43 | 1243.944 | 0.24
D | 4002 | 2016-11-20 | 23 | OFF | 16.95 | 3.93 | 0.13 | 0 | 0.69 | 0 | 0 | 0.02 | -0.1 | -0.1 | 0 | 0.28 | 0.28 | 0.23 | 22.31 | 1132.044 | 0.82
D | 4002 | 2016-11-20 | 24 | OFF | 16.86 | 3.93 | 0.13 | 0 | 0.4 | 0 | 0 | 0.01 | -0.15 | -0.1 | 0 | 0.28 | 0.28 | 0.23 | 21.87 | 1045.937 | 0.53
D | 4002 | 2016-11-21 | 1 | OFF | 20.7 | 3.93 | 0.34 | 0 | 0.13 | 0 | 0 | 0.05 | -0.16 | -0.1 | 0 | 0.28 | 0.28 | 0.23 | 25.68 | 997.049 | 0.47
D | 4002 | 2016-11-21 | 2 | OFF | 18.22 | 3.93 | 0.34 | 0 | 0.11 | 0 | 0 | 0.05 | -0.16 | -0.1 | 0 | 0.28 | 0.28 | 0.23 | 23.18 | 973.736 | 0.45
D | 4002 | 2016-11-21 | 3 | OFF | 19.52 | 3.93 | 0.34 | 0 | 0.09 | 0 | 0 | 0.05 | -0.16 | -0.1 | 0 | 0.28 | 0.28 | 0.23 | 24.46 | 970.417 | 0.43
D | 4002 | 2016-11-21 | 4 | OFF | 18.4 | 3.93 | 0.34 | 0 | 0.1 | 0 | 0 | 0.04 | -0.16 | -0.1 | 0 | 0.28 | 0.28 | 0.23 | 23.34 | 982.142 | 0.44
D | 4002 | 2016-11-21 | 5 | OFF | 11.19 | 3.93 | 0.34 | 0 | 0.15 | 0 | 0 | 0.03 | -0.14 | -0.1 | 0 | 0.28 | 0.28 | 0.23 | 16.19 | 1027.661 | 0.49
D | 4002 | 2016-11-21 | 6 | OFF | 20.2 | 3.93 | 0.34 | 0 | 0.6 | 0 | 0 | 0.04 | -0.22 | -0.1 | 0 | 0.28 | 0.28 | 0.23 | 25.58 | 1164.546 | 0.94
D | 4002 | 2016-11-21 | 7 | OFF | 21.14 | 3.93 | 0.34 | 0 | 0.65 | 0 | 0 | 0.03 | -0.2 | -0.1 | 0 | 0.28 | 0.28 | 0.23 | 26.58 | 1350.85 | 0.99
D | 4002 | 2016-11-21 | 8 | ON | 22.04 | 3.93 | 0.34 | 0 | 0.76 | 0.56 | 0 | 0.02 | -0.21 | -0.1 | 0.01 | 0.28 | 0.28 | 0.23 | 28.14 | 1434.115 | 1.67
D | 4002 | 2016-11-21 | 9 | ON | 23.02 | 3.93 | 0.34 | 0 | 0.18 | 0.55 | 0 | 0.01 | -0.23 | -0.1 | 0.01 | 0.28 | 0.28 | 0.23 | 28.5 | 1456.616 | 1.08
D | 4002 | 2016-11-21 | 10 | ON | 27.53 | 3.93 | 0.34 | 0 | 0.11 | 0.54 | 0.04 | 0 | -0.22 | -0.1 | 0.01 | 0.28 | 0.28 | 0.23 | 32.97 | 1477.198 | 1.04
D | 4002 | 2016-11-21 | 11 | ON | 28.44 | 3.93 | 0.34 | 0 | 0.08 | 0.54 | 0 | 0.01 | -0.22 | -0.1 | 0.01 | 0.28 | 0.28 | 0.23 | 33.82 | 1494.338 | 0.97
D | 4002 | 2016-11-21 | 12 | ON | 26.74 | 3.93 | 0.34 | 0 | 0.08 | 0.55 | 0 | 0.04 | -0.22 | -0.1 | 0.01 | 0.28 | 0.28 | 0.23 | 32.16 | 1490.677 | 0.98
D | 4002 | 2016-11-21 | 13 | ON | 26.79 | 3.93 | 0.34 | 0 | 0.07 | 0.55 | 0 | -0.01 | -0.2 | -0.1 | 0.01 | 0.28 | 0.28 | 0.23 | 32.17 | 1475.355 | 0.97
D | 4002 | 2016-11-21 | 14 | ON | 32.37 | 3.93 | 0.34 | 0 | 0.1 | 0.55 | 0.01 | 0.05 | -0.2 | -0.1 | 0.02 | 0.28 | 0.28 | 0.23 | 37.86 | 1469.232 | 1.02
D | 4002 | 2016-11-21 | 15 | ON | 29.51 | 3.93 | 0.34 | 0 | 0.09 | 0.55 | 0 | 0.02 | -0.21 | -0.1 | 0.01 | 0.28 | 0.28 | 0.23 | 34.93 | 1460.784 | 0.99
D | 4002 | 2016-11-21 | 16 | ON | 27.74 | 3.93 | 0.34 | 0 | 0.08 | 0.54 | 0 | 0.06 | -0.18 | -0.1 | 0.01 | 0.28 | 0.28 | 0.23 | 33.21 | 1479.617 | 0.97
D | 4002 | 2016-11-21 | 17 | ON | 38.38 | 3.93 | 0.34 | 0 | 0.13 | 0.51 | 0 | 0.06 | -0.28 | -0.1 | 0.04 | 0.28 | 0.28 | 0.23 | 43.8 | 1581.94 | 1.02
D | 4002 | 2016-11-21 | 18 | ON | 31.95 | 3.93 | 0.34 | 0 | 0.1 | 0.49 | 0 | 0.06 | -0.41 | -0.1 | 0.04 | 0.28 | 0.28 | 0.23 | 37.19 | 1669.423 | 0.97
D | 4002 | 2016-11-21 | 19 | ON | 38.36 | 3.93 | 0.34 | 0 | 0.29 | 0.49 | 0 | 0.02 | -0.36 | -0.1 | 0 | 0.28 | 0.28 | 0.23 | 43.76 | 1655.247 | 1.12
D | 4002 | 2016-11-21 | 20 | ON | 32.86 | 3.93 | 0.34 | 0 | 0.22 | 0.5 | 0 | 0.05 | -0.28 | -0.1 | 0 | 0.28 | 0.28 | 0.23 | 38.31 | 1608.036 | 1.06
D | 4002 | 2016-11-21 | 21 | ON | 27.56 | 3.93 | 0.34 | 0 | 0.12 | 0.52 | 0 | 0.04 | -0.23 | -0.1 | 0 | 0.28 | 0.28 | 0.23 | 32.97 | 1526.285 | 0.98
D | 4002 | 2016-11-21 | 22 | ON | 27.07 | 3.93 | 0.34 | 0 | 0.12 | 0.56 | 0 | 0 | -0.21 | -0.1 | 0 | 0.28 | 0.28 | 0.23 | 32.5 | 1406.282 | 1.02
D | 4002 | 2016-11-21 | 23 | ON | 23.18 | 3.93 | 0.34 | 0 | 0.24 | 0.62 | 0 | 0.05 | -0.2 | -0.1 | 0 | 0.28 | 0.28 | 0.23 | 28.85 | 1270.749 | 1.2
D | 4002 | 2016-11-21 | 24 | OFF | 21.02 | 3.93 | 0.34 | 0 | 0.49 | 0 | 0 | 0.02 | -0.17 | -0.1 | 0 | 0.28 | 0.28 | 0.23 | 26.32 | 1161.882 | 0.83
D | 4002 | 2016-11-22 | 1 | OFF | 25.18 | 3.93 | 0.48 | 0.12 | 0.1 | 0 | 0 | 0.01 | -0.31 | -0.1 | 0 | 0.28 | 0.28 | 0.23 | 30.2 | 1102.153 | 0.7
D | 4002 | 2016-11-22 | 2 | OFF | 29.08 | 3.93 | 0.48 | 0.12 | 0.21 | 0 | 0 | 0.2 | -0.31 | -0.1 | 0 | 0.28 | 0.28 | 0.23 | 34.4 | 1072.139 | 0.81
D | 4002 | 2016-11-22 | 3 | OFF | 29.59 | 3.93 | 0.48 | 0.12 | 0.09 | 0 | 0 | 0.03 | -0.29 | -0.1 | 0 | 0.28 | 0.28 | 0.23 | 34.64 | 1057.876 | 0.69
D | 4002 | 2016-11-22 | 4 | OFF | 27.17 | 3.93 | 0.48 | 0.12 | 0.14 | 0 | 0 | 0.02 | -0.26 | -0.1 | 0 | 0.28 | 0.28 | 0.23 | 32.29 | 1067.917 | 0.74
D | 4002 | 2016-11-22 | 5 | OFF | 14.15 | 3.93 | 0.48 | 0.12 | 0.11 | 0 | 0 | 0.09 | -0.22 | -0.1 | 0 | 0.28 | 0.28 | 0.23 | 19.35 | 1118.429 | 0.71
D | 4002 | 2016-11-22 | 6 | OFF | 15.51 | 3.93 | 0.48 | 0.12 | 0.85 | 0 | 0 | 0.04 | -0.24 | -0.1 | 0 | 0.28 | 0.28 | 0.23 | 21.38 | 1233.239 | 1.45
D | 4002 | 2016-11-22 | 7 | OFF | 41.33 | 3.93 | 0.48 | 0.12 | 0.97 | 0 | 0 | 0.01 | -0.35 | -0.1 | 0 | 0.28 | 0.28 | 0.23 | 47.18 | 1412.181 | 1.57
D | 4002 | 2016-11-22 | 8 | ON | 52.46 | 3.93 | 0.48 | 0.12 | 0.85 | 0.55 | 0 | 0.07 | -0.43 | -0.1 | 0.04 | 0.28 | 0.28 | 0.23 | 58.76 | 1484.645 | 2.04
D | 4002 | 2016-11-22 | 9 | ON | 39.97 | 3.93 | 0.48 | 0.12 | 0.84 | 0.55 | 0 | 0.08 | -0.32 | -0.1 | 0.04 | 0.28 | 0.28 | 0.23 | 46.38 | 1495.19 | 2.03
D | 4002 | 2016-11-22 | 10 | ON | 30.99 | 3.93 | 0.48 | 0.12 | 0.19 | 0.56 | 0 | 0.05 | -0.3 | -0.1 | 0.03 | 0.28 | 0.28 | 0.23 | 36.74 | 1488.854 | 1.38
D | 4002 | 2016-11-22 | 11 | ON | 29.09 | 3.93 | 0.48 | 0.12 | 0.13 | 0.56 | 0 | 0.08 | -0.26 | -0.1 | 0.01 | 0.28 | 0.28 | 0.23 | 34.83 | 1485.766 | 1.3
D | 4002 | 2016-11-22 | 12 | ON | 28.23 | 3.93 | 0.48 | 0.12 | 0.1 | 0.53 | 0 | 0.04 | -0.26 | -0.1 | 0.01 | 0.28 | 0.28 | 0.23 | 33.87 | 1475.995 | 1.24
D | 4002 | 2016-11-22 | 13 | ON | 27.47 | 3.93 | 0.48 | 0.12 | 0.06 | 0.52 | 0 | 0.03 | -0.25 | -0.1 | 0.01 | 0.28 | 0.28 | 0.23 | 33.06 | 1454.562 | 1.19
D | 4002 | 2016-11-22 | 14 | ON | 28.77 | 3.93 | 0.48 | 0.12 | 0.06 | 0.51 | 0 | 0.05 | -0.23 | -0.1 | 0.01 | 0.28 | 0.28 | 0.23 | 34.39 | 1454.057 | 1.18
D | 4002 | 2016-11-22 | 15 | ON | 27.04 | 3.93 | 0.48 | 0.12 | 0.07 | 0.51 | 0 | 0.05 | -0.24 | -0.1 | 0.01 | 0.28 | 0.28 | 0.23 | 32.66 | 1445.817 | 1.19
D | 4002 | 2016-11-22 | 16 | ON | 27.62 | 3.93 | 0.48 | 0.12 | 0.08 | 0.56 | 0 | 0.02 | -0.24 | -0.1 | 0.01 | 0.28 | 0.28 | 0.23 | 33.27 | 1473.977 | 1.25
D | 4002 | 2016-11-22 | 17 | ON | 32.95 | 3.93 | 0.48 | 0.12 | 0.11 | 0.5 | 0 | 0.06 | -0.32 | -0.1 | 0.04 | 0.28 | 0.28 | 0.23 | 38.56 | 1575.976 | 1.25
D | 4002 | 2016-11-22 | 18 | ON | 34.94 | 3.93 | 0.48 | 0.12 | 0.08 | 0.44 | 0 | 0.06 | -0.46 | -0.1 | 0.06 | 0.28 | 0.28 | 0.23 | 40.34 | 1650.109 | 1.18
D | 4002 | 2016-11-22 | 19 | ON | 32.73 | 3.93 | 0.48 | 0.12 | 0.11 | 0.45 | 0 | 0.02 | -0.35 | -0.1 | 0 | 0.28 | 0.28 | 0.23 | 38.18 | 1636.272 | 1.16
D | 4002 | 2016-11-22 | 20 | ON | 35.03 | 3.93 | 0.48 | 0.12 | 0.1 | 0.46 | 0 | 0.02 | -0.33 | -0.1 | 0 | 0.28 | 0.28 | 0.23 | 40.5 | 1596.024 | 1.16
D | 4002 | 2016-11-22 | 21 | ON | 39.6 | 3.93 | 0.48 | 0.12 | 0.09 | 0.47 | 0 | 0.03 | -0.29 | -0.1 | 0 | 0.28 | 0.28 | 0.23 | 45.12 | 1524.455 | 1.16
D | 4002 | 2016-11-22 | 22 | ON | 38.37 | 3.93 | 0.48 | 0.12 | 0.23 | 0.5 | 0 | 0 | -0.26 | -0.1 | 0 | 0.28 | 0.28 | 0.23 | 44.06 | 1414.018 | 1.33
D | 4002 | 2016-11-22 | 23 | ON | 39.81 | 3.93 | 0.48 | 0.12 | 0.4 | 0.55 | 0 | 0 | -0.29 | -0.1 | 0 | 0.28 | 0.28 | 0.23 | 45.69 | 1288.645 | 1.55
D | 4002 | 2016-11-22 | 24 | OFF | 25.71 | 3.93 | 0.48 | 0.12 | 0.48 | 0 | 0 | 0.03 | -0.27 | -0.1 | 0 | 0.28 | 0.28 | 0.23 | 31.17 | 1180.099 | 1.08
D | 4002 | 2016-11-23 | 1 | OFF | 18.06 | 3.93 | 0.13 | 0.07 | 0.31 | 0 | 0 | 0.03 | -0.2 | -0.1 | 0 | 0.28 | 0.28 | 0.23 | 23.02 | 1113.134 | 0.51
D | 4002 | 2016-11-23 | 2 | OFF | 23.5 | 3.93 | 0.13 | 0.07 | 0.24 | 0 | 0 | 0.02 | -0.24 | -0.1 | 0 | 0.28 | 0.28 | 0.23 | 28.34 | 1077.264 | 0.44
D | 4002 | 2016-11-23 | 3 | OFF | 22.45 | 3.93 | 0.13 | 0.07 | 0.24 | 0 | 0 | 0.01 | -0.26 | -0.1 | 0 | 0.28 | 0.28 | 0.23 | 27.26 | 1059.111 | 0.44
D | 4002 | 2016-11-23 | 4 | OFF | 15.38 | 3.93 | 0.13 | 0.07 | 0.34 | 0 | 0 | -0.03 | -0.22 | -0.1 | 0 | 0.28 | 0.28 | 0.23 | 20.29 | 1060.984 | 0.54
D | 4002 | 2016-11-23 | 5 | OFF | 21.2 | 3.93 | 0.13 | 0.07 | 0.28 | 0 | 0 | -0.01 | -0.25 | -0.1 | 0 | 0.28 | 0.28 | 0.23 | 26.04 | 1100.625 | 0.48
D | 4002 | 2016-11-23 | 6 | OFF | 24.43 | 3.93 | 0.13 | 0.07 | 0.49 | 0 | 0 | 0.04 | -0.3 | -0.1 | 0 | 0.28 | 0.28 | 0.23 | 29.48 | 1206.186 | 0.69
D | 4002 | 2016-11-23 | 7 | OFF | 41.27 | 3.93 | 0.13 | 0.07 | 0.83 | 0 | 0 | 0 | -0.39 | -0.1 | 0 | 0.28 | 0.28 | 0.23 | 46.53 | 1342.186 | 1.03
D | 4002 | 2016-11-23 | 8 | ON | 45.86 | 3.93 | 0.13 | 0.07 | 0.8 | 0.5 | 0 | 0.05 | -0.46 | -0.1 | 0.05 | 0.28 | 0.28 | 0.23 | 51.62 | 1437.258 | 1.55
D | 4002 | 2016-11-23 | 9 | ON | 44.85 | 3.93 | 0.13 | 0.07 | 0.22 | 0.49 | 0 | 0.06 | -0.46 | -0.1 | 0.05 | 0.28 | 0.28 | 0.23 | 50.03 | 1475.311 | 0.96
D | 4002 | 2016-11-23 | 10 | ON | 33.03 | 3.93 | 0.13 | 0.07 | 0.15 | 0.5 | 0 | 0.06 | -0.33 | -0.1 | 0.05 | 0.28 | 0.28 | 0.23 | 38.28 | 1482.872 | 0.9
D | 4002 | 2016-11-23 | 11 | ON | 27.86 | 3.93 | 0.13 | 0.07 | 0.09 | 0.5 | 0 | 0.03 | -0.28 | -0.1 | 0.03 | 0.28 | 0.28 | 0.23 | 33.05 | 1485.286 | 0.82
D | 4002 | 2016-11-23 | 12 | ON | 27.05 | 3.93 | 0.13 | 0.07 | 0.19 | 0.57 | 0 | 0.03 | -0.26 | -0.1 | 0 | 0.28 | 0.28 | 0.23 | 32.4 | 1471.659 | 0.96
D | 4002 | 2016-11-23 | 13 | ON | 26.84 | 3.93 | 0.13 | 0.07 | 0.08 | 0.58 | 0 | 0.03 | -0.24 | -0.1 | 0 | 0.28 | 0.28 | 0.23 | 32.11 | 1443.548 | 0.86
D | 4002 | 2016-11-23 | 14 | ON | 26.75 | 3.93 | 0.13 | 0.07 | 0.06 | 0.58 | 0 | 0.06 | -0.24 | -0.1 | 0 | 0.28 | 0.28 | 0.23 | 32.03 | 1433.714 | 0.84
D | 4002 | 2016-11-23 | 15 | ON | 27.09 | 3.93 | 0.13 | 0.07 | 0.06 | 0.58 | 0 | 0.03 | -0.24 | -0.1 | 0 | 0.28 | 0.28 | 0.23 | 32.34 | 1432.863 | 0.84
D | 4002 | 2016-11-23 | 16 | ON | 27.3 | 3.93 | 0.13 | 0.07 | 0.06 | 0.57 | 0 | 0.05 | -0.24 | -0.1 | 0 | 0.28 | 0.28 | 0.23 | 32.56 | 1447.817 | 0.83
D | 4002 | 2016-11-23 | 17 | ON | 32.95 | 3.93 | 0.13 | 0.07 | 0.06 | 0.53 | 0 | 0.02 | -0.31 | -0.1 | 0 | 0.28 | 0.28 | 0.23 | 38.07 | 1540.561 | 0.79
D | 4002 | 2016-11-23 | 18 | ON | 39.09 | 3.93 | 0.13 | 0.07 | 0.1 | 0.51 | 0 | 0.04 | -0.41 | -0.1 | 0 | 0.28 | 0.28 | 0.23 | 44.15 | 1611.51 | 0.81
D | 4002 | 2016-11-23 | 19 | ON | 33.12 | 3.93 | 0.13 | 0.07 | 0.12 | 0.51 | 0 | 0.07 | -0.31 | -0.1 | 0 | 0.28 | 0.28 | 0.23 | 38.33 | 1589.827 | 0.83
D | 4002 | 2016-11-23 | 20 | ON | 30.79 | 3.93 | 0.13 | 0.07 | 0.08 | 0.53 | 0 | 0.04 | -0.31 | -0.1 | 0 | 0.28 | 0.28 | 0.23 | 35.95 | 1543.711 | 0.81
D | 4002 | 2016-11-23 | 21 | ON | 31.81 | 3.93 | 0.13 | 0.07 | 0.04 | 0.55 | 0 | 0.06 | -0.29 | -0.1 | 0 | 0.28 | 0.28 | 0.23 | 36.99 | 1479.182 | 0.79
D | 4002 | 2016-11-23 | 22 | ON | 29.94 | 3.93 | 0.13 | 0.07 | 0.05 | 0.58 | 0 | 0.04 | -0.23 | -0.1 | 0 | 0.28 | 0.28 | 0.23 | 35.2 | 1383.73 | 0.83
D | 4002 | 2016-11-23 | 23 | ON | 32.47 | 3.93 | 0.13 | 0.07 | 0.29 | 0.63 | 0 | 0.07 | -0.25 | -0.1 | 0 | 0.28 | 0.28 | 0.23 | 38.03 | 1264.293 | 1.12
D | 4002 | 2016-11-23 | 24 | OFF | 24.3 | 3.93 | 0.13 | 0.07 | 0.19 | 0 | 0 | 0.05 | -0.24 | -0.1 | 0 | 0.28 | 0.28 | 0.23 | 29.12 | 1146.581 | 0.39
D | 4002 | 2016-11-24 | 1 | OFF | 28.66 | 3.93 | 0.74 | 0 | 0.26 | 0 | 0 | -0.01 | -0.26 | -0.1 | 0 | 0.28 | 0.28 | 0.23 | 34.01 | 1065.824 | 1
D | 4002 | 2016-11-24 | 2 | OFF | 27.56 | 3.93 | 0.74 | 0 | 0.22 | 0 | 0 | 0.03 | -0.23 | -0.1 | 0 | 0.28 | 0.28 | 0.23 | 32.94 | 1023.048 | 0.96
D | 4002 | 2016-11-24 | 3 | OFF | 24.67 | 3.93 | 0.74 | 0 | 0.12 | 0 | 0 | 0.08 | -0.21 | -0.1 | 0 | 0.28 | 0.28 | 0.23 | 30.02 | 997.778 | 0.86
D | 4002 | 2016-11-24 | 4 | OFF | 16.13 | 3.93 | 0.74 | 0 | 0.34 | 0 | 0 | 0.03 | -0.18 | -0.1 | 0 | 0.28 | 0.28 | 0.23 | 21.68 | 990.043 | 1.08
D | 4002 | 2016-11-24 | 5 | OFF | 19.42 | 3.93 | 0.74 | 0 | 0.42 | 0 | 0 | 0.04 | -0.17 | -0.1 | 0 | 0.28 | 0.28 | 0.23 | 25.07 | 1002.132 | 1.16
D | 4002 | 2016-11-24 | 6 | OFF | 23.18 | 3.93 | 0.74 | 0 | 0.16 | 0 | 0 | 0.09 | -0.21 | -0.1 | 0 | 0.28 | 0.28 | 0.23 | 28.58 | 1045.219 | 0.9
D | 4002 | 2016-11-24 | 7 | OFF | 28.27 | 3.93 | 0.74 | 0 | 0.25 | 0 | 0 | 0.05 | -0.21 | -0.1 | 0 | 0.28 | 0.28 | 0.23 | 33.72 | 1106.992 | 0.99
D | 4002 | 2016-11-24 | 8 | OFF | 31.5 | 3.93 | 0.74 | 0 | 0.19 | 0 | 0 | 0 | -0.31 | -0.1 | 0 | 0.28 | 0.28 | 0.23 | 36.74 | 1208.688 | 0.93
D | 4002 | 2016-11-24 | 9 | OFF | 43.96 | 3.93 | 0.74 | 0 | 0.13 | 0 | 0 | -0.1 | -0.25 | -0.1 | 0 | 0.28 | 0.28 | 0.23 | 49.1 | 1328.297 | 0.87
D | 4002 | 2016-11-24 | 10 | OFF | 50.31 | 3.93 | 0.74 | 0 | 0.2 | 0 | 0 | 0.14 | -0.35 | -0.1 | 0 | 0.28 | 0.28 | 0.23 | 55.66 | 1423.097 | 0.94
D | 4002 | 2016-11-24 | 11 | OFF | 33.33 | 3.93 | 0.74 | 0 | 0.16 | 0 | 0 | 0.05 | -0.26 | -0.1 | 0 | 0.28 | 0.28 | 0.23 | 38.64 | 1476.326 | 0.9
D | 4002 | 2016-11-24 | 12 | OFF | 45.7 | 3.93 | 0.74 | 0 | 0.17 | 0 | 0 | 0.04 | -0.25 | -0.1 | 0 | 0.28 | 0.28 | 0.23 | 51.02 | 1465.179 | 0.91
D | 4002 | 2016-11-24 | 13 | OFF | 34.29 | 3.93 | 0.74 | 0 | 0.17 | 0 | 0 | 0.06 | -0.24 | -0.1 | 0 | 0.28 | 0.28 | 0.23 | 39.64 | 1399.775 | 0.91
D | 4002 | 2016-11-24 | 14 | OFF | 27.54 | 3.93 | 0.74 | 0 | 0.1 | 0 | 0 | -0.04 | -0.15 | -0.1 | 0 | 0.28 | 0.28 | 0.23 | 32.81 | 1310.612 | 0.84
D | 4002 | 2016-11-24 | 15 | OFF | 28.69 | 3.93 | 0.74 | 0 | 0.22 | 0 | 0.19 | 0.04 | -0.16 | -0.1 | 0 | 0.28 | 0.28 | 0.23 | 34.34 | 1241.209 | 1.15
D | 4002 | 2016-11-24 | 16 | OFF | 27.28 | 3.93 | 0.74 | 0 | 0.09 | 0 | 0 | 0.04 | -0.14 | -0.1 | 0 | 0.28 | 0.28 | 0.23 | 32.63 | 1213.631 | 0.83
D | 4002 | 2016-11-24 | 17 | OFF | 28.61 | 3.93 | 0.74 | 0 | 0.11 | 0 | 0 | 0.03 | -0.21 | -0.1 | 0 | 0.28 | 0.28 | 0.23 | 33.9 | 1234.804 | 0.85
D | 4002 | 2016-11-24 | 18 | OFF | 26.77 | 3.93 | 0.74 | 0 | 0.09 | 0 | 0 | 0.04 | -0.22 | -0.1 | 0 | 0.28 | 0.28 | 0.23 | 32.04 | 1244.394 | 0.83
D | 4002 | 2016-11-24 | 19 | OFF | 27.69 | 3.93 | 0.74 | 0 | 0.09 | 0 | 0 | 0.03 | -0.22 | -0.1 | 0 | 0.28 | 0.28 | 0.23 | 32.95 | 1232.959 | 0.83
D | 4002 | 2016-11-24 | 20 | OFF | 22.47 | 3.93 | 0.74 | 0 | 0.07 | 0 | 0 | 0.05 | -0.19 | -0.1 | 0 | 0.28 | 0.28 | 0.23 | 27.76 | 1220.426 | 0.81
D | 4002 | 2016-11-24 | 21 | OFF | 23.68 | 3.93 | 0.74 | 0 | 0.07 | 0 | 0 | 0.01 | -0.18 | -0.1 | 0 | 0.28 | 0.28 | 0.23 | 28.94 | 1197.425 | 0.81
D | 4002 | 2016-11-24 | 22 | OFF | 42.81 | 3.93 | 0.74 | 0 | 0.1 | 0 | 0.5 | 0.15 | -0.21 | -0.1 | 0 | 0.28 | 0.28 | 0.23 | 48.71 | 1153.699 | 1.34
D | 4002 | 2016-11-24 | 23 | OFF | 52.86 | 3.93 | 0.74 | 0 | 0.57 | 0 | 0.14 | 0.35 | -0.54 | -0.1 | 0 | 0.28 | 0.28 | 0.23 | 58.74 | 1084.196 | 1.45
D | 4002 | 2016-11-24 | 24 | OFF | 27.84 | 3.93 | 0.74 | 0 | 0.23 | 0 | 0 | 0.05 | -0.13 | -0.1 | 0 | 0.28 | 0.28 | 0.23 | 33.35 | 1008.772 | 0.97
D | 4002 | 2016-11-25 | 1 | OFF | 36.27 | 3.93 | 3.24 | 0 | 0.1 | 0 | 0 | 0.01 | -0.14 | -0.1 | 0 | 0.28 | 0.28 | 0.23 | 44.1 | 952.688 | 3.34
D | 4002 | 2016-11-25 | 2 | OFF | 43.88 | 3.93 | 3.24 | 0 | 0.32 | 0 | 0 | 0.04 | -0.25 | -0.1 | 0 | 0.28 | 0.28 | 0.23 | 51.85 | 916.478 | 3.56
D | 4002 | 2016-11-25 | 3 | OFF | 34.1 | 3.93 | 3.24 | 0 | 0.2 | 0 | 0 | -0.01 | -0.16 | -0.1 | 0 | 0.28 | 0.28 | 0.23 | 41.99 | 900.468 | 3.44
D | 4002 | 2016-11-25 | 4 | OFF | 32.59 | 3.93 | 3.24 | 0 | 0.11 | 0 | 0 | 0.06 | -0.19 | -0.1 | 0 | 0.28 | 0.28 | 0.23 | 40.43 | 902.914 | 3.35
D | 4002 | 2016-11-25 | 5 | OFF | 52.47 | 3.93 | 3.24 | 0 | 0.12 | 0 | 0 | -0.05 | -0.25 | -0.1 | 0 | 0.28 | 0.28 | 0.23 | 60.15 | 930.757 | 3.36
D | 4002 | 2016-11-25 | 6 | OFF | 34.33 | 3.93 | 3.24 | 0 | 0.36 | 0 | 0 | -0.06 | -0.24 | -0.1 | 0 | 0.28 | 0.28 | 0.23 | 42.25 | 988.577 | 3.6
D | 4002 | 2016-11-25 | 7 | OFF | 33.03 | 3.93 | 3.24 | 0 | 0.27 | 0 | 0 | 0.03 | -0.23 | -0.1 | 0 | 0.28 | 0.28 | 0.23 | 40.96 | 1062.851 | 3.51
D | 4002 | 2016-11-25 | 8 | ON | 26.29 | 3.93 | 3.24 | 0 | 0.19 | 0.66 | 0 | 0.06 | -0.23 | -0.1 | 0.01 | 0.28 | 0.28 | 0.23 | 34.84 | 1141.565 | 4.1
D | 4002 | 2016-11-25 | 9 | ON | 30.85 | 3.93 | 3.24 | 0 | 0.21 | 0.61 | 0 | 0.06 | -0.2 | -0.1 | 0 | 0.28 | 0.28 | 0.23 | 39.39 | 1224.013 | 4.06
D | 4002 | 2016-11-25 | 10 | ON | 35.06 | 3.93 | 3.24 | 0 | 0.2 | 0.61 | 0 | 0.07 | -0.27 | -0.1 | 0.03 | 0.28 | 0.28 | 0.23 | 43.56 | 1289.997 | 4.08
D | 4002 | 2016-11-25 | 11 | ON | 40.73 | 3.93 | 3.24 | 0 | 0.21 | 0.62 | 0 | 0.06 | -0.34 | -0.1 | 0.03 | 0.28 | 0.28 | 0.23 | 49.17 | 1323.527 | 4.1
D | 4002 | 2016-11-25 | 12 | ON | 54.05 | 3.93 | 3.24 | 0 | 0.26 | 0.61 | 0 | 0.11 | -0.37 | -0.1 | 0.04 | 0.28 | 0.28 | 0.23 | 62.56 | 1337.013 | 4.15
D | 4002 | 2016-11-25 | 13 | ON | 55.48 | 3.93 | 3.24 | 0 | 0.39 | 0.61 | 0.04 | 0.07 | -0.41 | -0.1 | 0.04 | 0.28 | 0.28 | 0.23 | 64.08 | 1334.397 | 4.32
D | 4002 | 2016-11-25 | 14 | ON | 37.61 | 3.93 | 3.24 | 0 | 0.17 | 0.62 | 0 | 0.07 | -0.23 | -0.1 | 0.02 | 0.28 | 0.28 | 0.23 | 46.12 | 1320.98 | 4.05
D | 4002 | 2016-11-25 | 15 | ON | 34.06 | 3.93 | 3.24 | 0 | 0.28 | 0.62 | 0 | 0.1 | -0.24 | -0.1 | 0.02 | 0.28 | 0.28 | 0.23 | 42.7 | 1317.132 | 4.16
D | 4002 | 2016-11-25 | 16 | ON | 43.41 | 3.93 | 3.24 | 0 | 0.38 | 0.61 | 0 | 0.09 | -0.32 | -0.1 | 0.03 | 0.28 | 0.28 | 0.23 | 52.06 | 1331.841 | 4.26
D | 4002 | 2016-11-25 | 17 | ON | 57.6 | 3.93 | 3.24 | 0 | 0.2 | 0.58 | 0.02 | 0.08 | -0.4 | -0.1 | 0.03 | 0.28 | 0.28 | 0.23 | 65.97 | 1406.433 | 4.07
D | 4002 | 2016-11-25 | 18 | ON | 44.52 | 3.93 | 3.24 | 0 | 0.29 | 0.57 | 0 | 0.12 | -0.56 | -0.1 | 0.03 | 0.28 | 0.28 | 0.23 | 52.83 | 1438.749 | 4.13
D | 4002 | 2016-11-25 | 19 | ON | 37.87 | 3.93 | 3.24 | 0 | 0.4 | 0.58 | 0 | 0.02 | -0.44 | -0.1 | 0 | 0.28 | 0.28 | 0.23 | 46.29 | 1408.484 | 4.22
D | 4002 | 2016-11-25 | 20 | ON | 25.6 | 3.93 | 3.24 | 0 | 0.19 | 0.6 | 0.07 | 0.03 | -0.27 | -0.1 | 0 | 0.28 | 0.28 | 0.23 | 34.08 | 1357.567 | 4.1
D | 4002 | 2016-11-25 | 21 | ON | 37.72 | 3.93 | 3.24 | 0 | 0.46 | 0.62 | 0.59 | 0.11 | -0.29 | -0.1 | 0 | 0.28 | 0.28 | 0.23 | 47.07 | 1309.661 | 4.91
D | 4002 | 2016-11-25 | 22 | ON | 21.65 | 3.93 | 3.24 | 0 | 0.08 | 0.65 | 0 | 0.07 | -0.18 | -0.1 | 0 | 0.28 | 0.28 | 0.23 | 30.13 | 1229.783 | 3.97
D | 4002 | 2016-11-25 | 23 | ON | 17.87 | 3.93 | 3.24 | 0 | 0.39 | 0.7 | 0 | 0.08 | -0.26 | -0.1 | 0 | 0.28 | 0.28 | 0.23 | 26.64 | 1129.447 | 4.33
D | 4002 | 2016-11-25 | 24 | OFF | 25.6 | 3.93 | 3.24 | 0 | 0.5 | 0 | 0.03 | 0.06 | -0.17 | -0.1 | 0 | 0.28 | 0.28 | 0.23 | 33.88 | 1037.105 | 3.77
D | 4002 | 2016-11-26 | 1 | OFF | 28.66 | 3.93 | 0.89 | 0 | 0.32 | 0 | 0 | 0.08 | -0.21 | -0.1 | 0 | 0.28 | 0.28 | 0.23 | 34.36 | 962.106 | 1.21
D | 4002 | 2016-11-26 | 2 | OFF | 24.8 | 3.93 | 0.89 | 0 | 0.17 | 0 | 0 | 0.05 | -0.19 | -0.1 | 0 | 0.28 | 0.28 | 0.23 | 30.34 | 918.059 | 1.06
D | 4002 | 2016-11-26 | 3 | OFF | 23.46 | 3.93 | 0.89 | 0 | 0.25 | 0 | 0 | 0.05 | -0.2 | -0.1 | 0 | 0.28 | 0.28 | 0.23 | 29.07 | 896.27 | 1.14
D | 4002 | 2016-11-26 | 4 | OFF | 24.47 | 3.93 | 0.89 | 0 | 0.17 | 0 | 0 | 0.08 | -0.2 | -0.1 | 0 | 0.28 | 0.28 | 0.23 | 30.03 | 893.839 | 1.06
D | 4002 | 2016-11-26 | 5 | OFF | 20.72 | 3.93 | 0.89 | 0 | 0.19 | 0 | 0 | 0.06 | -0.19 | -0.1 | 0 | 0.28 | 0.28 | 0.23 | 26.29 | 911.446 | 1.08
D | 4002 | 2016-11-26 | 6 | OFF | 22.32 | 3.93 | 0.89 | 0 | 0.23 | 0 | 0 | 0.05 | -0.21 | -0.1 | 0 | 0.28 | 0.28 | 0.23 | 27.9 | 954.051 | 1.12
D | 4002 | 2016-11-26 | 7 | OFF | 23.3 | 3.93 | 0.89 | 0 | 0.46 | 0 | 0 | 0.03 | -0.21 | -0.1 | 0 | 0.28 | 0.28 | 0.23 | 29.09 | 1025.402 | 1.35
D | 4002 | 2016-11-26 | 8 | OFF | 23.82 | 3.93 | 0.89 | 0 | 0.33 | 0 | 0 | 0.07 | -0.25 | -0.1 | 0 | 0.28 | 0.28 | 0.23 | 29.48 | 1111.665 | 1.22
D | 4002 | 2016-11-26 | 9 | OFF | 25.23 | 3.93 | 0.89 | 0 | 0.29 | 0 | 0.12 | 0.03 | -0.34 | -0.1 | 0 | 0.28 | 0.28 | 0.23 | 30.84 | 1209.044 | 1.3
D | 4002 | 2016-11-26 | 10 | OFF | 28.97 | 3.93 | 0.89 | 0 | 0.15 | 0 | 0.04 | 0.03 | -0.38 | -0.1 | 0 | 0.28 | 0.28 | 0.23 | 34.32 | 1279.288 | 1.08
D | 4002 | 2016-11-26 | 11 | OFF | 36.64 | 3.93 | 0.89 | 0 | 0.15 | 0 | 0 | 0.09 | -0.47 | -0.1 | 0 | 0.28 | 0.28 | 0.23 | 41.92 | 1301.476 | 1.04
D | 4002 | 2016-11-26 | 12 | OFF | 35.21 | 3.93 | 0.89 | 0 | 0.2 | 0 | 0 | 0.08 | -0.48 | -0.1 | 0 | 0.28 | 0.28 | 0.23 | 40.52 | 1297.001 | 1.09
D | 4002 | 2016-11-26 | 13 | OFF | 25.62 | 3.93 | 0.89 | 0 | 0.21 | 0 | 0.16 | 0.08 | -0.39 | -0.1 | 0 | 0.28 | 0.28 | 0.23 | 31.19 | 1284.511 | 1.26
D | 4002 | 2016-11-26 | 14 | OFF | 22.22 | 3.93 | 0.89 | 0 | 0.18 | 0 | 0 | 0.04 | -0.38 | -0.1 | 0 | 0.28 | 0.28 | 0.23 | 27.57 | 1266.806 | 1.07
D | 4002 | 2016-11-26 | 15 | OFF | 24.09 | 3.93 | 0.89 | 0 | 0.18 | 0 | 0.09 | 0.03 | -0.45 | -0.1 | 0 | 0.28 | 0.28 | 0.23 | 29.45 | 1260.891 | 1.16
D | 4002 | 2016-11-26 | 16 | OFF | 22.22 | 3.93 | 0.89 | 0 | 0.15 | 0 | 0 | 0.05 | -0.35 | -0.1 | 0 | 0.28 | 0.28 | 0.23 | 27.58 | 1280.893 | 1.04
D | 4002 | 2016-11-26 | 17 | OFF | 36.68 | 3.93 | 0.89 | 0 | 0.14 | 0 | 0 | 0.04 | -0.27 | -0.1 | 0 | 0.28 | 0.28 | 0.23 | 42.1 | 1376.832 | 1.03
D | 4002 | 2016-11-26 | 18 | OFF | 47.69 | 3.93 | 0.89 | 0 | 0.24 | 0 | 0.65 | 0.07 | -0.39 | -0.1 | 0 | 0.28 | 0.28 | 0.23 | 53.77 | 1420.038 | 1.78
D | 4002 | 2016-11-26 | 19 | OFF | 34.51 | 3.93 | 0.89 | 0 | 0.14 | 0 | 0 | 0.05 | -0.3 | -0.1 | 0 | 0.28 | 0.28 | 0.23 | 39.91 | 1389.678 | 1.03
D | 4002 | 2016-11-26 | 20 | OFF | 32.12 | 3.93 | 0.89 | 0 | 0.14 | 0 | 0 | 0.05 | -0.3 | -0.1 | 0 | 0.28 | 0.28 | 0.23 | 37.52 | 1345.794 | 1.03
D | 4002 | 2016-11-26 | 21 | OFF | 22.31 | 3.93 | 0.89 | 0 | 0.09 | 0 | 0 | 0.05 | -0.21 | -0.1 | 0 | 0.28 | 0.28 | 0.23 | 27.75 | 1294.823 | 0.98
D | 4002 | 2016-11-26 | 22 | OFF | 24.43 | 3.93 | 0.89 | 0 | 0.14 | 0 | 0.04 | 0.05 | -0.19 | -0.1 | 0 | 0.28 | 0.28 | 0.23 | 29.98 | 1219.186 | 1.07
D | 4002 | 2016-11-26 | 23 | OFF | 22.7 | 3.93 | 0.89 | 0 | 0.18 | 0 | 0 | 0.02 | -0.26 | -0.1 | 0 | 0.28 | 0.28 | 0.23 | 28.15 | 1123.296 | 1.07
D | 4002 | 2016-11-26 | 24 | OFF | 31.02 | 3.93 | 0.89 | 0 | 0.43 | 0 | 0.14 | -0.04 | 0.04 | -0.1 | 0 | 0.28 | 0.28 | 0.23 | 37.1 | 1031.752 | 1.46
D | 4002 | 2016-11-27 | 1 | OFF | 24.45 | 3.93 | 2.34 | 0 | 0.37 | 0 | 0.03 | 0.08 | -0.2 | -0.1 | 0 | 0.28 | 0.28 | 0.23 | 31.69 | 964.431 | 2.74
D | 4002 | 2016-11-27 | 2 | OFF | 29.27 | 3.93 | 2.34 | 0 | 0.18 | 0 | 0.03 | 0.08 | -0.21 | -0.1 | 0 | 0.28 | 0.28 | 0.23 | 36.31 | 931.854 | 2.55
D | 4002 | 2016-11-27 | 3 | OFF | 35.12 | 3.93 | 2.34 | 0 | 0.32 | 0 | 0 | 0.08 | -0.23 | -0.1 | 0 | 0.28 | 0.28 | 0.23 | 42.25 | 911.804 | 2.66
D | 4002 | 2016-11-27 | 4 | OFF | 28.11 | 3.93 | 2.34 | 0 | 0.14 | 0 | 0 | 0.1 | -0.21 | -0.1 | 0 | 0.28 | 0.28 | 0.23 | 35.1 | 907.972 | 2.48
D | 4002 | 2016-11-27 | 5 | OFF | 46.46 | 3.93 | 2.34 | 0 | 0.19 | 0 | 0 | -0.03 | -0.14 | -0.1 | 0 | 0.28 | 0.28 | 0.23 | 53.44 | 922.575 | 2.53
D | 4002 | 2016-11-27 | 6 | OFF | 53.28 | 3.93 | 2.34 | 0 | 0.28 | 0 | 0 | 0.06 | -0.24 | -0.1 | 0 | 0.28 | 0.28 | 0.23 | 60.34 | 957.879 | 2.62
D | 4002 | 2016-11-27 | 7 | OFF | 27.15 | 3.93 | 2.34 | 0 | 0.42 | 0 | 0 | 0.08 | -0.23 | -0.1 | 0 | 0.28 | 0.28 | 0.23 | 34.38 | 1013.941 | 2.76
D | 4002 | 2016-11-27 | 8 | OFF | 22 | 3.93 | 2.34 | 0 | 0.21 | 0 | 0 | 0.05 | -0.2 | -0.1 | 0 | 0.28 | 0.28 | 0.23 | 29.02 | 1089.483 | 2.55
D | 4002 | 2016-11-27 | 9 | OFF | 19.93 | 3.93 | 2.34 | 0 | 0.13 | 0 | 0 | 0.06 | -0.23 | -0.1 | 0 | 0.28 | 0.28 | 0.23 | 26.85 | 1187.485 | 2.47
D | 4002 | 2016-11-27 | 10 | OFF | 23.84 | 3.93 | 2.34 | 0 | 0.15 | 0 | 0 | 0.05 | -0.29 | -0.1 | 0 | 0.28 | 0.28 | 0.23 | 30.71 | 1256.19 | 2.49
D | 4002 | 2016-11-27 | 11 | OFF | 25.89 | 3.93 | 2.34 | 0 | 0.08 | 0 | 0 | 0 | -0.21 | -0.1 | 0 | 0.28 | 0.28 | 0.23 | 32.72 | 1287.457 | 2.42
D | 4002 | 2016-11-27 | 12 | OFF | 24.88 | 3.93 | 2.34 | 0 | 0.07 | 0 | 0 | 0.03 | -0.19 | -0.1 | 0 | 0.28 | 0.28 | 0.23 | 31.75 | 1292.899 | 2.41
D | 4002 | 2016-11-27 | 13 | OFF | 22.45 | 3.93 | 2.34 | 0 | 0.08 | 0 | 0 | 0.04 | -0.2 | -0.1 | 0 | 0.28 | 0.28 | 0.23 | 29.33 | 1279.93 | 2.42
D | 4002 | 2016-11-27 | 14 | OFF | 22.54 | 3.93 | 2.34 | 0 | 0.06 | 0 | 0.02 | 0.02 | -0.2 | -0.1 | 0 | 0.28 | 0.28 | 0.23 | 29.4 | 1272.25 | 2.42
D | 4002 | 2016-11-27 | 15 | OFF | 26.29 | 3.93 | 2.34 | 0 | 0.07 | 0 | 0.17 | 0 | -0.2 | -0.1 | 0 | 0.28 | 0.28 | 0.23 | 33.29 | 1281.954 | 2.58
D | 4002 | 2016-11-27 | 16 | OFF | 23.52 | 3.93 | 2.34 | 0 | 0.06 | 0 | 0.04 | 0.03 | -0.21 | -0.1 | 0 | 0.28 | 0.28 | 0.23 | 30.4 | 1331.828 | 2.44
D | 4002 | 2016-11-27 | 17 | OFF | 38.17 | 3.93 | 2.34 | 0 | 0.07 | 0 | 0.34 | 0.03 | -0.27 | -0.1 | 0 | 0.28 | 0.28 | 0.23 | 45.3 | 1464.264 | 2.75
D | 4002 | 2016-11-27 | 18 | OFF | 55.48 | 3.93 | 2.34 | 0 | 0.29 | 0 | 1.73 | 0.07 | -0.49 | -0.1 | 0 | 0.28 | 0.28 | 0.23 | 64.04 | 1539.938 | 4.36
D | 4002 | 2016-11-27 | 19 | OFF | 28.41 | 3.93 | 2.34 | 0 | 0.08 | 0 | 0 | 0.03 | -0.37 | -0.1 | 0 | 0.28 | 0.28 | 0.23 | 35.11 | 1520.375 | 2.42
D | 4002 | 2016-11-27 | 20 | OFF | 27.48 | 3.93 | 2.34 | 0 | 0.12 | 0 | 0 | 0 | -0.33 | -0.1 | 0 | 0.28 | 0.28 | 0.23 | 34.23 | 1463.565 | 2.46
D | 4002 | 2016-11-27 | 21 | OFF | 27.08 | 3.93 | 2.34 | 0 | 0.13 | 0 | 0 | 0.04 | -0.27 | -0.1 | 0 | 0.28 | 0.28 | 0.23 | 33.94 | 1402.612 | 2.47
D | 4002 | 2016-11-27 | 22 | OFF | 26.8 | 3.93 | 2.34 | 0 | 0.1 | 0 | 0.08 | 0.02 | -0.23 | -0.1 | 0 | 0.28 | 0.28 | 0.23 | 33.73 | 1292.265 | 2.52
D | 4002 | 2016-11-27 | 23 | OFF | 20.7 | 3.93 | 2.34 | 0 | 0.19 | 0 | 0 | 0 | -0.23 | -0.1 | 0 | 0.28 | 0.28 | 0.23 | 27.62 | 1176.747 | 2.53
D | 4002 | 2016-11-27 | 24 | OFF | 15.14 | 3.93 | 2.34 | 0 | 0.87 | 0 | 0 | 0.04 | -0.18 | -0.1 | 0 | 0.28 | 0.28 | 0.23 | 22.83 | 1085.808 | 3.21
D | 4002 | 2016-11-28 | 1 | OFF | 25.04 | 3.93 | 2.8 | 0.04 | 0.2 | 0 | 0 | 0 | -0.38 | -0.1 | 0 | 0.28 | 0.28 | 0.23 | 32.32 | 1030.813 | 3.04
D | 4002 | 2016-11-28 | 2 | OFF | 28.44 | 3.93 | 2.8 | 0.04 | 0.25 | 0 | 0 | 0.06 | -0.43 | -0.1 | 0 | 0.28 | 0.28 | 0.23 | 35.78 | 1005.818 | 3.09
D | 4002 | 2016-11-28 | 3 | OFF | 25.43 | 3.93 | 2.8 | 0.04 | 0.21 | 0 | 0 | 0.05 | -0.33 | -0.1 | 0 | 0.28 | 0.28 | 0.23 | 32.82 | 1000.699 | 3.05
D | 4002 | 2016-11-28 | 4 | OFF | 27.73 | 3.93 | 2.8 | 0.04 | 0.25 | 0 | 0 | 0.02 | -0.34 | -0.1 | 0 | 0.28 | 0.28 | 0.23 | 35.12 | 1014.469 | 3.09
D | 4002 | 2016-11-28 | 5 | OFF | 23.54 | 3.93 | 2.8 | 0.04 | 0.14 | 0 | 0 | 0.06 | -0.32 | -0.1 | 0 | 0.28 | 0.28 | 0.23 | 30.88 | 1066.596 | 2.98
D | 4002 | 2016-11-28 | 6 | OFF | 26.9 | 3.93 | 2.8 | 0.04 | 0.32 | 0 | 0 | 0.09 | -0.33 | -0.1 | 0 | 0.28 | 0.28 | 0.23 | 34.44 | 1201.661 | 3.16
D | 4002 | 2016-11-28 | 7 | OFF | 30.14 | 3.93 | 2.8 | 0.04 | 0.24 | 0 | 0 | 0.11 | -0.4 | -0.1 | 0 | 0.28 | 0.28 | 0.23 | 37.55 | 1389.599 | 3.08
D | 4002 | 2016-11-28 | 8 | ON | 46.01 | 3.93 | 2.8 | 0.04 | 0.53 | 0.56 | 0.22 | 0.15 | -0.51 | -0.1 | 0.04 | 0.28 | 0.28 | 0.23 | 54.46 | 1466.434 | 4.19
D | 4002 | 2016-11-28 | 9 | ON | 32.4 | 3.93 | 2.8 | 0.04 | 0.24 | 0.55 | 0 | 0.04 | -0.4 | -0.1 | 0.03 | 0.28 | 0.28 | 0.23 | 40.32 | 1472.174 | 3.66
D | 4002 | 2016-11-28 | 10 | ON | 33.63 | 3.93 | 2.8 | 0.04 | 0.14 | 0.56 | 0 | 0.09 | -0.38 | -0.1 | 0.03 | 0.28 | 0.28 | 0.23 | 41.53 | 1467.779 | 3.57
D | 4002 | 2016-11-28 | 11 | ON | 41.95 | 3.93 | 2.8 | 0.04 | 0.14 | 0.57 | 0.34 | -0.1 | -0.16 | -0.1 | 0.03 | 0.28 | 0.28 | 0.23 | 50.23 | 1456.274 | 3.92
D | 4002 | 2016-11-28 | 12 | ON | 33.8 | 3.93 | 2.8 | 0.04 | 0.18 | 0.58 | 0.18 | -0.04 | -0.09 | -0.1 | 0.01 | 0.28 | 0.28 | 0.23 | 42.08 | 1440.656 | 3.79
D | 4002 | 2016-11-28 | 13 | ON | 27.04 | 3.93 | 2.8 | 0.04 | 0.11 | 0.59 | 0 | 0 | -0.33 | -0.1 | 0.01 | 0.28 | 0.28 | 0.23 | 34.88 | 1414.838 | 3.55
D | 4002 | 2016-11-28 | 14 | ON | 23.01 | 3.93 | 2.8 | 0.04 | 0.06 | 0.59 | 0 | 0.03 | -0.29 | -0.1 | 0.01 | 0.28 | 0.28 | 0.23 | 30.87 | 1406.782 | 3.5
D | 4002 | 2016-11-28 | 15 | ON | 23.03 | 3.93 | 2.8 | 0.04 | 0.06 | 0.59 | 0 | 0 | -0.28 | -0.1 | 0.01 | 0.28 | 0.28 | 0.23 | 30.87 | 1392.227 | 3.5
D | 4002 | 2016-11-28 | 16 | ON | 30.31 | 3.93 | 2.8 | 0.04 | 0.1 | 0.58 | 0 | 0.01 | -0.28 | -0.1 | 0.01 | 0.28 | 0.28 | 0.23 | 38.19 | 1423.077 | 3.53
D | 4002 | 2016-11-28 | 17 | ON | 41.51 | 3.93 | 2.8 | 0.04 | 0.41 | 0.53 | 0.05 | -0.08 | -0.39 | -0.1 | 0.04 | 0.28 | 0.28 | 0.23 | 49.53 | 1551.278 | 3.87
D | 4002 | 2016-11-28 | 18 | ON | 68.19 | 3.93 | 2.8 | 0.04 | 1.49 | 0.49 | 0 | 0.13 | -0.76 | -0.1 | 0.07 | 0.28 | 0.28 | 0.23 | 77.07 | 1663.931 | 4.89
D | 4002 | 2016-11-28 | 19 | ON | 148.5 | 3.93 | 2.8 | 0.04 | 2.4 | 0.33 | 0.29 | -0.27 | -0.93 | -0.1 | 0 | 0.28 | 0.28 | 0.23 | 157.78 | 1665.715 | 5.86
D | 4002 | 2016-11-28 | 20 | ON | 83.29 | 3.93 | 2.8 | 0.04 | 1.77 | 0.42 | 0 | 0.14 | -0.72 | -0.1 | 0 | 0.28 | 0.28 | 0.23 | 92.36 | 1620.021 | 5.03
D | 4002 | 2016-11-28 | 21 | ON | 99.11 | 3.93 | 2.8 | 0.04 | 0.46 | 0.47 | 0.51 | 0.13 | -0.6 | -0.1 | 0 | 0.28 | 0.28 | 0.23 | 107.54 | 1551.74 | 4.28
D | 4002 | 2016-11-28 | 22 | ON | 37.48 | 3.93 | 2.8 | 0.04 | 0.22 | 0.5 | 0.28 | 0.06 | -0.06 | -0.1 | 0 | 0.28 | 0.28 | 0.23 | 45.94 | 1439.378 | 3.84
D | 4002 | 2016-11-28 | 23 | ON | 66.7 | 3.93 | 2.8 | 0.04 | 0.44 | 0.55 | 1.12 | 0.14 | -0.3 | -0.1 | 0 | 0.28 | 0.28 | 0.23 | 76.11 | 1303.63 | 4.95
D | 4002 | 2016-11-28 | 24 | OFF | 32.36 | 3.93 | 2.8 | 0.04 | 0.2 | 0 | 0.18 | 0.05 | -0.08 | -0.1 | 0 | 0.28 | 0.28 | 0.23 | 40.17 | 1188.28 | 3.22
D | 4002 | 2016-11-29 | 1 | OFF | 38.49 | 3.93 | 4.5 | 0.29 | 0.16 | 0 | 0 | 0.06 | -0.21 | -0.1 | 0 | 0.28 | 0.28 | 0.23 | 47.91 | 1122.168 | 4.95
D | 4002 | 2016-11-29 | 2 | OFF | 39.4 | 3.93 | 4.5 | 0.29 | 0.35 | 0 | 0 | 0.13 | -0.24 | -0.1 | 0 | 0.28 | 0.28 | 0.23 | 49.05 | 1090.481 | 5.14
D | 4002 | 2016-11-29 | 3 | OFF | 33.91 | 3.93 | 4.5 | 0.29 | 0.39 | 0 | 0 | 0.07 | -0.21 | -0.1 | 0 | 0.28 | 0.28 | 0.23 | 43.57 | 1070.531 | 5.18
D | 4002 | 2016-11-29 | 4 | OFF | 30.15 | 3.93 | 4.5 | 0.29 | 0.33 | 0 | 0 | 0.08 | -0.2 | -0.1 | 0 | 0.28 | 0.28 | 0.23 | 39.77 | 1070.994 | 5.12
D | 4002 | 2016-11-29 | 5 | OFF | 39.43 | 3.93 | 4.5 | 0.29 | 0.26 | 0 | 0 | 0.04 | -0.21 | -0.1 | 0 | 0.28 | 0.28 | 0.23 | 48.93 | 1101.859 | 5.05
D | 4002 | 2016-11-29 | 6 | OFF | 46.5 | 3.93 | 4.5 | 0.29 | 0.62 | 0 | 0.19 | 0.18 | -0.29 | -0.1 | 0 | 0.28 | 0.28 | 0.23 | 56.61 | 1209.765 | 5.6
D | 4002 | 2016-11-29 | 7 | OFF | 81.58 | 3.93 | 4.5 | 0.29 | 1.12 | 0 | 0 | 0.04 | -0.55 | -0.1 | 0 | 0.28 | 0.28 | 0.23 | 91.6 | 1392.306 | 5.91
D | 4002 | 2016-11-29 | 8 | ON | 93.27 | 3.93 | 4.5 | 0.29 | 1.13 | 0.49 | 0 | 0.02 | -0.6 | -0.1 | 0.03 | 0.28 | 0.28 | 0.23 | 103.75 | 1476.595 | 6.44
D | 4002 | 2016-11-29 | 9 | ON | 80.48 | 3.93 | 4.5 | 0.29 | 0.75 | 0.49 | 0 | 0.14 | -0.5 | -0.1 | 0.06 | 0.28 | 0.28 | 0.23 | 90.83 | 1494.969 | 6.09
D | 4002 | 2016-11-29 | 10 | ON | 52.02 | 3.93 | 4.5 | 0.29 | 0.27 | 0.48 | 0.33 | 0.08 | -0.33 | -0.1 | 0.04 | 0.28 | 0.28 | 0.23 | 62.3 | 1512.404 | 5.91
D | 4002 | 2016-11-29 | 11 | ON | 32.86 | 3.93 | 4.5 | 0.29 | 0.08 | 0.48 | 0.01 | 0.01 | -0.37 | -0.1 | 0.03 | 0.28 | 0.28 | 0.23 | 42.51 | 1537.771 | 5.39
D | 4002 | 2016-11-29 | 12 | ON | 56.75 | 3.93 | 4.5 | 0.29 | 0.29 | 0.46 | 0.72 | 0.05 | -0.27 | -0.1 | 0.03 | 0.28 | 0.28 | 0.23 | 67.44 | 1546.588 | 6.29
D | 4002 | 2016-11-29 | 13 | ON | 41.85 | 3.93 | 4.5 | 0.29 | 0.24 | 0.44 | 0.35 | 0.06 | -0.2 | -0.1 | 0.02 | 0.28 | 0.28 | 0.23 | 52.17 | 1534.974 | 5.84
D | 4002 | 2016-11-29 | 14 | ON | 27.92 | 3.93 | 4.5 | 0.29 | 0.1 | 0.46 | 0 | 0.08 | -0.2 | -0.1 | 0.01 | 0.28 | 0.28 | 0.23 | 37.78 | 1532.295 | 5.36
D | 4002 | 2016-11-29 | 15 | ON | 27.54 | 3.93 | 4.5 | 0.29 | 0.08 | 0.47 | 0.03 | 0.03 | -0.15 | -0.1 | 0.01 | 0.28 | 0.28 | 0.23 | 37.42 | 1520.236 | 5.38
D | 4002 | 2016-11-29 | 16 | ON | 40.95 | 3.93 | 4.5 | 0.29 | 0.28 | 0.44 | 0.42 | 0 | -0.11 | -0.1 | 0.04 | 0.28 | 0.28 | 0.23 | 51.43 | 1535.597 | 5.97
D | 4002 | 2016-11-29 | 17 | ON | 78.42 | 3.93 | 4.5 | 0.29 | 0.3 | 0.43 | 0.25 | -0.15 | -0.23 | -0.1 | 0.07 | 0.28 | 0.28 | 0.23 | 88.5 | 1611.397 | 5.84
D | 4002 | 2016-11-29 | 18 | ON | 153.78 | 3.93 | 4.5 | 0.29 | 0.46 | 0.44 | 0.15 | -0.09 | -0.58 | -0.1 | 0.11 | 0.28 | 0.28 | 0.23 | 163.68 | 1662.497 | 5.95
D | 4002 | 2016-11-29 | 19 | ON | 49.61 | 3.93 | 4.5 | 0.29 | 0.33 | 0.45 | 0.67 | 0.09 | -0.34 | -0.1 | 0 | 0.28 | 0.28 | 0.23 | 60.22 | 1635.397 | 6.24
D | 4002 | 2016-11-29 | 20 | ON | 25.93 | 3.93 | 4.5 | 0.29 | 0.1 | 0.46 | 0.01 | 0.05 | -0.2 | -0.1 | 0 | 0.28 | 0.28 | 0.23 | 35.76 | 1575.485 | 5.36
D | 4002 | 2016-11-29 | 21 | ON | 25.25 | 3.93 | 4.5 | 0.29 | 0.07 | 0.49 | 0 | 0.04 | -0.17 | -0.1 | 0 | 0.28 | 0.28 | 0.23 | 35.09 | 1488.25 | 5.35
D | 4002 | 2016-11-29 | 22 | ON | 24.93 | 3.93 | 4.5 | 0.29 | 0.08 | 0.52 | 0 | 0.03 | -0.13 | -0.1 | 0 | 0.28 | 0.28 | 0.23 | 34.84 | 1357.654 | 5.39
D | 4002 | 2016-11-29 | 23 | ON | 24.66 | 3.93 | 4.5 | 0.29 | 0.29 | 0.58 | 0 | -0.01 | -0.14 | -0.1 | 0 | 0.28 | 0.28 | 0.23 | 34.79 | 1211.657 | 5.66
D | 4002 | 2016-11-29 | 24 | OFF | 23.34 | 3.93 | 4.5 | 0.29 | 0.17 | 0 | 0 | 0.05 | -0.15 | -0.1 | 0 | 0.28 | 0.28 | 0.23 | 32.82 | 1092.821 | 4.96
D | 4002 | 2016-11-30 | 1 | OFF | 16.89 | 3.93 | 1.43 | 0 | 0.24 | 0 | 0 | 0.04 | -0.19 | -0.1 | 0 | 0.28 | 0.28 | 0.23 | 23.03 | 1008.748 | 1.67
D | 4002 | 2016-11-30 | 2 | OFF | -33.5 | 3.93 | 1.43 | 0 | 0.31 | 0 | 0 | -0.09 | 0 | -0.1 | 0 | 0.28 | 0.28 | 0.23 | -27.23 | 973.096 | 1.74
D | 4002 | 2016-11-30 | 3 | OFF | 6.3 | 3.93 | 1.43 | 0 | 0.24 | 0 | 0 | 0.01 | -0.19 | -0.1 | 0 | 0.28 | 0.28 | 0.23 | 12.41 | 955.494 | 1.67
D | 4002 | 2016-11-30 | 4 | OFF | 20.22 | 3.93 | 1.43 | 0 | 0.12 | 0 | 0 | 0 | -0.12 | -0.1 | 0 | 0.28 | 0.28 | 0.23 | 26.27 | 963.23 | 1.55
D | 4002 | 2016-11-30 | 5 | OFF | 19.23 | 3.93 | 1.43 | 0 | 0.18 | 0 | 0 | 0.01 | -0.18 | -0.1 | 0 | 0.28 | 0.28 | 0.23 | 25.29 | 1006.585 | 1.61
D | 4002 | 2016-11-30 | 6 | OFF | 20.8 | 3.93 | 1.43 | 0 | 0.16 | 0 | 0 | 0.03 | -0.21 | -0.1 | 0 | 0.28 | 0.28 | 0.23 | 26.83 | 1125.165 | 1.59
D | 4002 | 2016-11-30 | 7 | OFF | 24.85 | 3.93 | 1.43 | 0 | 0.2 | 0 | 0.02 | 0.05 | -0.22 | -0.1 | 0 | 0.28 | 0.28 | 0.23 | 30.95 | 1318.577 | 1.65
D | 4002 | 2016-11-30 | 8 | ON | 26.85 | 3.93 | 1.43 | 0 | 0.19 | 0.58 | 0 | 0.04 | -0.26 | -0.1 | 0 | 0.28 | 0.28 | 0.23 | 33.45 | 1405.733 | 2.2
D | 4002 | 2016-11-30 | 9 | ON | 27.71 | 3.93 | 1.43 | 0 | 0.15 | 0.57 | 0 | 0.05 | -0.29 | -0.1 | 0.02 | 0.28 | 0.28 | 0.23 | 34.26 | 1421.983 | 2.17
D | 4002 | 2016-11-30 | 10 | ON | 26.53 | 3.93 | 1.43 | 0 | 0.11 | 0.57 | 0 | 0.07 | -0.27 | -0.1 | 0.02 | 0.28 | 0.28 | 0.23 | 33.08 | 1428.202 | 2.13
D | 4002 | 2016-11-30 | 11 | ON | 25.04 | 3.93 | 1.43 | 0 | 0.09 | 0.56 | 0 | 0.04 | -0.27 | -0.1 | 0.02 | 0.28 | 0.28 | 0.23 | 31.53 | 1441.441 | 2.1
D | 4002 | 2016-11-30 | 12 | ON | 27.13 | 3.93 | 1.43 | 0 | 0.09 | 0.56 | 0 | 0.02 | -0.28 | -0.1 | 0.02 | 0.28 | 0.28 | 0.23 | 33.59 | 1451.564 | 2.1
D | 4002 | 2016-11-30 | 13 | ON | 30.02 | 3.93 | 1.43 | 0 | 0.1 | 0.56 | 0.15 | 0.06 | -0.3 | -0.1 | 0.02 | 0.28 | 0.28 | 0.23 | 36.66 | 1446.753 | 2.26
D | 4002 | 2016-11-30 | 14 | ON | 29.62 | 3.93 | 1.43 | 0 | 0.13 | 0.56 | 0 | 0.06 | -0.25 | -0.1 | 0.02 | 0.28 | 0.28 | 0.23 | 36.19 | 1450.416 | 2.14
D | 4002 | 2016-11-30 | 15 | ON | 24.71 | 3.93 | 1.43 | 0 | 0.1 | 0.56 | 0 | 0.04 | -0.29 | -0.1 | 0.02 | 0.28 | 0.28 | 0.23 | 31.19 | 1445.079 | 2.11
D | 4002 | 2016-11-30 | 16 | ON | 25.59 | 3.93 | 1.43 | 0 | 0.11 | 0.55 | 0.07 | 0.04 | -0.26 | -0.1 | 0.02 | 0.28 | 0.28 | 0.23 | 32.17 | 1471.606 | 2.18
D | 4002 | 2016-11-30 | 17 | ON | 31.43 | 3.93 | 1.43 | 0 | 0.09 | 0.52 | 0.07 | 0.06 | -0.33 | -0.1 | 0.02 | 0.28 | 0.28 | 0.23 | 37.91 | 1555.857 | 2.13
D | 4002 | 2016-11-30 | 18 | ON | 34.44 | 3.93 | 1.43 | 0 | 0.36 | 0.5 | 0.17 | 0.07 | -0.5 | -0.1 | 0.04 | 0.28 | 0.28 | 0.23 | 41.13 | 1608.351 | 2.5
D | 4002 | 2016-11-30 | 19 | ON | 17.18 | 3.93 | 1.43 | 0 | 0.16 | 0.51 | 0 | 0.02 | -0.29 | -0.1 | 0 | 0.28 | 0.28 | 0.23 | 23.63 | 1589.145 | 2.1
D | 4002 | 2016-11-30 | 20 | ON | 21.32 | 3.93 | 1.43 | 0 | 0.08 | 0.52 | 0.07 | 0.03 | -0.27 | -0.1 | 0 | 0.28 | 0.28 | 0.23 | 27.8 | 1541.94 | 2.1
D | 4002 | 2016-11-30 | 21 | ON | 25.85 | 3.93 | 1.43 | 0 | 0.1 | 0.55 | 0.01 | 0.03 | -0.24 | -0.1 | 0 | 0.28 | 0.28 | 0.23 | 32.35 | 1460.231 | 2.09
D | 4002 | 2016-11-30 | 22 | ON | 32.97 | 3.93 | 1.43 | 0 | 0.34 | 0.59 | 0.51 | 0.05 | -0.17 | -0.1 | 0 | 0.28 | 0.28 | 0.23 | 40.34 | 1343.552 | 2.87
D | 4002 | 2016-11-30 | 23 | ON | 22.49 | 3.93 | 1.43 | 0 | 0.2 | 0.65 | 0 | 0.03 | -0.14 | -0.1 | 0 | 0.28 | 0.28 | 0.23 | 29.28 | 1202.015 | 2.28
D | 4002 | 2016-11-30 | 24 | OFF | 22.68 | 3.93 | 1.43 | 0 | 0.34 | 0 | 0 | 0.03 | -0.12 | -0.1 | 0 | 0.28 | 0.28 | 0.23 | 28.98 | 1080.731 | 1.77
T | 721 lines

## whlsecost_hourly_4002_201612
C | Hourly Wholesale Load Cost Report
C | Filename: whlsecost_hourly_4002_201612.csv
C | Report for: 12 2016
C | Report generated: 02/28/2017 15:35:11 EST
H | Location ID | Local Date | Local Hour | OnOffPeak | RTLMP | Capacity | First Contingency | Second Contingency | Regulation | Forward Reserves | Real-Time Reserves | Inadvertent | Marginal Loss Rev Fund | Auction Rev Rights | Price Responsive Demand Cost | ISO Sched 2 | ISO Sched 3 | NEPOOL Exp | Total Cost | RTLO | Total Ancillary & NCPC
H | Number | Date | Number | String | Number | Number | Number | Number | Number | Number | Number | Number | Number | Number | Number | Number | Number | Number | Number | Number
D | 4002 | 2016-12-01 | 1 | OFF | 12.86 | 3.82 | 0.59 | 0 | 0.12 | 0 | 0 | 0.04 | -0.18 | -0.09 | 0 | 0.28 | 0.27 | 0.23 | 17.94 | 1001.615 | 0.71
D | 4002 | 2016-12-01 | 2 | OFF | 1.87 | 3.82 | 0.59 | 0 | 0.25 | 0 | 0 | 0 | -0.06 | -0.09 | 0 | 0.28 | 0.27 | 0.23 | 7.16 | 964.203 | 0.84
D | 4002 | 2016-12-01 | 3 | OFF | 1.94 | 3.82 | 0.59 | 0 | 0.3 | 0 | 0 | -0.01 | -0.07 | -0.09 | 0 | 0.28 | 0.27 | 0.23 | 7.26 | 944.194 | 0.89
D | 4002 | 2016-12-01 | 4 | OFF | 8.71 | 3.82 | 0.59 | 0 | 0.2 | 0 | 0 | 0.01 | -0.06 | -0.09 | 0 | 0.28 | 0.27 | 0.23 | 13.96 | 946.845 | 0.79
D | 4002 | 2016-12-01 | 5 | OFF | 9.6 | 3.82 | 0.59 | 0 | 0.21 | 0 | 0 | 0 | -0.06 | -0.09 | 0 | 0.28 | 0.27 | 0.23 | 14.85 | 986.562 | 0.8
D | 4002 | 2016-12-01 | 6 | OFF | 7.7 | 3.82 | 0.59 | 0 | 0.41 | 0 | 0 | 0.03 | -0.1 | -0.09 | 0 | 0.28 | 0.27 | 0.23 | 13.14 | 1099.077 | 1
D | 4002 | 2016-12-01 | 7 | OFF | 17.58 | 3.82 | 0.59 | 0 | 0.3 | 0 | 0 | 0.05 | -0.18 | -0.09 | 0 | 0.28 | 0.27 | 0.23 | 22.85 | 1286.114 | 0.89
D | 4002 | 2016-12-01 | 8 | ON | 18.35 | 3.82 | 0.59 | 0 | 0.31 | 0.58 | 0 | 0.05 | -0.2 | -0.09 | 0.02 | 0.28 | 0.27 | 0.23 | 24.21 | 1363.641 | 1.5
D | 4002 | 2016-12-01 | 9 | ON | 15.34 | 3.82 | 0.59 | 0 | 0.16 | 0.58 | 0 | 0.04 | -0.18 | -0.09 | 0.01 | 0.28 | 0.27 | 0.23 | 21.05 | 1364.427 | 1.34
D | 4002 | 2016-12-01 | 10 | ON | 17.88 | 3.82 | 0.59 | 0 | 0.1 | 0.58 | 0 | 0.04 | -0.17 | -0.09 | 0.01 | 0.28 | 0.27 | 0.23 | 23.54 | 1370.945 | 1.28
D | 4002 | 2016-12-01 | 11 | ON | 16.06 | 3.82 | 0.59 | 0 | 0.12 | 0.58 | 0 | 0.04 | -0.16 | -0.09 | 0 | 0.28 | 0.27 | 0.23 | 21.74 | 1360.629 | 1.29
D | 4002 | 2016-12-01 | 12 | ON | 15.99 | 3.82 | 0.59 | 0 | 0.11 | 0.59 | 0 | 0.04 | -0.15 | -0.09 | 0 | 0.28 | 0.27 | 0.23 | 21.68 | 1357.071 | 1.29
D | 4002 | 2016-12-01 | 13 | ON | 17.69 | 3.82 | 0.59 | 0 | 0.11 | 0.59 | 0 | 0.01 | -0.14 | -0.09 | 0.01 | 0.28 | 0.27 | 0.23 | 23.37 | 1355.253 | 1.3
D | 4002 | 2016-12-01 | 14 | ON | 19.61 | 3.82 | 0.59 | 0 | 0.09 | 0.59 | 0 | 0.02 | -0.14 | -0.09 | 0.01 | 0.28 | 0.27 | 0.23 | 25.28 | 1364.069 | 1.28
D | 4002 | 2016-12-01 | 15 | ON | 20.14 | 3.82 | 0.59 | 0 | 0.09 | 0.59 | 0 | 0.01 | -0.16 | -0.09 | 0.01 | 0.28 | 0.27 | 0.23 | 25.78 | 1356.608 | 1.28
D | 4002 | 2016-12-01 | 16 | ON | 39.68 | 3.82 | 0.59 | 0 | 0.17 | 0.57 | 0.4 | 0.68 | -0.22 | -0.09 | 0.04 | 0.28 | 0.27 | 0.23 | 46.42 | 1357.641 | 1.77
D | 4002 | 2016-12-01 | 17 | ON | 30.19 | 3.82 | 0.59 | 0 | 0.05 | 0.54 | 0 | -0.02 | -0.06 | -0.09 | 0.03 | 0.28 | 0.27 | 0.23 | 35.83 | 1363.308 | 1.21
D | 4002 | 2016-12-01 | 18 | ON | 36.12 | 3.82 | 0.59 | 0 | 0.09 | 0.5 | 0.06 | 0.06 | -0.07 | -0.09 | 0.03 | 0.28 | 0.27 | 0.23 | 41.89 | 1427.82 | 1.27
D | 4002 | 2016-12-01 | 19 | ON | 36.18 | 3.82 | 0.59 | 0 | 0.18 | 0.51 | 0 | 0.02 | -0.02 | -0.09 | 0 | 0.28 | 0.27 | 0.23 | 41.97 | 1429.846 | 1.28
D | 4002 | 2016-12-01 | 20 | ON | 26.81 | 3.82 | 0.59 | 0 | 0.1 | 0.52 | 0 | 0.05 | -0.06 | -0.09 | 0 | 0.28 | 0.27 | 0.23 | 32.52 | 1399.904 | 1.21
D | 4002 | 2016-12-01 | 21 | ON | 22.74 | 3.82 | 0.59 | 0 | 0.08 | 0.54 | 0 | 0.04 | -0.04 | -0.09 | 0 | 0.28 | 0.27 | 0.23 | 28.46 | 1343.635 | 1.21
D | 4002 | 2016-12-01 | 22 | ON | 24.16 | 3.82 | 0.59 | 0 | 0.17 | 0.58 | 0.13 | 0.01 | 0.01 | -0.09 | 0 | 0.28 | 0.27 | 0.23 | 30.16 | 1247.833 | 1.47
D | 4002 | 2016-12-01 | 23 | ON | 12.16 | 3.82 | 0.59 | 0 | 0.15 | 0.65 | 0 | 0.05 | -0.12 | -0.09 | 0 | 0.28 | 0.27 | 0.23 | 17.99 | 1124.961 | 1.39
D | 4002 | 2016-12-01 | 24 | OFF | 10.77 | 3.82 | 0.59 | 0 | 1.59 | 0 | 0 | 0.03 | -0.06 | -0.09 | 0 | 0.28 | 0.27 | 0.23 | 17.43 | 1032.134 | 2.18
D | 4002 | 2016-12-02 | 1 | OFF | 16.7 | 3.82 | 0.55 | 0 | 0.18 | 0 | 0 | 0 | -0.14 | -0.09 | 0 | 0.28 | 0.27 | 0.23 | 21.8 | 982.88 | 0.73
D | 4002 | 2016-12-02 | 2 | OFF | 11.32 | 3.82 | 0.55 | 0 | 0.13 | 0 | 0 | 0.02 | -0.18 | -0.09 | 0 | 0.28 | 0.27 | 0.23 | 16.35 | 949.831 | 0.68
D | 4002 | 2016-12-02 | 3 | OFF | 17.53 | 3.82 | 0.55 | 0 | 0.11 | 0 | 0 | 0.03 | -0.17 | -0.09 | 0 | 0.28 | 0.27 | 0.23 | 22.56 | 936.119 | 0.66
D | 4002 | 2016-12-02 | 4 | OFF | 18.3 | 3.82 | 0.55 | 0 | 0.1 | 0 | 0 | 0.04 | -0.16 | -0.09 | 0 | 0.28 | 0.27 | 0.23 | 23.34 | 952.583 | 0.65
D | 4002 | 2016-12-02 | 5 | OFF | 11.92 | 3.82 | 0.55 | 0 | 0.17 | 0 | 0 | 0.02 | -0.15 | -0.09 | 0 | 0.28 | 0.27 | 0.23 | 17.02 | 984.44 | 0.72
D | 4002 | 2016-12-02 | 6 | OFF | 18.7 | 3.82 | 0.55 | 0 | 0.93 | 0 | 0 | 0.05 | -0.12 | -0.09 | 0 | 0.28 | 0.27 | 0.23 | 24.62 | 1081.674 | 1.48
D | 4002 | 2016-12-02 | 7 | OFF | 23.84 | 3.82 | 0.55 | 0 | 0.45 | 0 | 0.01 | 0.03 | -0.11 | -0.09 | 0 | 0.28 | 0.27 | 0.23 | 29.28 | 1237.242 | 1.01
D | 4002 | 2016-12-02 | 8 | ON | 27.5 | 3.82 | 0.55 | 0 | 0.25 | 0.39 | 0 | 0.04 | -0.12 | -0.09 | 0 | 0.28 | 0.27 | 0.23 | 33.12 | 1336.059 | 1.19
D | 4002 | 2016-12-02 | 9 | ON | 23.71 | 3.82 | 0.55 | 0 | 0.15 | 0.57 | 0 | 0.04 | -0.13 | -0.09 | 0 | 0.28 | 0.27 | 0.23 | 29.4 | 1341.733 | 1.27
D | 4002 | 2016-12-02 | 10 | ON | 24.45 | 3.82 | 0.55 | 0 | 0.12 | 0.58 | 0 | 0.06 | -0.12 | -0.09 | 0 | 0.28 | 0.27 | 0.23 | 30.15 | 1340.738 | 1.25
D | 4002 | 2016-12-02 | 11 | ON | 24.6 | 3.82 | 0.55 | 0 | 0.15 | 0.58 | 0.03 | 0.06 | -0.12 | -0.09 | 0 | 0.28 | 0.27 | 0.23 | 30.36 | 1350.626 | 1.31
D | 4002 | 2016-12-02 | 12 | ON | 24.63 | 3.82 | 0.55 | 0 | 0.12 | 0.59 | 0 | 0.04 | -0.13 | -0.09 | 0 | 0.28 | 0.27 | 0.23 | 30.31 | 1343.005 | 1.26
D | 4002 | 2016-12-02 | 13 | ON | 23.86 | 3.82 | 0.55 | 0 | 0.11 | 0.59 | 0 | 0.05 | -0.08 | -0.09 | 0 | 0.28 | 0.27 | 0.23 | 29.59 | 1302.051 | 1.25
D | 4002 | 2016-12-02 | 14 | ON | 25.44 | 3.82 | 0.55 | 0 | 0.08 | 0.59 | 0.05 | 0.04 | -0.08 | -0.09 | 0 | 0.28 | 0.27 | 0.23 | 31.18 | 1299.935 | 1.27
D | 4002 | 2016-12-02 | 15 | ON | 24.68 | 3.82 | 0.55 | 0 | 0.1 | 0.59 | 0 | 0.03 | -0.06 | -0.09 | 0 | 0.28 | 0.27 | 0.23 | 30.4 | 1278.351 | 1.24
D | 4002 | 2016-12-02 | 16 | ON | 24.39 | 3.82 | 0.55 | 0 | 0.1 | 0.59 | 0 | 0.06 | -0.05 | -0.09 | 0 | 0.28 | 0.27 | 0.23 | 30.15 | 1284.36 | 1.24
D | 4002 | 2016-12-02 | 17 | ON | 30.61 | 3.82 | 0.55 | 0 | 0.07 | 0.55 | 0.09 | 0.01 | -0.08 | -0.09 | 0.01 | 0.28 | 0.27 | 0.23 | 36.32 | 1374.977 | 1.27
D | 4002 | 2016-12-02 | 18 | ON | 33.02 | 3.82 | 0.55 | 0 | 0.12 | 0.53 | 0.14 | 0.08 | -0.12 | -0.09 | 0.02 | 0.28 | 0.27 | 0.23 | 38.85 | 1435.192 | 1.36
D | 4002 | 2016-12-02 | 19 | ON | 29.3 | 3.82 | 0.55 | 0 | 0.09 | 0.54 | 0.01 | 0.05 | -0.06 | -0.09 | 0 | 0.28 | 0.27 | 0.23 | 34.99 | 1417.69 | 1.19
D | 4002 | 2016-12-02 | 20 | ON | 25.88 | 3.82 | 0.55 | 0 | 0.06 | 0.55 | 0 | 0.05 | -0.1 | -0.09 | 0 | 0.28 | 0.27 | 0.23 | 31.5 | 1387.417 | 1.16
D | 4002 | 2016-12-02 | 21 | ON | 25.32 | 3.82 | 0.55 | 0 | 0.04 | 0.57 | 0.01 | 0.06 | -0.12 | -0.09 | 0 | 0.28 | 0.27 | 0.23 | 30.94 | 1342.151 | 1.17
D | 4002 | 2016-12-02 | 22 | ON | 24.62 | 3.82 | 0.55 | 0 | 0.1 | 0.6 | 0 | 0.05 | -0.09 | -0.09 | 0 | 0.28 | 0.27 | 0.23 | 30.34 | 1261.321 | 1.25
D | 4002 | 2016-12-02 | 23 | ON | 17.19 | 3.82 | 0.55 | 0 | 0.37 | 0.65 | 0 | 0.03 | -0.1 | -0.09 | 0 | 0.28 | 0.27 | 0.23 | 23.2 | 1141.42 | 1.57
D | 4002 | 2016-12-02 | 24 | OFF | 12.62 | 3.82 | 0.55 | 0 | 0.57 | 0 | 0 | 0.03 | -0.09 | -0.09 | 0 | 0.28 | 0.27 | 0.23 | 18.19 | 1042.731 | 1.12
D | 4002 | 2016-12-03 | 1 | OFF | 16.27 | 3.82 | 2.21 | 0 | 0.33 | 0 | 0 | 0.08 | -0.1 | -0.09 | 0 | 0.28 | 0.27 | 0.23 | 23.3 | 977.087 | 2.54
D | 4002 | 2016-12-03 | 2 | OFF | 24.27 | 3.82 | 2.21 | 0 | 0.28 | 0 | 0 | 0.07 | -0.12 | -0.09 | 0 | 0.28 | 0.27 | 0.23 | 31.22 | 951.452 | 2.49
D | 4002 | 2016-12-03 | 3 | OFF | 17.11 | 3.82 | 2.21 | 0 | 0.32 | 0 | 0 | 0.07 | -0.15 | -0.09 | 0 | 0.28 | 0.27 | 0.23 | 24.07 | 934.378 | 2.53
D | 4002 | 2016-12-03 | 4 | OFF | 18.51 | 3.82 | 2.21 | 0 | 0.14 | 0 | 0 | 0.05 | -0.19 | -0.09 | 0 | 0.28 | 0.27 | 0.23 | 25.23 | 931.092 | 2.35
D | 4002 | 2016-12-03 | 5 | OFF | 19.86 | 3.82 | 2.21 | 0 | 0.21 | 0 | 0 | 0.05 | -0.16 | -0.09 | 0 | 0.28 | 0.27 | 0.23 | 26.68 | 955.077 | 2.42
D | 4002 | 2016-12-03 | 6 | OFF | 27.99 | 3.82 | 2.21 | 0 | 0.19 | 0 | 0 | 0.03 | -0.14 | -0.09 | 0 | 0.28 | 0.27 | 0.23 | 34.79 | 998.277 | 2.4
D | 4002 | 2016-12-03 | 7 | OFF | 31.35 | 3.82 | 2.21 | 0 | 0.48 | 0 | 0 | 0.08 | -0.15 | -0.09 | 0 | 0.28 | 0.27 | 0.23 | 38.48 | 1070.448 | 2.69
D | 4002 | 2016-12-03 | 8 | OFF | 31.61 | 3.82 | 2.21 | 0 | 0.54 | 0 | 0.12 | 0.11 | -0.09 | -0.09 | 0 | 0.28 | 0.27 | 0.23 | 39.01 | 1133.874 | 2.87
D | 4002 | 2016-12-03 | 9 | OFF | 39.55 | 3.82 | 2.21 | 0 | 0.46 | 0 | 0.17 | 0.13 | -0.09 | -0.09 | 0 | 0.28 | 0.27 | 0.23 | 46.94 | 1203.2 | 2.84
D | 4002 | 2016-12-03 | 10 | OFF | 28.89 | 3.82 | 2.21 | 0 | 0.28 | 0 | 0 | 0.1 | -0.09 | -0.09 | 0 | 0.28 | 0.27 | 0.23 | 35.9 | 1240.565 | 2.49
D | 4002 | 2016-12-03 | 11 | OFF | 29.26 | 3.82 | 2.21 | 0 | 0.09 | 0 | 0.01 | 0.03 | -0.08 | -0.09 | 0 | 0.28 | 0.27 | 0.23 | 36.03 | 1251.228 | 2.31
D | 4002 | 2016-12-03 | 12 | OFF | 36.89 | 3.82 | 2.21 | 0 | 0.18 | 0 | 0.34 | 0.09 | -0.02 | -0.09 | 0 | 0.28 | 0.27 | 0.23 | 44.2 | 1242.871 | 2.73
D | 4002 | 2016-12-03 | 13 | OFF | 28.54 | 3.82 | 2.21 | 0 | 0.15 | 0 | 0 | 0.04 | -0.06 | -0.09 | 0 | 0.28 | 0.27 | 0.23 | 35.39 | 1223.638 | 2.36
D | 4002 | 2016-12-03 | 14 | OFF | 28.81 | 3.82 | 2.21 | 0 | 0.12 | 0 | 0 | 0.07 | -0.07 | -0.09 | 0 | 0.28 | 0.27 | 0.23 | 35.65 | 1210.832 | 2.33
D | 4002 | 2016-12-03 | 15 | OFF | 27.36 | 3.82 | 2.21 | 0 | 0.11 | 0 | 0 | 0.07 | -0.08 | -0.09 | 0 | 0.28 | 0.27 | 0.23 | 34.18 | 1207.237 | 2.32
D | 4002 | 2016-12-03 | 16 | OFF | 28.35 | 3.82 | 2.21 | 0 | 0.09 | 0 | 0 | 0.04 | -0.09 | -0.09 | 0 | 0.28 | 0.27 | 0.23 | 35.11 | 1237.191 | 2.3
D | 4002 | 2016-12-03 | 17 | OFF | 44.44 | 3.82 | 2.21 | 0 | 0.13 | 0 | 0.35 | 0.12 | -0.1 | -0.09 | 0 | 0.28 | 0.27 | 0.23 | 51.66 | 1335.457 | 2.69
D | 4002 | 2016-12-03 | 18 | OFF | 59.57 | 3.82 | 2.21 | 0 | 0.99 | 0 | 2.14 | 0.12 | -0.07 | -0.09 | 0 | 0.28 | 0.27 | 0.23 | 69.47 | 1393.068 | 5.34
D | 4002 | 2016-12-03 | 19 | OFF | 41.15 | 3.82 | 2.21 | 0 | 1.31 | 0 | 0.48 | 0.04 | -0.11 | -0.09 | 0 | 0.28 | 0.27 | 0.23 | 49.59 | 1371.05 | 4
D | 4002 | 2016-12-03 | 20 | OFF | 29.53 | 3.82 | 2.21 | 0 | 0.62 | 0 | 0.03 | 0.05 | -0.12 | -0.09 | 0 | 0.28 | 0.27 | 0.23 | 36.83 | 1334.194 | 2.86
D | 4002 | 2016-12-03 | 21 | OFF | 60.53 | 3.82 | 2.21 | 0 | 0.36 | 0 | 0 | -0.04 | -0.06 | -0.09 | 0 | 0.28 | 0.27 | 0.23 | 67.51 | 1295.305 | 2.57
D | 4002 | 2016-12-03 | 22 | OFF | 33.78 | 3.82 | 2.21 | 0 | 0.3 | 0 | 0 | 0.06 | -0.05 | -0.09 | 0 | 0.28 | 0.27 | 0.23 | 40.81 | 1225.926 | 2.51
D | 4002 | 2016-12-03 | 23 | OFF | 27.64 | 3.82 | 2.21 | 0 | 0.26 | 0 | 0 | 0.05 | -0.1 | -0.09 | 0 | 0.28 | 0.27 | 0.23 | 34.57 | 1131.469 | 2.47
D | 4002 | 2016-12-03 | 24 | OFF | 16.25 | 3.82 | 2.21 | 0 | 0.64 | 0 | 0.04 | 0.06 | -0.18 | -0.09 | 0 | 0.28 | 0.27 | 0.23 | 23.53 | 1048.97 | 2.89
D | 4002 | 2016-12-04 | 1 | OFF | 28.82 | 3.82 | 1.97 | 0 | 0.57 | 0 | 0 | 0.04 | -0.16 | -0.09 | 0 | 0.28 | 0.27 | 0.23 | 35.75 | 1004.273 | 2.54
D | 4002 | 2016-12-04 | 2 | OFF | 32.07 | 3.82 | 1.97 | 0 | 0.13 | 0 | 0 | 0.02 | -0.21 | -0.09 | 0 | 0.28 | 0.27 | 0.23 | 38.49 | 975.479 | 2.1
D | 4002 | 2016-12-04 | 3 | OFF | 30.56 | 3.82 | 1.97 | 0 | 0.37 | 0 | 0 | 0.02 | -0.22 | -0.09 | 0 | 0.28 | 0.27 | 0.23 | 37.21 | 965.125 | 2.34
D | 4002 | 2016-12-04 | 4 | OFF | 29.44 | 3.82 | 1.97 | 0 | 0.46 | 0 | 0 | 0.07 | -0.22 | -0.09 | 0 | 0.28 | 0.27 | 0.23 | 36.23 | 960.481 | 2.43
D | 4002 | 2016-12-04 | 5 | OFF | 29.76 | 3.82 | 1.97 | 0 | 0.5 | 0 | 0 | 0.06 | -0.23 | -0.09 | 0 | 0.28 | 0.27 | 0.23 | 36.57 | 971.525 | 2.47
D | 4002 | 2016-12-04 | 6 | OFF | 31.2 | 3.82 | 1.97 | 0 | 0.47 | 0 | 0 | 0 | -0.2 | -0.09 | 0 | 0.28 | 0.27 | 0.23 | 37.95 | 1009.225 | 2.44
D | 4002 | 2016-12-04 | 7 | OFF | 31.91 | 3.82 | 1.97 | 0 | 0.57 | 0 | 0 | 0.07 | -0.15 | -0.09 | 0 | 0.28 | 0.27 | 0.23 | 38.88 | 1066.846 | 2.54
D | 4002 | 2016-12-04 | 8 | OFF | 32.12 | 3.82 | 1.97 | 0 | 0.47 | 0 | 0 | 0.01 | -0.12 | -0.09 | 0 | 0.28 | 0.27 | 0.23 | 38.96 | 1139.355 | 2.44
D | 4002 | 2016-12-04 | 9 | OFF | 33.77 | 3.82 | 1.97 | 0 | 0.33 | 0 | 0 | 0.03 | -0.08 | -0.09 | 0 | 0.28 | 0.27 | 0.23 | 40.53 | 1221.037 | 2.3
D | 4002 | 2016-12-04 | 10 | OFF | 37.83 | 3.82 | 1.97 | 0 | 0.11 | 0 | 0.21 | 0.06 | -0.05 | -0.09 | 0 | 0.28 | 0.27 | 0.23 | 44.64 | 1256.293 | 2.29
D | 4002 | 2016-12-04 | 11 | OFF | 34.79 | 3.82 | 1.97 | 0 | 0.18 | 0 | 0.04 | 0.09 | -0.06 | -0.09 | 0 | 0.28 | 0.27 | 0.23 | 41.52 | 1256.446 | 2.19
D | 4002 | 2016-12-04 | 12 | OFF | 28.76 | 3.82 | 1.97 | 0 | 0.12 | 0 | 0 | 0.09 | -0.08 | -0.09 | 0 | 0.28 | 0.27 | 0.23 | 35.37 | 1253.31 | 2.09
D | 4002 | 2016-12-04 | 13 | OFF | 27.08 | 3.82 | 1.97 | 0 | 0.12 | 0 | 0 | 0.06 | -0.06 | -0.09 | 0 | 0.28 | 0.27 | 0.23 | 33.68 | 1248.059 | 2.09
D | 4002 | 2016-12-04 | 14 | OFF | 28.17 | 3.82 | 1.97 | 0 | 0.12 | 0 | 0 | 0.06 | -0.08 | -0.09 | 0 | 0.28 | 0.27 | 0.23 | 34.75 | 1243.767 | 2.09
D | 4002 | 2016-12-04 | 15 | OFF | 28.91 | 3.82 | 1.97 | 0 | 0.2 | 0 | 0 | 0.01 | -0.08 | -0.09 | 0 | 0.28 | 0.27 | 0.23 | 35.52 | 1241.181 | 2.17
D | 4002 | 2016-12-04 | 16 | OFF | 37.69 | 3.82 | 1.97 | 0 | 0.22 | 0 | 0.22 | 0.04 | -0.03 | -0.09 | 0 | 0.28 | 0.27 | 0.23 | 44.62 | 1263.833 | 2.41
D | 4002 | 2016-12-04 | 17 | OFF | 69.98 | 3.82 | 1.97 | 0 | 0.6 | 0 | 2.66 | -0.05 | 0.03 | -0.09 | 0 | 0.28 | 0.27 | 0.23 | 79.7 | 1399.428 | 5.23
D | 4002 | 2016-12-04 | 18 | OFF | 118.29 | 3.82 | 1.97 | 0 | 2.18 | 0 | 5.49 | 0.13 | 0.13 | -0.09 | 0 | 0.28 | 0.27 | 0.23 | 132.7 | 1497.492 | 9.64
D | 4002 | 2016-12-04 | 19 | OFF | 65.39 | 3.82 | 1.97 | 0 | 1.82 | 0 | 0 | 0.13 | -0.05 | -0.09 | 0 | 0.28 | 0.27 | 0.23 | 73.77 | 1486.105 | 3.79
D | 4002 | 2016-12-04 | 20 | OFF | 48.04 | 3.82 | 1.97 | 0 | 1.39 | 0 | 0 | 0.11 | -0.07 | -0.09 | 0 | 0.28 | 0.27 | 0.23 | 55.95 | 1439.201 | 3.36
D | 4002 | 2016-12-04 | 21 | OFF | 46.21 | 3.82 | 1.97 | 0 | 0.73 | 0 | 0.02 | 0.06 | 0.02 | -0.09 | 0 | 0.28 | 0.27 | 0.23 | 53.52 | 1366.98 | 2.72
D | 4002 | 2016-12-04 | 22 | OFF | 43.55 | 3.82 | 1.97 | 0 | 0.2 | 0 | 0.01 | 0.15 | 0.01 | -0.09 | 0 | 0.28 | 0.27 | 0.23 | 50.4 | 1277.378 | 2.18
D | 4002 | 2016-12-04 | 23 | OFF | 31.66 | 3.82 | 1.97 | 0 | 0.51 | 0 | 0 | 0.06 | 0 | -0.09 | 0 | 0.28 | 0.27 | 0.23 | 38.71 | 1168.672 | 2.48
D | 4002 | 2016-12-04 | 24 | OFF | 29.32 | 3.82 | 1.97 | 0 | 0.56 | 0 | 0 | 0.06 | -0.1 | -0.09 | 0 | 0.28 | 0.27 | 0.23 | 36.32 | 1086.143 | 2.53
D | 4002 | 2016-12-05 | 1 | OFF | 44.17 | 3.82 | 1.66 | 0 | 0.54 | 0 | 0 | 0.1 | -0.23 | -0.09 | 0 | 0.28 | 0.27 | 0.23 | 50.75 | 1059.824 | 2.2
D | 4002 | 2016-12-05 | 2 | OFF | 32.36 | 3.82 | 1.66 | 0 | 0.31 | 0 | 0 | 0 | -0.15 | -0.09 | 0 | 0.28 | 0.27 | 0.23 | 38.69 | 1035.202 | 1.97
D | 4002 | 2016-12-05 | 3 | OFF | 32.78 | 3.82 | 1.66 | 0 | 0.12 | 0 | 0 | 0.05 | -0.17 | -0.09 | 0 | 0.28 | 0.27 | 0.23 | 38.95 | 1024.825 | 1.78
D | 4002 | 2016-12-05 | 4 | OFF | 32.25 | 3.82 | 1.66 | 0 | 0.13 | 0 | 0 | 0.08 | -0.17 | -0.09 | 0 | 0.28 | 0.27 | 0.23 | 38.46 | 1035.724 | 1.79
D | 4002 | 2016-12-05 | 5 | OFF | 41 | 3.82 | 1.66 | 0 | 0.37 | 0 | 0 | 0.12 | -0.04 | -0.09 | 0 | 0.28 | 0.27 | 0.23 | 47.62 | 1080.307 | 2.03
D | 4002 | 2016-12-05 | 6 | OFF | 41.74 | 3.82 | 1.66 | 0 | 0.71 | 0 | 0 | 0.08 | 0.11 | -0.09 | 0 | 0.28 | 0.27 | 0.23 | 48.81 | 1177.29 | 2.37
D | 4002 | 2016-12-05 | 7 | OFF | 49.82 | 3.82 | 1.66 | 0 | 0.65 | 0 | 0.09 | 0.06 | 0.26 | -0.09 | 0 | 0.28 | 0.27 | 0.23 | 57.05 | 1340.933 | 2.4
D | 4002 | 2016-12-05 | 8 | ON | 72.88 | 3.82 | 1.66 | 0 | 0.57 | 0.49 | 0.05 | 0.11 | 0.56 | -0.09 | 0.04 | 0.28 | 0.27 | 0.23 | 80.87 | 1408.001 | 2.81
D | 4002 | 2016-12-05 | 9 | ON | 70.24 | 3.82 | 1.66 | 0 | 0.51 | 0.48 | 0 | 0.05 | 0.37 | -0.09 | 0.08 | 0.28 | 0.27 | 0.23 | 77.9 | 1428.808 | 2.73
D | 4002 | 2016-12-05 | 10 | ON | 79.54 | 3.82 | 1.66 | 0 | 0.31 | 0.47 | 0.26 | 0.11 | 0.51 | -0.09 | 0.08 | 0.28 | 0.27 | 0.23 | 87.45 | 1452.156 | 2.78
D | 4002 | 2016-12-05 | 11 | ON | 76.64 | 3.82 | 1.66 | 0 | 0.36 | 0.47 | 0 | 0.18 | 0.39 | -0.09 | 0.08 | 0.28 | 0.27 | 0.23 | 84.29 | 1478.343 | 2.57
D | 4002 | 2016-12-05 | 12 | ON | 113.69 | 3.82 | 1.66 | 0 | 0.45 | 0.47 | 1.34 | 0.1 | 0.61 | -0.09 | 0.1 | 0.28 | 0.27 | 0.23 | 122.93 | 1487.982 | 4.02
D | 4002 | 2016-12-05 | 13 | ON | 64.41 | 3.82 | 1.66 | 0 | 0.3 | 0.48 | 0.22 | 0.05 | 0.32 | -0.09 | 0.07 | 0.28 | 0.27 | 0.23 | 72.02 | 1477.382 | 2.73
D | 4002 | 2016-12-05 | 14 | ON | 59.37 | 3.82 | 1.66 | 0 | 0.17 | 0.45 | 0.16 | 0.07 | 0.22 | -0.09 | 0.07 | 0.28 | 0.27 | 0.23 | 66.68 | 1463.742 | 2.51
D | 4002 | 2016-12-05 | 15 | ON | 49.26 | 3.82 | 1.66 | 0 | 0.2 | 0.46 | 0.23 | 0.1 | 0.12 | -0.09 | 0.06 | 0.28 | 0.27 | 0.23 | 56.6 | 1429.312 | 2.61
D | 4002 | 2016-12-05 | 16 | ON | 51.43 | 3.82 | 1.66 | 0 | 0.32 | 0.49 | 0.45 | 0.05 | 0.12 | -0.09 | 0.06 | 0.28 | 0.27 | 0.23 | 59.09 | 1432.845 | 2.98
D | 4002 | 2016-12-05 | 17 | ON | 82.46 | 3.82 | 1.66 | 0 | 0.27 | 0.46 | 0.51 | 0.01 | 0.12 | -0.09 | 0.02 | 0.28 | 0.27 | 0.23 | 90.02 | 1522.378 | 2.92
D | 4002 | 2016-12-05 | 18 | ON | 126.92 | 3.82 | 1.66 | 0 | 0.55 | 0.43 | 1.04 | 0.22 | 0.19 | -0.09 | 0 | 0.28 | 0.27 | 0.23 | 135.52 | 1606.974 | 3.68
D | 4002 | 2016-12-05 | 19 | ON | 84.34 | 3.82 | 1.66 | 0 | 0.22 | 0.44 | 0.33 | 0.03 | -0.06 | -0.09 | 0 | 0.28 | 0.27 | 0.23 | 91.47 | 1599.983 | 2.65
D | 4002 | 2016-12-05 | 20 | ON | 55.96 | 3.82 | 1.66 | 0 | 0.17 | 0.45 | 0 | 0.06 | -0.07 | -0.09 | 0 | 0.28 | 0.27 | 0.23 | 62.74 | 1558.565 | 2.28
D | 4002 | 2016-12-05 | 21 | ON | 56.42 | 3.82 | 1.66 | 0 | 0.17 | 0.47 | 0.01 | 0.1 | -0.03 | -0.09 | 0 | 0.28 | 0.27 | 0.23 | 63.31 | 1482.388 | 2.31
D | 4002 | 2016-12-05 | 22 | ON | 53.37 | 3.82 | 1.66 | 0 | 0.17 | 0.5 | 0.01 | 0.05 | 0.04 | -0.09 | 0 | 0.28 | 0.27 | 0.23 | 60.31 | 1364.146 | 2.34
D | 4002 | 2016-12-05 | 23 | ON | 41.96 | 3.82 | 1.66 | 0 | 0.4 | 0.55 | 0.09 | 0.07 | -0.03 | -0.09 | 0 | 0.28 | 0.27 | 0.23 | 49.21 | 1227.003 | 2.7
D | 4002 | 2016-12-05 | 24 | OFF | 31.61 | 3.82 | 1.66 | 0 | 0.39 | 0 | 0 | 0.05 | 0 | -0.09 | 0 | 0.28 | 0.27 | 0.23 | 38.22 | 1116.95 | 2.05
D | 4002 | 2016-12-06 | 1 | OFF | 43.42 | 3.82 | 1.05 | 0 | 0.11 | 0 | 0 | 0.03 | -0.1 | -0.09 | 0 | 0.28 | 0.27 | 0.23 | 49.02 | 1070.563 | 1.16
D | 4002 | 2016-12-06 | 2 | OFF | 39.46 | 3.82 | 1.05 | 0 | 0.15 | 0 | 0 | 0.1 | -0.09 | -0.09 | 0 | 0.28 | 0.27 | 0.23 | 45.18 | 1043.235 | 1.2
D | 4002 | 2016-12-06 | 3 | OFF | 44.63 | 3.82 | 1.05 | 0 | 0.14 | 0 | 0 | -0.01 | -0.1 | -0.09 | 0 | 0.28 | 0.27 | 0.23 | 50.22 | 1035.408 | 1.19
D | 4002 | 2016-12-06 | 4 | OFF | 44.46 | 3.82 | 1.05 | 0 | 0.14 | 0 | 0 | 0.01 | -0.12 | -0.09 | 0 | 0.28 | 0.27 | 0.23 | 50.05 | 1040.528 | 1.19
D | 4002 | 2016-12-06 | 5 | OFF | 53.38 | 3.82 | 1.05 | 0 | 0.18 | 0 | 0 | 0.03 | -0.11 | -0.09 | 0 | 0.28 | 0.27 | 0.23 | 59.04 | 1077.878 | 1.23
D | 4002 | 2016-12-06 | 6 | OFF | 51.32 | 3.82 | 1.05 | 0 | 1.5 | 0 | 0 | 0.03 | -0.01 | -0.09 | 0 | 0.28 | 0.27 | 0.23 | 58.4 | 1179.417 | 2.55
D | 4002 | 2016-12-06 | 7 | OFF | 87.62 | 3.82 | 1.05 | 0 | 0.61 | 0 | 0.23 | 0.06 | 0.21 | -0.09 | 0 | 0.28 | 0.27 | 0.23 | 94.29 | 1327.228 | 1.89
D | 4002 | 2016-12-06 | 8 | ON | 66.27 | 3.82 | 1.05 | 0 | 0.65 | 0.54 | 0 | 0.05 | 0.02 | -0.09 | 0.05 | 0.28 | 0.27 | 0.23 | 73.14 | 1383.536 | 2.29
D | 4002 | 2016-12-06 | 9 | ON | 60.5 | 3.82 | 1.05 | 0 | 0.34 | 0.52 | 0.63 | 0.09 | 0.07 | -0.09 | 0.05 | 0.28 | 0.27 | 0.23 | 67.76 | 1391.439 | 2.59
D | 4002 | 2016-12-06 | 10 | ON | 44.38 | 3.82 | 1.05 | 0 | 0.18 | 0.55 | 0.2 | 0.13 | 0.02 | -0.09 | 0.05 | 0.28 | 0.27 | 0.23 | 51.07 | 1380.487 | 2.03
D | 4002 | 2016-12-06 | 11 | ON | 38 | 3.82 | 1.05 | 0 | 0.16 | 0.56 | 0 | 0.04 | -0.04 | -0.09 | 0.04 | 0.28 | 0.27 | 0.23 | 44.32 | 1373.862 | 1.81
D | 4002 | 2016-12-06 | 12 | ON | 37.43 | 3.82 | 1.05 | 0 | 0.12 | 0.57 | 0 | 0.11 | -0.05 | -0.09 | 0.04 | 0.28 | 0.27 | 0.23 | 43.78 | 1347.562 | 1.78
D | 4002 | 2016-12-06 | 13 | ON | 35.63 | 3.82 | 1.05 | 0 | 0.17 | 0.57 | 0 | 0.08 | -0.04 | -0.09 | 0.04 | 0.28 | 0.27 | 0.23 | 42.01 | 1315.21 | 1.83
D | 4002 | 2016-12-06 | 14 | ON | 37.28 | 3.82 | 1.05 | 0 | 0.15 | 0.57 | 0 | 0.01 | -0.02 | -0.09 | 0.04 | 0.28 | 0.27 | 0.23 | 43.59 | 1312.25 | 1.81
D | 4002 | 2016-12-06 | 15 | ON | 41.15 | 3.82 | 1.05 | 0 | 0.1 | 0.56 | 0 | 0.06 | 0 | -0.09 | 0.04 | 0.28 | 0.27 | 0.23 | 47.47 | 1310.308 | 1.75
D | 4002 | 2016-12-06 | 16 | ON | 43.83 | 3.82 | 1.05 | 0 | 0.08 | 0.55 | 0 | -0.05 | 0.02 | -0.09 | 0.04 | 0.28 | 0.27 | 0.23 | 50.03 | 1338.645 | 1.72
D | 4002 | 2016-12-06 | 17 | ON | 70.25 | 3.82 | 1.05 | 0 | 0.13 | 0.51 | 0.27 | 0.1 | 0.15 | -0.09 | 0.02 | 0.28 | 0.27 | 0.23 | 76.99 | 1454.371 | 1.98
D | 4002 | 2016-12-06 | 18 | ON | 100.64 | 3.82 | 1.05 | 0 | 0.39 | 0.48 | 0.74 | 0.07 | 0.07 | -0.09 | 0.05 | 0.28 | 0.27 | 0.23 | 108 | 1543.57 | 2.71
D | 4002 | 2016-12-06 | 19 | ON | 72.71 | 3.82 | 1.05 | 0 | 0.34 | 0.49 | 0.12 | 0.06 | 0.02 | -0.09 | 0 | 0.28 | 0.27 | 0.23 | 79.3 | 1541.216 | 2
D | 4002 | 2016-12-06 | 20 | ON | 49.69 | 3.82 | 1.05 | 0 | 0.14 | 0.5 | 0 | 0.06 | -0.02 | -0.09 | 0 | 0.28 | 0.27 | 0.23 | 55.93 | 1507.601 | 1.69
D | 4002 | 2016-12-06 | 21 | ON | 49.06 | 3.82 | 1.05 | 0 | 0.13 | 0.46 | 0 | 0.07 | 0.02 | -0.09 | 0 | 0.28 | 0.27 | 0.23 | 55.3 | 1435.658 | 1.64
D | 4002 | 2016-12-06 | 22 | ON | 43.65 | 3.82 | 1.05 | 0 | 0.07 | 0.55 | 0 | 0.1 | 0 | -0.09 | 0 | 0.28 | 0.27 | 0.23 | 49.93 | 1321.222 | 1.67
D | 4002 | 2016-12-06 | 23 | ON | 40.48 | 3.82 | 1.05 | 0 | 0.27 | 0.62 | 0 | 0.09 | 0.06 | -0.09 | 0 | 0.28 | 0.27 | 0.23 | 47.08 | 1181.927 | 1.94
D | 4002 | 2016-12-06 | 24 | OFF | 37.37 | 3.82 | 1.05 | 0 | 0.61 | 0 | 0.01 | 0.1 | 0.02 | -0.09 | 0 | 0.28 | 0.27 | 0.23 | 43.67 | 1077.886 | 1.67
D | 4002 | 2016-12-07 | 1 | OFF | 34.89 | 3.82 | 0.79 | 0.3 | 0.16 | 0 | 0 | 0.13 | -0.14 | -0.09 | 0 | 0.28 | 0.27 | 0.23 | 40.64 | 1034.65 | 1.25
D | 4002 | 2016-12-07 | 2 | OFF | 33.6 | 3.82 | 0.79 | 0.3 | 0.11 | 0 | 0 | 0.1 | -0.05 | -0.09 | 0 | 0.28 | 0.27 | 0.23 | 39.36 | 996.646 | 1.2
D | 4002 | 2016-12-07 | 3 | OFF | 8.22 | 3.82 | 0.79 | 0.3 | 0.35 | 0 | 0 | 0.02 | -0.09 | -0.09 | 0 | 0.28 | 0.27 | 0.23 | 14.1 | 982.719 | 1.44
D | 4002 | 2016-12-07 | 4 | OFF | 24.76 | 3.82 | 0.79 | 0.3 | 0.29 | 0 | 0 | 0.03 | -0.1 | -0.09 | 0 | 0.28 | 0.27 | 0.23 | 30.58 | 995.695 | 1.38
D | 4002 | 2016-12-07 | 5 | OFF | 37.49 | 3.82 | 0.79 | 0.3 | 0.33 | 0 | 0 | 0.09 | -0.02 | -0.09 | 0 | 0.28 | 0.27 | 0.23 | 43.49 | 1039.33 | 1.42
D | 4002 | 2016-12-07 | 6 | OFF | 49.81 | 3.82 | 0.79 | 0.3 | 0.44 | 0 | 0 | 0.09 | 0.02 | -0.09 | 0 | 0.28 | 0.27 | 0.23 | 55.96 | 1143.586 | 1.53
D | 4002 | 2016-12-07 | 7 | OFF | 48.89 | 3.82 | 0.79 | 0.3 | 0.64 | 0 | 0.04 | 0.1 | 0.03 | -0.09 | 0 | 0.28 | 0.27 | 0.23 | 55.3 | 1300.945 | 1.77
D | 4002 | 2016-12-07 | 8 | ON | 54.38 | 3.82 | 0.79 | 0.3 | 0.65 | 0.55 | 0 | 0.05 | 0.03 | -0.09 | 0.05 | 0.28 | 0.27 | 0.23 | 61.31 | 1376.342 | 2.34
D | 4002 | 2016-12-07 | 9 | ON | 42.38 | 3.82 | 0.79 | 0.3 | 0.25 | 0.54 | 0 | 0.03 | 0.01 | -0.09 | 0.03 | 0.28 | 0.27 | 0.23 | 48.84 | 1386.502 | 1.91
D | 4002 | 2016-12-07 | 10 | ON | 42.84 | 3.82 | 0.79 | 0.3 | 0.17 | 0.54 | 0 | -0.06 | 0.07 | -0.09 | 0.03 | 0.28 | 0.27 | 0.23 | 49.19 | 1387.989 | 1.83
D | 4002 | 2016-12-07 | 11 | ON | 57.11 | 3.82 | 0.79 | 0.3 | 0.16 | 0.54 | 0 | 0.04 | 0.1 | -0.09 | 0.05 | 0.28 | 0.27 | 0.23 | 63.6 | 1390.729 | 1.84
D | 4002 | 2016-12-07 | 12 | ON | 57.5 | 3.82 | 0.79 | 0.3 | 0.27 | 0.54 | 0.17 | 0.06 | 0.06 | -0.09 | 0.05 | 0.28 | 0.27 | 0.23 | 64.25 | 1388.607 | 2.12
D | 4002 | 2016-12-07 | 13 | ON | 44.52 | 3.82 | 0.79 | 0.3 | 0.16 | 0.55 | 0.04 | 0.05 | -0.01 | -0.09 | 0.05 | 0.28 | 0.27 | 0.23 | 50.96 | 1373.076 | 1.89
D | 4002 | 2016-12-07 | 14 | ON | 43.28 | 3.82 | 0.79 | 0.3 | 0.17 | 0.55 | 0 | 0.1 | -0.01 | -0.09 | 0.05 | 0.28 | 0.27 | 0.23 | 49.74 | 1372.308 | 1.86
D | 4002 | 2016-12-07 | 15 | ON | 49.18 | 3.82 | 0.79 | 0.3 | 0.28 | 0.54 | 0.28 | 0.05 | -0.02 | -0.09 | 0.04 | 0.28 | 0.27 | 0.23 | 55.95 | 1362.937 | 2.23
D | 4002 | 2016-12-07 | 16 | ON | 48.45 | 3.82 | 0.79 | 0.3 | 0.24 | 0.54 | 0.07 | 0.06 | -0.01 | -0.09 | 0.04 | 0.28 | 0.27 | 0.23 | 54.99 | 1374.559 | 1.98
D | 4002 | 2016-12-07 | 17 | ON | 52.66 | 3.82 | 0.79 | 0.3 | 0.24 | 0.51 | 0 | 0.04 | -0.01 | -0.09 | 0.03 | 0.28 | 0.27 | 0.23 | 59.07 | 1463.971 | 1.87
D | 4002 | 2016-12-07 | 18 | ON | 55.67 | 3.82 | 0.79 | 0.3 | 0.13 | 0.49 | 0 | 0.03 | -0.14 | -0.09 | 0.03 | 0.28 | 0.27 | 0.23 | 61.81 | 1547.163 | 1.74
D | 4002 | 2016-12-07 | 19 | ON | 48.75 | 3.82 | 0.79 | 0.3 | 0.2 | 0.49 | 0 | 0.08 | -0.13 | -0.09 | 0 | 0.28 | 0.27 | 0.23 | 54.99 | 1537.372 | 1.78
D | 4002 | 2016-12-07 | 20 | ON | 49.8 | 3.82 | 0.79 | 0.3 | 0.25 | 0.5 | 0.08 | 0.03 | -0.07 | -0.09 | 0 | 0.28 | 0.27 | 0.23 | 56.19 | 1495.31 | 1.92
D | 4002 | 2016-12-07 | 21 | ON | 55.34 | 3.82 | 0.79 | 0.3 | 0.28 | 0.52 | 0.04 | 0.07 | 0.04 | -0.09 | 0 | 0.28 | 0.27 | 0.23 | 61.89 | 1423.015 | 1.93
D | 4002 | 2016-12-07 | 22 | ON | 40.05 | 3.82 | 0.79 | 0.3 | 0.31 | 0.56 | 0.11 | 0.08 | -0.02 | -0.09 | 0 | 0.28 | 0.27 | 0.23 | 46.69 | 1308.177 | 2.07
D | 4002 | 2016-12-07 | 23 | ON | 36.31 | 3.82 | 0.79 | 0.3 | 0.55 | 0.62 | 0.11 | 0.03 | -0.12 | -0.09 | 0 | 0.28 | 0.27 | 0.23 | 43.1 | 1173.003 | 2.37
D | 4002 | 2016-12-07 | 24 | OFF | 30 | 3.82 | 0.79 | 0.3 | 0.51 | 0 | 0 | 0.09 | -0.06 | -0.09 | 0 | 0.28 | 0.27 | 0.23 | 36.14 | 1063.366 | 1.6
D | 4002 | 2016-12-08 | 1 | OFF | 32.65 | 3.82 | 2.63 | 0 | 0.2 | 0 | 0 | 0.04 | -0.1 | -0.09 | 0 | 0.28 | 0.27 | 0.23 | 39.93 | 998.794 | 2.83
D | 4002 | 2016-12-08 | 2 | OFF | 38.12 | 3.82 | 2.63 | 0 | 0.06 | 0 | 0 | 0.06 | -0.11 | -0.09 | 0 | 0.28 | 0.27 | 0.23 | 45.27 | 971.08 | 2.69
D | 4002 | 2016-12-08 | 3 | OFF | 44.74 | 3.82 | 2.63 | 0 | 0.08 | 0 | 0 | -0.04 | -0.13 | -0.09 | 0 | 0.28 | 0.27 | 0.23 | 51.79 | 959.188 | 2.71
D | 4002 | 2016-12-08 | 4 | OFF | 40.03 | 3.82 | 2.63 | 0 | 0.06 | 0 | 0 | -0.01 | -0.11 | -0.09 | 0 | 0.28 | 0.27 | 0.23 | 47.11 | 963.753 | 2.69
D | 4002 | 2016-12-08 | 5 | OFF | 36.97 | 3.82 | 2.63 | 0 | 0.17 | 0 | 0 | 0.05 | -0.08 | -0.09 | 0 | 0.28 | 0.27 | 0.23 | 44.25 | 1002.407 | 2.8
D | 4002 | 2016-12-08 | 6 | OFF | 76.66 | 3.82 | 2.63 | 0 | 0.36 | 0 | 0 | 0.01 | -0.41 | -0.09 | 0 | 0.28 | 0.27 | 0.23 | 83.76 | 1115.761 | 2.99
D | 4002 | 2016-12-08 | 7 | OFF | 123.56 | 3.82 | 2.63 | 0 | 0.86 | 0 | 0.21 | -0.18 | 0.21 | -0.09 | 0 | 0.28 | 0.27 | 0.23 | 131.8 | 1288.291 | 3.7
D | 4002 | 2016-12-08 | 8 | ON | 64.88 | 3.82 | 2.63 | 0 | 0.63 | 0.55 | 0 | 0.09 | -0.06 | -0.09 | 0.06 | 0.28 | 0.27 | 0.23 | 73.29 | 1360.061 | 3.87
D | 4002 | 2016-12-08 | 9 | ON | 77.02 | 3.82 | 2.63 | 0 | 1.02 | 0.54 | 0.13 | 0.04 | 0.06 | -0.09 | 0.07 | 0.28 | 0.27 | 0.23 | 86.02 | 1359.017 | 4.39
D | 4002 | 2016-12-08 | 10 | ON | 80.18 | 3.82 | 2.63 | 0 | 0.23 | 0.51 | 0.12 | 0.07 | 0.03 | -0.09 | 0.07 | 0.28 | 0.27 | 0.23 | 88.35 | 1357.107 | 3.56
D | 4002 | 2016-12-08 | 11 | ON | 91.19 | 3.82 | 2.63 | 0 | 0.41 | 0.51 | 0.58 | 0.04 | 0.05 | -0.09 | 0.07 | 0.28 | 0.27 | 0.23 | 99.99 | 1365.686 | 4.2
D | 4002 | 2016-12-08 | 12 | ON | 62.72 | 3.82 | 2.63 | 0 | 0.15 | 0.51 | 0.07 | 0.07 | -0.03 | -0.09 | 0.05 | 0.28 | 0.27 | 0.23 | 70.68 | 1354.154 | 3.41
D | 4002 | 2016-12-08 | 13 | ON | 66.27 | 3.82 | 2.63 | 0 | 0.2 | 0.55 | 0 | 0.11 | -0.04 | -0.09 | 0.06 | 0.28 | 0.27 | 0.23 | 74.29 | 1339.236 | 3.44
D | 4002 | 2016-12-08 | 14 | ON | 64.09 | 3.82 | 2.63 | 0 | 0.19 | 0.55 | 0 | 0.1 | -0.07 | -0.09 | 0.06 | 0.28 | 0.27 | 0.23 | 72.06 | 1348.642 | 3.43
D | 4002 | 2016-12-08 | 15 | ON | 68.45 | 3.82 | 2.63 | 0 | 0.22 | 0.56 | 0.23 | 0.13 | -0.09 | -0.09 | 0.07 | 0.28 | 0.27 | 0.23 | 76.71 | 1350.142 | 3.71
D | 4002 | 2016-12-08 | 16 | ON | 62.41 | 3.82 | 2.63 | 0 | 0.12 | 0.55 | 0.01 | 0.17 | -0.14 | -0.09 | 0.06 | 0.28 | 0.27 | 0.23 | 70.32 | 1369.949 | 3.37
D | 4002 | 2016-12-08 | 17 | ON | 105.19 | 3.82 | 2.63 | 0 | 0.25 | 0.51 | 0.04 | 0.05 | -0.45 | -0.09 | 0.09 | 0.28 | 0.27 | 0.23 | 112.82 | 1491.86 | 3.52
D | 4002 | 2016-12-08 | 18 | ON | 111.23 | 3.82 | 2.63 | 0 | 0.69 | 0.48 | 0.06 | 0.31 | -0.76 | -0.09 | 0.09 | 0.28 | 0.27 | 0.23 | 119.24 | 1578.746 | 3.95
D | 4002 | 2016-12-08 | 19 | ON | 89.6 | 3.82 | 2.63 | 0 | 0.57 | 0.48 | 0 | 0.2 | -0.43 | -0.09 | 0 | 0.28 | 0.27 | 0.23 | 97.56 | 1572.86 | 3.68
D | 4002 | 2016-12-08 | 20 | ON | 88.02 | 3.82 | 2.63 | 0 | 0.39 | 0.49 | 0 | 0.22 | -0.25 | -0.09 | 0 | 0.28 | 0.27 | 0.23 | 96.01 | 1541.139 | 3.51
D | 4002 | 2016-12-08 | 21 | ON | 72.39 | 3.82 | 2.63 | 0 | 0.21 | 0.51 | 0.04 | 0.19 | -0.25 | -0.09 | 0 | 0.28 | 0.27 | 0.23 | 80.23 | 1481.875 | 3.39
D | 4002 | 2016-12-08 | 22 | ON | 66.99 | 3.82 | 2.63 | 0 | 0.14 | 0.54 | 0.26 | 0.1 | -0.16 | -0.09 | 0 | 0.28 | 0.27 | 0.23 | 75.01 | 1374.973 | 3.57
D | 4002 | 2016-12-08 | 23 | ON | 71.57 | 3.82 | 2.63 | 0 | 0.85 | 0.6 | 0.44 | 0.13 | -0.24 | -0.09 | 0 | 0.28 | 0.27 | 0.23 | 80.49 | 1238.366 | 4.52
D | 4002 | 2016-12-08 | 24 | OFF | 53.91 | 3.82 | 2.63 | 0 | 0.6 | 0 | 0.44 | 0.15 | -0.18 | -0.09 | 0 | 0.28 | 0.27 | 0.23 | 62.06 | 1124.41 | 3.67
D | 4002 | 2016-12-09 | 1 | OFF | 55.58 | 3.82 | 0.76 | 0 | 0.19 | 0 | 0 | 0.07 | -0.33 | -0.09 | 0 | 0.28 | 0.27 | 0.23 | 60.78 | 1060.934 | 0.95
D | 4002 | 2016-12-09 | 2 | OFF | 67.83 | 3.82 | 0.76 | 0 | 0.27 | 0 | 0 | 0.25 | -0.3 | -0.09 | 0 | 0.28 | 0.27 | 0.23 | 73.32 | 1031.11 | 1.03
D | 4002 | 2016-12-09 | 3 | OFF | 67.17 | 3.82 | 0.76 | 0 | 0.26 | 0 | 0 | 0.2 | -0.41 | -0.09 | 0 | 0.28 | 0.27 | 0.23 | 72.49 | 1020.533 | 1.02
D | 4002 | 2016-12-09 | 4 | OFF | 65.93 | 3.82 | 0.76 | 0 | 0.33 | 0 | 0 | 0.21 | -0.39 | -0.09 | 0 | 0.28 | 0.27 | 0.23 | 71.35 | 1027.35 | 1.09
D | 4002 | 2016-12-09 | 5 | OFF | 72.26 | 3.82 | 0.76 | 0 | 0.27 | 0 | 0 | 0.15 | -0.51 | -0.09 | 0 | 0.28 | 0.27 | 0.23 | 77.44 | 1069.005 | 1.03
D | 4002 | 2016-12-09 | 6 | OFF | 56.57 | 3.82 | 0.76 | 0 | 0.46 | 0 | 0 | 0.12 | -0.45 | -0.09 | 0 | 0.28 | 0.27 | 0.23 | 61.97 | 1186.374 | 1.22
D | 4002 | 2016-12-09 | 7 | OFF | 56.32 | 3.82 | 0.76 | 0 | 0.44 | 0 | 0.01 | 0.11 | -0.4 | -0.09 | 0 | 0.28 | 0.27 | 0.23 | 61.75 | 1372.86 | 1.21
D | 4002 | 2016-12-09 | 8 | ON | 60.65 | 3.82 | 0.76 | 0 | 0.92 | 0.53 | 0 | 0.09 | -0.39 | -0.09 | 0.08 | 0.28 | 0.27 | 0.23 | 67.15 | 1445.318 | 2.29
D | 4002 | 2016-12-09 | 9 | ON | 47.16 | 3.82 | 0.76 | 0 | 0.2 | 0.53 | 0 | 0.13 | -0.37 | -0.09 | 0.07 | 0.28 | 0.27 | 0.23 | 52.99 | 1454.298 | 1.56
D | 4002 | 2016-12-09 | 10 | ON | 49.75 | 3.82 | 0.76 | 0 | 0.21 | 0.53 | 0.14 | 0.1 | -0.38 | -0.09 | 0.07 | 0.28 | 0.27 | 0.23 | 55.69 | 1456.865 | 1.71
D | 4002 | 2016-12-09 | 11 | ON | 60.42 | 3.82 | 0.76 | 0 | 0.12 | 0.54 | 0 | 0.13 | -0.44 | -0.09 | 0.09 | 0.28 | 0.27 | 0.23 | 66.13 | 1459.001 | 1.51
D | 4002 | 2016-12-09 | 12 | ON | 61.64 | 3.82 | 0.76 | 0 | 0.08 | 0.54 | 0 | 0.13 | -0.38 | -0.09 | 0.1 | 0.28 | 0.27 | 0.23 | 67.38 | 1445.665 | 1.48
D | 4002 | 2016-12-09 | 13 | ON | 60.36 | 3.82 | 0.76 | 0 | 0.1 | 0.55 | 0 | 0.11 | -0.32 | -0.09 | 0.08 | 0.28 | 0.27 | 0.23 | 66.15 | 1425.781 | 1.49
D | 4002 | 2016-12-09 | 14 | ON | 61.02 | 3.82 | 0.76 | 0 | 0.07 | 0.55 | 0 | 0.16 | -0.33 | -0.09 | 0.08 | 0.28 | 0.27 | 0.23 | 66.82 | 1419.071 | 1.46
D | 4002 | 2016-12-09 | 15 | ON | 61.72 | 3.82 | 0.76 | 0 | 0.04 | 0.54 | 0 | 0.12 | -0.34 | -0.09 | 0.07 | 0.28 | 0.27 | 0.23 | 67.42 | 1417.459 | 1.41
D | 4002 | 2016-12-09 | 16 | ON | 63.28 | 3.82 | 0.76 | 0 | 0.03 | 0.53 | 0 | 0.11 | -0.39 | -0.09 | 0.08 | 0.28 | 0.27 | 0.23 | 68.91 | 1446.507 | 1.4
D | 4002 | 2016-12-09 | 17 | ON | 86.59 | 3.82 | 0.76 | 0 | 0.11 | 0.49 | 0.08 | 0.09 | -0.57 | -0.09 | 0.04 | 0.28 | 0.27 | 0.23 | 92.1 | 1567.708 | 1.48
D | 4002 | 2016-12-09 | 18 | ON | 72.6 | 3.82 | 0.76 | 0 | 1.24 | 0.47 | 0 | 0.18 | -0.79 | -0.09 | 0.09 | 0.28 | 0.27 | 0.23 | 79.06 | 1649.941 | 2.56
D | 4002 | 2016-12-09 | 19 | ON | 65.97 | 3.82 | 0.76 | 0 | 0.26 | 0.48 | 0 | 0.2 | -0.6 | -0.09 | 0 | 0.28 | 0.27 | 0.23 | 71.58 | 1628.095 | 1.5
D | 4002 | 2016-12-09 | 20 | ON | 63.33 | 3.82 | 0.76 | 0 | 0.05 | 0.49 | 0 | 0.09 | -0.5 | -0.09 | 0 | 0.28 | 0.27 | 0.23 | 68.73 | 1584.863 | 1.3
D | 4002 | 2016-12-09 | 21 | ON | 65.28 | 3.82 | 0.76 | 0 | 0.05 | 0.51 | 0 | 0.13 | -0.49 | -0.09 | 0 | 0.28 | 0.27 | 0.23 | 70.75 | 1530.655 | 1.32
D | 4002 | 2016-12-09 | 22 | ON | 62.75 | 3.82 | 0.76 | 0 | 0.07 | 0.53 | 0 | 0.07 | -0.4 | -0.09 | 0 | 0.28 | 0.27 | 0.23 | 68.29 | 1437.603 | 1.36
D | 4002 | 2016-12-09 | 23 | ON | 65.28 | 3.82 | 0.76 | 0 | 0.29 | 0.57 | 0 | 0.07 | -0.28 | -0.09 | 0 | 0.28 | 0.27 | 0.23 | 71.2 | 1329.391 | 1.62
D | 4002 | 2016-12-09 | 24 | OFF | 59.04 | 3.82 | 0.76 | 0 | 0.36 | 0 | 0 | 0.19 | -0.29 | -0.09 | 0 | 0.28 | 0.27 | 0.23 | 64.57 | 1214.86 | 1.12
D | 4002 | 2016-12-10 | 1 | OFF | 47.54 | 3.82 | 0.15 | 0 | 0.93 | 0 | 0 | 0.18 | -0.29 | -0.09 | 0 | 0.28 | 0.27 | 0.23 | 53.02 | 1132.986 | 1.08
D | 4002 | 2016-12-10 | 2 | OFF | 45.54 | 3.82 | 0.15 | 0 | 0.31 | 0 | 0 | 0.12 | -0.28 | -0.09 | 0 | 0.28 | 0.27 | 0.23 | 50.35 | 1099.211 | 0.46
D | 4002 | 2016-12-10 | 3 | OFF | 43.74 | 3.82 | 0.15 | 0 | 0.38 | 0 | 0 | 0.1 | -0.26 | -0.09 | 0 | 0.28 | 0.27 | 0.23 | 48.62 | 1080.365 | 0.53
D | 4002 | 2016-12-10 | 4 | OFF | 44.59 | 3.82 | 0.15 | 0 | 0.16 | 0 | 0 | 0.14 | -0.36 | -0.09 | 0 | 0.28 | 0.27 | 0.23 | 49.19 | 1075.153 | 0.31
D | 4002 | 2016-12-10 | 5 | OFF | 46.46 | 3.82 | 0.15 | 0 | 0.27 | 0 | 0 | 0.05 | -0.35 | -0.09 | 0 | 0.28 | 0.27 | 0.23 | 51.09 | 1096.035 | 0.42
D | 4002 | 2016-12-10 | 6 | OFF | 56.31 | 3.82 | 0.15 | 0 | 0.24 | 0 | 0 | 0.07 | -0.38 | -0.09 | 0 | 0.28 | 0.27 | 0.23 | 60.9 | 1149.68 | 0.39
D | 4002 | 2016-12-10 | 7 | OFF | 63.36 | 3.82 | 0.15 | 0 | 0.74 | 0 | 0 | 0.2 | -0.4 | -0.09 | 0 | 0.28 | 0.27 | 0.23 | 68.56 | 1242.033 | 0.89
D | 4002 | 2016-12-10 | 8 | OFF | 68.12 | 3.82 | 0.15 | 0 | 0.75 | 0 | 0 | 0.2 | -0.41 | -0.09 | 0 | 0.28 | 0.27 | 0.23 | 73.32 | 1335.814 | 0.9
D | 4002 | 2016-12-10 | 9 | OFF | 73.5 | 3.82 | 0.15 | 0 | 0.42 | 0 | 0.21 | 0.22 | -0.63 | -0.09 | 0 | 0.28 | 0.27 | 0.23 | 78.38 | 1444.35 | 0.78
D | 4002 | 2016-12-10 | 10 | OFF | 81.87 | 3.82 | 0.15 | 0 | 0.49 | 0 | 0.39 | 0.32 | -0.74 | -0.09 | 0 | 0.28 | 0.27 | 0.23 | 86.99 | 1480.262 | 1.03
D | 4002 | 2016-12-10 | 11 | OFF | 61.06 | 3.82 | 0.15 | 0 | 0.14 | 0 | 0.09 | 0.21 | -0.67 | -0.09 | 0 | 0.28 | 0.27 | 0.23 | 65.49 | 1469.716 | 0.38
D | 4002 | 2016-12-10 | 12 | OFF | 58.77 | 3.82 | 0.15 | 0 | 0.06 | 0 | 0 | 0.17 | -0.42 | -0.09 | 0 | 0.28 | 0.27 | 0.23 | 63.24 | 1420.165 | 0.21
D | 4002 | 2016-12-10 | 13 | OFF | 59.71 | 3.82 | 0.15 | 0 | 0.06 | 0 | 0 | 0.14 | -0.39 | -0.09 | 0 | 0.28 | 0.27 | 0.23 | 64.18 | 1402.259 | 0.21
D | 4002 | 2016-12-10 | 14 | OFF | 60.05 | 3.82 | 0.15 | 0 | 0.07 | 0 | 0 | 0.16 | -0.35 | -0.09 | 0 | 0.28 | 0.27 | 0.23 | 64.59 | 1388.706 | 0.22
D | 4002 | 2016-12-10 | 15 | OFF | 60.82 | 3.82 | 0.15 | 0 | 0.13 | 0 | 0 | 0.21 | -0.35 | -0.09 | 0 | 0.28 | 0.27 | 0.23 | 65.47 | 1388.516 | 0.28
D | 4002 | 2016-12-10 | 16 | OFF | 61 | 3.82 | 0.15 | 0 | 0.12 | 0 | 0 | 0.24 | -0.32 | -0.09 | 0 | 0.28 | 0.27 | 0.23 | 65.7 | 1419.789 | 0.27
D | 4002 | 2016-12-10 | 17 | OFF | 70.62 | 3.82 | 0.15 | 0 | 0.09 | 0 | 0.12 | 0.27 | -0.41 | -0.09 | 0 | 0.28 | 0.27 | 0.23 | 75.35 | 1544.144 | 0.36
D | 4002 | 2016-12-10 | 18 | OFF | 87.63 | 3.82 | 0.15 | 0 | 0.21 | 0 | 0.32 | 0.29 | -0.64 | -0.09 | 0 | 0.28 | 0.27 | 0.23 | 92.47 | 1618.427 | 0.68
D | 4002 | 2016-12-10 | 19 | OFF | 67.51 | 3.82 | 0.15 | 0 | 0.06 | 0 | 0 | 0.23 | -0.51 | -0.09 | 0 | 0.28 | 0.27 | 0.23 | 71.95 | 1593.848 | 0.21
D | 4002 | 2016-12-10 | 20 | OFF | 62.99 | 3.82 | 0.15 | 0 | 0.06 | 0 | 0 | 0.2 | -0.49 | -0.09 | 0 | 0.28 | 0.27 | 0.23 | 67.42 | 1549.189 | 0.21
D | 4002 | 2016-12-10 | 21 | OFF | 62.24 | 3.82 | 0.15 | 0 | 0.07 | 0 | 0 | 0.18 | -0.34 | -0.09 | 0 | 0.28 | 0.27 | 0.23 | 66.81 | 1505.663 | 0.22
D | 4002 | 2016-12-10 | 22 | OFF | 64.35 | 3.82 | 0.15 | 0 | 0.09 | 0 | 0 | 0.03 | -0.33 | -0.09 | 0 | 0.28 | 0.27 | 0.23 | 68.8 | 1435.913 | 0.24
D | 4002 | 2016-12-10 | 23 | OFF | 64.75 | 3.82 | 0.15 | 0 | 0.45 | 0 | 0.07 | 0.11 | -0.26 | -0.09 | 0 | 0.28 | 0.27 | 0.23 | 69.78 | 1339.116 | 0.67
D | 4002 | 2016-12-10 | 24 | OFF | 61.04 | 3.82 | 0.15 | 0 | 0.39 | 0 | 0 | 0.19 | -0.28 | -0.09 | 0 | 0.28 | 0.27 | 0.23 | 66 | 1235.159 | 0.54
D | 4002 | 2016-12-11 | 1 | OFF | 57.16 | 3.82 | 0.63 | 0 | 0.82 | 0 | 0 | 0.18 | -0.13 | -0.09 | 0 | 0.28 | 0.27 | 0.23 | 63.17 | 1158.496 | 1.45
D | 4002 | 2016-12-11 | 2 | OFF | 57.38 | 3.82 | 0.63 | 0 | 0.32 | 0 | 0 | 0.2 | -0.15 | -0.09 | 0 | 0.28 | 0.27 | 0.23 | 62.89 | 1121.728 | 0.95
D | 4002 | 2016-12-11 | 3 | OFF | 57.01 | 3.82 | 0.63 | 0 | 0.18 | 0 | 0 | 0.21 | -0.2 | -0.09 | 0 | 0.28 | 0.27 | 0.23 | 62.34 | 1106.285 | 0.81
D | 4002 | 2016-12-11 | 4 | OFF | 53.7 | 3.82 | 0.63 | 0 | 0.22 | 0 | 0 | 0.19 | -0.25 | -0.09 | 0 | 0.28 | 0.27 | 0.23 | 59 | 1101.756 | 0.85
D | 4002 | 2016-12-11 | 5 | OFF | 60.08 | 3.82 | 0.63 | 0 | 0.16 | 0 | 0 | 0.15 | -0.22 | -0.09 | 0 | 0.28 | 0.27 | 0.23 | 65.31 | 1119.394 | 0.79
D | 4002 | 2016-12-11 | 6 | OFF | 61.71 | 3.82 | 0.63 | 0 | 0.29 | 0 | 0 | 0.2 | -0.14 | -0.09 | 0 | 0.28 | 0.27 | 0.23 | 67.2 | 1156.149 | 0.92
D | 4002 | 2016-12-11 | 7 | OFF | 50.16 | 3.82 | 0.63 | 0 | 1.65 | 0 | 0 | 0.09 | -0.23 | -0.09 | 0 | 0.28 | 0.27 | 0.23 | 56.81 | 1225.308 | 2.28
D | 4002 | 2016-12-11 | 8 | OFF | 68.63 | 3.82 | 0.63 | 0 | 0.69 | 0 | 0 | 0.14 | -0.28 | -0.09 | 0 | 0.28 | 0.27 | 0.23 | 74.32 | 1311.634 | 1.32
D | 4002 | 2016-12-11 | 9 | OFF | 72.12 | 3.82 | 0.63 | 0 | 0.38 | 0 | 0 | 0.2 | -0.24 | -0.09 | 0 | 0.28 | 0.27 | 0.23 | 77.6 | 1397.565 | 1.01
D | 4002 | 2016-12-11 | 10 | OFF | 62.77 | 3.82 | 0.63 | 0 | 0.13 | 0 | 0 | 0.19 | -0.27 | -0.09 | 0 | 0.28 | 0.27 | 0.23 | 67.96 | 1431.535 | 0.76
D | 4002 | 2016-12-11 | 11 | OFF | 59.37 | 3.82 | 0.63 | 0 | 0.2 | 0 | 0 | 0.11 | -0.26 | -0.09 | 0 | 0.28 | 0.27 | 0.23 | 64.56 | 1419.486 | 0.83
D | 4002 | 2016-12-11 | 12 | OFF | 58.16 | 3.82 | 0.63 | 0 | 0.16 | 0 | 0 | 0.17 | -0.22 | -0.09 | 0 | 0.28 | 0.27 | 0.23 | 63.41 | 1414.444 | 0.79
D | 4002 | 2016-12-11 | 13 | OFF | 55.42 | 3.82 | 0.63 | 0 | 0.11 | 0 | 0 | 0.18 | -0.18 | -0.09 | 0 | 0.28 | 0.27 | 0.23 | 60.67 | 1403.625 | 0.74
D | 4002 | 2016-12-11 | 14 | OFF | 52.83 | 3.82 | 0.63 | 0 | 0.25 | 0 | 0 | 0.13 | -0.17 | -0.09 | 0 | 0.28 | 0.27 | 0.23 | 58.18 | 1376.587 | 0.88
D | 4002 | 2016-12-11 | 15 | OFF | 57.79 | 3.82 | 0.63 | 0 | 0.12 | 0 | 0 | 0.16 | -0.17 | -0.09 | 0 | 0.28 | 0.27 | 0.23 | 63.04 | 1375.005 | 0.75
D | 4002 | 2016-12-11 | 16 | OFF | 59.64 | 3.82 | 0.63 | 0 | 0.04 | 0 | 0 | 0.18 | -0.21 | -0.09 | 0 | 0.28 | 0.27 | 0.23 | 64.79 | 1414.507 | 0.67
D | 4002 | 2016-12-11 | 17 | OFF | 76.88 | 3.82 | 0.63 | 0 | 0.09 | 0 | 0.02 | 0.08 | -0.31 | -0.09 | 0 | 0.28 | 0.27 | 0.23 | 81.9 | 1569.815 | 0.74
D | 4002 | 2016-12-11 | 18 | OFF | 85.67 | 3.82 | 0.63 | 0 | 0.16 | 0 | 0 | 0.09 | -0.4 | -0.09 | 0 | 0.28 | 0.27 | 0.23 | 90.66 | 1647.898 | 0.79
D | 4002 | 2016-12-11 | 19 | OFF | 80.77 | 3.82 | 0.63 | 0 | 0.16 | 0 | 0 | 0.07 | -0.36 | -0.09 | 0 | 0.28 | 0.27 | 0.23 | 85.78 | 1620.36 | 0.79
D | 4002 | 2016-12-11 | 20 | OFF | 83.73 | 3.82 | 0.63 | 0 | 0.13 | 0 | 0.11 | 0.11 | -0.2 | -0.09 | 0 | 0.28 | 0.27 | 0.23 | 89.02 | 1564.67 | 0.87
D | 4002 | 2016-12-11 | 21 | OFF | 67.82 | 3.82 | 0.63 | 0 | 0.17 | 0 | 0 | 0.19 | -0.17 | -0.09 | 0 | 0.28 | 0.27 | 0.23 | 73.15 | 1482.371 | 0.8
D | 4002 | 2016-12-11 | 22 | OFF | 76.53 | 3.82 | 0.63 | 0 | 0.14 | 0 | 0 | 0.05 | -0.23 | -0.09 | 0 | 0.28 | 0.27 | 0.23 | 81.63 | 1382.635 | 0.77
D | 4002 | 2016-12-11 | 23 | OFF | 72.93 | 3.82 | 0.63 | 0 | 0.57 | 0 | 0 | 0.15 | -0.02 | -0.09 | 0 | 0.28 | 0.27 | 0.23 | 78.77 | 1255.449 | 1.2
D | 4002 | 2016-12-11 | 24 | OFF | 61.54 | 3.82 | 0.63 | 0 | 0.38 | 0 | 0 | 0.16 | 0.04 | -0.09 | 0 | 0.28 | 0.27 | 0.23 | 67.26 | 1151.448 | 1.01
D | 4002 | 2016-12-12 | 1 | OFF | 57.27 | 3.82 | 0.91 | 0 | 0.25 | 0 | 0 | 0.16 | 0.06 | -0.09 | 0 | 0.28 | 0.27 | 0.23 | 63.16 | 1087.325 | 1.16
D | 4002 | 2016-12-12 | 2 | OFF | 51.94 | 3.82 | 0.91 | 0 | 0.54 | 0 | 0 | 0.16 | -0.02 | -0.09 | 0 | 0.28 | 0.27 | 0.23 | 58.04 | 1052.906 | 1.45
D | 4002 | 2016-12-12 | 3 | OFF | 47.72 | 3.82 | 0.91 | 0 | 0.42 | 0 | 0 | 0.2 | 0.07 | -0.09 | 0 | 0.28 | 0.27 | 0.23 | 53.83 | 1039.028 | 1.33
D | 4002 | 2016-12-12 | 4 | OFF | 47.65 | 3.82 | 0.91 | 0 | 0.17 | 0 | 0 | 0.16 | 0.23 | -0.09 | 0 | 0.28 | 0.27 | 0.23 | 53.63 | 1048.179 | 1.08
D | 4002 | 2016-12-12 | 5 | OFF | 53.95 | 3.82 | 0.91 | 0 | 0.11 | 0 | 0 | 0.1 | 0.14 | -0.09 | 0 | 0.28 | 0.27 | 0.23 | 59.72 | 1092.372 | 1.02
D | 4002 | 2016-12-12 | 6 | OFF | 61 | 3.82 | 0.91 | 0 | 0.74 | 0 | 0 | 0 | 0.1 | -0.09 | 0 | 0.28 | 0.27 | 0.23 | 67.26 | 1199.379 | 1.65
D | 4002 | 2016-12-12 | 7 | OFF | 82.14 | 3.82 | 0.91 | 0 | 1.57 | 0 | 0 | 0.19 | -0.18 | -0.09 | 0 | 0.28 | 0.27 | 0.23 | 89.14 | 1334.305 | 2.48
D | 4002 | 2016-12-12 | 8 | ON | 81.5 | 3.82 | 0.91 | 0 | 1.44 | 0.54 | 0.07 | 0.12 | -0.33 | -0.09 | 0.05 | 0.28 | 0.27 | 0.23 | 88.81 | 1429.435 | 3.01
D | 4002 | 2016-12-12 | 9 | ON | 83.13 | 3.82 | 0.91 | 0 | 0.56 | 0.52 | 0 | 0.2 | -0.28 | -0.09 | 0.05 | 0.28 | 0.27 | 0.23 | 89.6 | 1487.991 | 2.04
D | 4002 | 2016-12-12 | 10 | ON | 76.48 | 3.82 | 0.91 | 0 | 0.19 | 0.51 | 0 | 0.29 | -0.33 | -0.09 | 0.04 | 0.28 | 0.27 | 0.23 | 82.6 | 1519.503 | 1.65
D | 4002 | 2016-12-12 | 11 | ON | 65.13 | 3.82 | 0.91 | 0 | 0.16 | 0.51 | 0 | 0.16 | -0.4 | -0.09 | 0.05 | 0.28 | 0.27 | 0.23 | 71.03 | 1528.71 | 1.63
D | 4002 | 2016-12-12 | 12 | ON | 66.27 | 3.82 | 0.91 | 0 | 0.11 | 0.51 | 0 | 0.09 | -0.38 | -0.09 | 0.06 | 0.28 | 0.27 | 0.23 | 72.08 | 1529.873 | 1.59
D | 4002 | 2016-12-12 | 13 | ON | 67.99 | 3.82 | 0.91 | 0 | 0.12 | 0.52 | 0 | 0.1 | -0.31 | -0.09 | 0.06 | 0.28 | 0.27 | 0.23 | 73.9 | 1516.767 | 1.61
D | 4002 | 2016-12-12 | 14 | ON | 67.86 | 3.82 | 0.91 | 0 | 0.12 | 0.52 | 0 | 0.11 | -0.31 | -0.09 | 0.05 | 0.28 | 0.27 | 0.23 | 73.77 | 1500.778 | 1.6
D | 4002 | 2016-12-12 | 15 | ON | 66.64 | 3.82 | 0.91 | 0 | 0.11 | 0.53 | 0 | 0.15 | -0.34 | -0.09 | 0.04 | 0.28 | 0.27 | 0.23 | 72.55 | 1476.53 | 1.59
D | 4002 | 2016-12-12 | 16 | ON | 61.08 | 3.82 | 0.91 | 0 | 0.08 | 0.53 | 0 | 0.06 | -0.33 | -0.09 | 0.03 | 0.28 | 0.27 | 0.23 | 66.87 | 1475.47 | 1.55
D | 4002 | 2016-12-12 | 17 | ON | 76.63 | 3.82 | 0.91 | 0 | 0.12 | 0.5 | 0.06 | 0.19 | -0.62 | -0.09 | 0.07 | 0.28 | 0.27 | 0.23 | 82.37 | 1585.802 | 1.66
D | 4002 | 2016-12-12 | 18 | ON | 101.53 | 3.82 | 0.91 | 0 | 0.31 | 0.47 | 0.07 | 0.34 | -0.69 | -0.09 | 0.01 | 0.28 | 0.27 | 0.23 | 107.46 | 1678.359 | 1.77
D | 4002 | 2016-12-12 | 19 | ON | 93.04 | 3.82 | 0.91 | 0 | 0.17 | 0.47 | 0 | 0.26 | -0.49 | -0.09 | 0 | 0.28 | 0.27 | 0.23 | 98.87 | 1661.609 | 1.55
D | 4002 | 2016-12-12 | 20 | ON | 84.52 | 3.82 | 0.91 | 0 | 0.15 | 0.48 | 0 | 0.22 | -0.36 | -0.09 | 0 | 0.28 | 0.27 | 0.23 | 90.43 | 1605.893 | 1.54
D | 4002 | 2016-12-12 | 21 | ON | 81.54 | 3.82 | 0.91 | 0 | 0.15 | 0.5 | 0.09 | 0.25 | -0.36 | -0.09 | 0 | 0.28 | 0.27 | 0.23 | 87.59 | 1526.1 | 1.65
D | 4002 | 2016-12-12 | 22 | ON | 67.53 | 3.82 | 0.91 | 0 | 0.14 | 0.54 | 0 | 0.16 | -0.32 | -0.09 | 0 | 0.28 | 0.27 | 0.23 | 73.47 | 1403.267 | 1.59
D | 4002 | 2016-12-12 | 23 | ON | 55.33 | 3.82 | 0.91 | 0 | 0.3 | 0.59 | 0 | 0.13 | -0.36 | -0.09 | 0 | 0.28 | 0.27 | 0.23 | 61.41 | 1266.27 | 1.8
D | 4002 | 2016-12-12 | 24 | OFF | 45.04 | 3.82 | 0.91 | 0 | 1.16 | 0 | 0 | 0.2 | -0.14 | -0.09 | 0 | 0.28 | 0.27 | 0.23 | 51.68 | 1152.546 | 2.07
D | 4002 | 2016-12-13 | 1 | OFF | 43.19 | 3.82 | 0.86 | 0 | 0.36 | 0 | 0 | 0.16 | -0.25 | -0.09 | 0 | 0.28 | 0.27 | 0.23 | 48.83 | 1064.896 | 1.22
D | 4002 | 2016-12-13 | 2 | OFF | 46.17 | 3.82 | 0.86 | 0 | 0.23 | 0 | 0 | 0.21 | -0.23 | -0.09 | 0 | 0.28 | 0.27 | 0.23 | 51.75 | 1021.85 | 1.09
D | 4002 | 2016-12-13 | 3 | OFF | 33.54 | 3.82 | 0.86 | 0 | 0.09 | 0 | 0 | 0.1 | -0.19 | -0.09 | 0 | 0.28 | 0.27 | 0.23 | 38.91 | 1004.802 | 0.95
D | 4002 | 2016-12-13 | 4 | OFF | 30.39 | 3.82 | 0.86 | 0 | 0.1 | 0 | 0 | 0.09 | -0.21 | -0.09 | 0 | 0.28 | 0.27 | 0.23 | 35.74 | 1008.44 | 0.96
D | 4002 | 2016-12-13 | 5 | OFF | 35.95 | 3.82 | 0.86 | 0 | 0.1 | 0 | 0 | 0.11 | -0.26 | -0.09 | 0 | 0.28 | 0.27 | 0.23 | 41.27 | 1053.425 | 0.96
D | 4002 | 2016-12-13 | 6 | OFF | 49.34 | 3.82 | 0.86 | 0 | 0.43 | 0 | 0 | 0.19 | -0.2 | -0.09 | 0 | 0.28 | 0.27 | 0.23 | 55.13 | 1174.884 | 1.29
D | 4002 | 2016-12-13 | 7 | OFF | 52.39 | 3.82 | 0.86 | 0 | 1.2 | 0 | 0 | 0.11 | -0.33 | -0.09 | 0 | 0.28 | 0.27 | 0.23 | 58.74 | 1364.809 | 2.06
D | 4002 | 2016-12-13 | 8 | ON | 58.02 | 3.82 | 0.86 | 0 | 0.59 | 0.53 | 0 | 0.18 | -0.35 | -0.09 | 0.05 | 0.28 | 0.27 | 0.23 | 64.39 | 1437.848 | 2.03
D | 4002 | 2016-12-13 | 9 | ON | 38.87 | 3.82 | 0.86 | 0 | 0.13 | 0.53 | 0 | 0.24 | -0.32 | -0.09 | 0.05 | 0.28 | 0.27 | 0.23 | 44.87 | 1441.908 | 1.57
D | 4002 | 2016-12-13 | 10 | ON | 32.99 | 3.82 | 0.86 | 0 | 0.11 | 0.54 | 0 | 0.09 | -0.36 | -0.09 | 0.05 | 0.28 | 0.27 | 0.23 | 38.79 | 1442.45 | 1.56
D | 4002 | 2016-12-13 | 11 | ON | 31.96 | 3.82 | 0.86 | 0 | 0.04 | 0.55 | 0 | 0.05 | -0.39 | -0.09 | 0.04 | 0.28 | 0.27 | 0.23 | 37.62 | 1427.314 | 1.49
D | 4002 | 2016-12-13 | 12 | ON | 35.95 | 3.82 | 0.86 | 0 | 0.1 | 0.56 | 0 | 0.06 | -0.35 | -0.09 | 0.03 | 0.28 | 0.27 | 0.23 | 41.72 | 1407.346 | 1.55
D | 4002 | 2016-12-13 | 13 | ON | 39.05 | 3.82 | 0.86 | 0 | 0.07 | 0.57 | 0 | 0.04 | -0.2 | -0.09 | 0 | 0.28 | 0.27 | 0.23 | 44.9 | 1389.372 | 1.5
D | 4002 | 2016-12-13 | 14 | ON | 44 | 3.82 | 0.86 | 0 | 0.05 | 0.56 | 0 | 0.04 | -0.16 | -0.09 | 0 | 0.28 | 0.27 | 0.23 | 49.86 | 1393.027 | 1.47
D | 4002 | 2016-12-13 | 15 | ON | 48.43 | 3.82 | 0.86 | 0 | 0.1 | 0.56 | 0 | 0.07 | -0.17 | -0.09 | 0 | 0.28 | 0.27 | 0.23 | 54.36 | 1395.199 | 1.52
D | 4002 | 2016-12-13 | 16 | ON | 51.01 | 3.82 | 0.86 | 0 | 0.22 | 0.54 | 0 | 0.06 | -0.21 | -0.09 | 0 | 0.28 | 0.27 | 0.23 | 56.99 | 1424.387 | 1.62
D | 4002 | 2016-12-13 | 17 | ON | 84.11 | 3.82 | 0.86 | 0 | 0.3 | 0.5 | 0.23 | 0.08 | -0.38 | -0.09 | 0.05 | 0.28 | 0.27 | 0.23 | 90.26 | 1563.927 | 1.94
D | 4002 | 2016-12-13 | 18 | ON | 74.73 | 3.82 | 0.86 | 0 | 0.28 | 0.48 | 0.07 | 0.29 | -0.52 | -0.09 | 0.06 | 0.28 | 0.27 | 0.23 | 80.76 | 1649.259 | 1.75
D | 4002 | 2016-12-13 | 19 | ON | 63.99 | 3.82 | 0.86 | 0 | 0.18 | 0.48 | 0 | 0.09 | -0.37 | -0.09 | 0 | 0.28 | 0.27 | 0.23 | 69.74 | 1637.502 | 1.52
D | 4002 | 2016-12-13 | 20 | ON | 60.11 | 3.82 | 0.86 | 0 | 0.16 | 0.49 | 0 | 0.16 | -0.29 | -0.09 | 0 | 0.28 | 0.27 | 0.23 | 66 | 1591.104 | 1.51
D | 4002 | 2016-12-13 | 21 | ON | 56.17 | 3.82 | 0.86 | 0 | 0.22 | 0.51 | 0 | 0.09 | -0.24 | -0.09 | 0 | 0.28 | 0.27 | 0.23 | 62.12 | 1518.527 | 1.59
D | 4002 | 2016-12-13 | 22 | ON | 52.16 | 3.82 | 0.86 | 0 | 0.22 | 0.54 | 0 | 0.14 | -0.18 | -0.09 | 0 | 0.28 | 0.27 | 0.23 | 58.25 | 1405.068 | 1.62
D | 4002 | 2016-12-13 | 23 | ON | 47.29 | 3.82 | 0.86 | 0 | 0.42 | 0.6 | 0 | 0.16 | -0.21 | -0.09 | 0 | 0.28 | 0.27 | 0.23 | 53.63 | 1257.881 | 1.88
D | 4002 | 2016-12-13 | 24 | OFF | 38.08 | 3.82 | 0.86 | 0 | 0.54 | 0 | 0 | 0.15 | -0.1 | -0.09 | 0 | 0.28 | 0.27 | 0.23 | 44.04 | 1134.306 | 1.4
D | 4002 | 2016-12-14 | 1 | OFF | 37.38 | 3.82 | 2.95 | 0 | 0.19 | 0 | 0 | 0.13 | -0.18 | -0.09 | 0 | 0.28 | 0.27 | 0.23 | 44.98 | 1063.851 | 3.14
D | 4002 | 2016-12-14 | 2 | OFF | 34.15 | 3.82 | 2.95 | 0 | 0.15 | 0 | 0 | 0.11 | -0.14 | -0.09 | 0 | 0.28 | 0.27 | 0.23 | 41.73 | 1026.911 | 3.1
D | 4002 | 2016-12-14 | 3 | OFF | 18.05 | 3.82 | 2.95 | 0 | 0.33 | 0 | 0 | 0.05 | -0.17 | -0.09 | 0 | 0.28 | 0.27 | 0.23 | 25.72 | 1010.457 | 3.28
D | 4002 | 2016-12-14 | 4 | OFF | 2.68 | 3.82 | 2.95 | 0 | 0.37 | 0 | 0 | 0 | -0.21 | -0.09 | 0 | 0.28 | 0.27 | 0.23 | 10.3 | 1019.534 | 3.32
D | 4002 | 2016-12-14 | 5 | OFF | 26.46 | 3.82 | 2.95 | 0 | 0.08 | 0 | 0 | 0.06 | -0.14 | -0.09 | 0 | 0.28 | 0.27 | 0.23 | 33.92 | 1065.11 | 3.03
D | 4002 | 2016-12-14 | 6 | OFF | 37.89 | 3.82 | 2.95 | 0 | 1.73 | 0 | 0 | 0.09 | -0.22 | -0.09 | 0 | 0.28 | 0.27 | 0.23 | 46.95 | 1172.491 | 4.68
D | 4002 | 2016-12-14 | 7 | OFF | 64.13 | 3.82 | 2.95 | 0 | 1.54 | 0 | 0 | 0.09 | -0.43 | -0.09 | 0 | 0.28 | 0.27 | 0.23 | 72.79 | 1379.71 | 4.49
D | 4002 | 2016-12-14 | 8 | ON | 49.64 | 3.82 | 2.95 | 0 | 0.71 | 0.54 | 0 | 0.16 | -0.39 | -0.09 | 0.11 | 0.28 | 0.27 | 0.23 | 58.23 | 1462.329 | 4.31
D | 4002 | 2016-12-14 | 9 | ON | 44.16 | 3.82 | 2.95 | 0 | 0.35 | 0.51 | 0 | 0.14 | -0.25 | -0.09 | 0.04 | 0.28 | 0.27 | 0.23 | 52.41 | 1454.723 | 3.85
D | 4002 | 2016-12-14 | 10 | ON | 27.7 | 3.82 | 2.95 | 0 | 0.13 | 0.52 | 0 | 0.1 | -0.21 | -0.09 | 0.03 | 0.28 | 0.27 | 0.23 | 35.73 | 1442.412 | 3.63
D | 4002 | 2016-12-14 | 11 | ON | 11.13 | 3.82 | 2.95 | 0 | 0.2 | 0.53 | 0 | 0.04 | -0.2 | -0.09 | 0.12 | 0.28 | 0.27 | 0.23 | 19.28 | 1427.493 | 3.8
D | 4002 | 2016-12-14 | 12 | ON | -13.54 | 3.82 | 2.95 | 0 | 0.48 | 0.57 | 0 | -0.03 | -0.31 | -0.09 | -0.07 | 0.28 | 0.27 | 0.23 | -5.44 | 1413.918 | 3.93
D | 4002 | 2016-12-14 | 13 | ON | -2.35 | 3.82 | 2.95 | 0 | 0.44 | 0.57 | 0 | -0.01 | -0.36 | -0.09 | 0.06 | 0.28 | 0.27 | 0.23 | 5.81 | 1405.708 | 4.02
D | 4002 | 2016-12-14 | 14 | ON | -60.46 | 3.82 | 2.95 | 0 | 1.14 | 0.57 | 0 | -0.1 | -0.28 | -0.09 | 0.08 | 0.28 | 0.27 | 0.23 | -51.59 | 1411.143 | 4.74
D | 4002 | 2016-12-14 | 15 | ON | 29.96 | 3.82 | 2.95 | 0 | 0.34 | 0.56 | 0 | 0.06 | -0.15 | -0.09 | 0.11 | 0.28 | 0.27 | 0.23 | 38.34 | 1406.527 | 3.96
D | 4002 | 2016-12-14 | 16 | ON | 70.94 | 3.82 | 2.95 | 0 | 0.13 | 0.54 | 0.43 | 0.32 | -0.36 | -0.09 | 0.25 | 0.28 | 0.27 | 0.23 | 79.71 | 1440.873 | 4.3
D | 4002 | 2016-12-14 | 17 | ON | 87.93 | 3.82 | 2.95 | 0 | 0.16 | 0.5 | 0 | 0.2 | -0.3 | -0.09 | 0.06 | 0.28 | 0.27 | 0.23 | 96.01 | 1582.247 | 3.67
D | 4002 | 2016-12-14 | 18 | ON | 81.55 | 3.82 | 2.95 | 0 | 0.24 | 0.47 | 0 | 0.3 | -0.56 | -0.09 | 0.06 | 0.28 | 0.27 | 0.23 | 89.52 | 1692.677 | 3.72
D | 4002 | 2016-12-14 | 19 | ON | 84.9 | 3.82 | 2.95 | 0 | 0.41 | 0.47 | 0 | 0.14 | -0.5 | -0.09 | 0 | 0.28 | 0.27 | 0.23 | 92.88 | 1691.092 | 3.83
D | 4002 | 2016-12-14 | 20 | ON | 74.07 | 3.82 | 2.95 | 0 | 0.14 | 0.47 | 0 | 0.06 | -0.48 | -0.09 | 0 | 0.28 | 0.27 | 0.23 | 81.72 | 1657.512 | 3.56
D | 4002 | 2016-12-14 | 21 | ON | 91.94 | 3.82 | 2.95 | 0 | 0.04 | 0.49 | 0 | 0.02 | -0.6 | -0.09 | 0 | 0.28 | 0.27 | 0.23 | 99.35 | 1600.92 | 3.48
D | 4002 | 2016-12-14 | 22 | ON | 80.43 | 3.82 | 2.95 | 0 | 0.15 | 0.52 | 0 | 0.13 | -0.43 | -0.09 | 0 | 0.28 | 0.27 | 0.23 | 88.26 | 1500.459 | 3.62
D | 4002 | 2016-12-14 | 23 | ON | 64.4 | 3.82 | 2.95 | 0 | 0.3 | 0.57 | 0 | 0.67 | -1.29 | -0.09 | 0 | 0.28 | 0.27 | 0.23 | 72.11 | 1362.519 | 3.82
D | 4002 | 2016-12-14 | 24 | OFF | 60.83 | 3.82 | 2.95 | 0 | 0.26 | 0 | 0 | 0.18 | -0.39 | -0.09 | 0 | 0.28 | 0.27 | 0.23 | 68.34 | 1237.944 | 3.21
D | 4002 | 2016-12-15 | 1 | OFF | 33.22 | 3.82 | 0.34 | 0 | 0.09 | 0 | 0 | 0.1 | -0.51 | -0.09 | 0 | 0.28 | 0.27 | 0.23 | 37.75 | 1152.101 | 0.43
D | 4002 | 2016-12-15 | 2 | OFF | 64.4 | 3.82 | 0.34 | 0 | 0.18 | 0 | 0 | 0.09 | -0.2 | -0.09 | 0 | 0.28 | 0.27 | 0.23 | 69.32 | 1120.875 | 0.52
D | 4002 | 2016-12-15 | 3 | OFF | 57.96 | 3.82 | 0.34 | 0 | 0.17 | 0 | 0 | 0.08 | -0.31 | -0.09 | 0 | 0.28 | 0.27 | 0.23 | 62.75 | 1105.372 | 0.51
D | 4002 | 2016-12-15 | 4 | OFF | 59.44 | 3.82 | 0.34 | 0 | 0.2 | 0 | 0 | 0.09 | -0.26 | -0.09 | 0 | 0.28 | 0.27 | 0.23 | 64.32 | 1116.431 | 0.54
D | 4002 | 2016-12-15 | 5 | OFF | 49.92 | 3.82 | 0.34 | 0 | 0.18 | 0 | 0 | 0.11 | -0.4 | -0.09 | 0 | 0.28 | 0.27 | 0.23 | 54.66 | 1157.942 | 0.52
D | 4002 | 2016-12-15 | 6 | OFF | 29.8 | 3.82 | 0.34 | 0 | 1.04 | 0 | 0 | 0.04 | -0.55 | -0.09 | 0 | 0.28 | 0.27 | 0.23 | 35.18 | 1275.475 | 1.38
D | 4002 | 2016-12-15 | 7 | OFF | 65.71 | 3.82 | 0.34 | 0 | 0.8 | 0 | 0 | 0.05 | -0.62 | -0.09 | 0 | 0.28 | 0.27 | 0.23 | 70.79 | 1472.124 | 1.14
D | 4002 | 2016-12-15 | 8 | ON | 74.09 | 3.82 | 0.34 | 0 | 0.77 | 0.38 | 0.01 | 0.18 | -0.91 | -0.09 | 0.06 | 0.28 | 0.27 | 0.23 | 79.43 | 1549.55 | 1.56
D | 4002 | 2016-12-15 | 9 | ON | 78.38 | 3.82 | 0.34 | 0 | 0.32 | 0.29 | 0 | 0.03 | -0.54 | -0.09 | 0.06 | 0.28 | 0.27 | 0.23 | 83.39 | 1550.245 | 1.01
D | 4002 | 2016-12-15 | 10 | ON | 67.89 | 3.82 | 0.34 | 0 | 0.4 | 0.29 | 0 | 0.14 | -0.6 | -0.09 | 0.08 | 0.28 | 0.27 | 0.23 | 73.05 | 1550.104 | 1.11
D | 4002 | 2016-12-15 | 11 | ON | 69.37 | 3.82 | 0.34 | 0 | 0.16 | 0.36 | 0 | 0.09 | -0.59 | -0.09 | 0.08 | 0.28 | 0.27 | 0.23 | 74.32 | 1556.717 | 0.94
D | 4002 | 2016-12-15 | 12 | ON | 69.56 | 3.82 | 0.34 | 0 | 0.07 | 0.39 | 0 | 0.14 | -0.64 | -0.09 | 0.08 | 0.28 | 0.27 | 0.23 | 74.45 | 1553.839 | 0.88
D | 4002 | 2016-12-15 | 13 | ON | 71.02 | 3.82 | 0.34 | 0 | 0.09 | 0.39 | 0 | 0.06 | -0.57 | -0.09 | 0.06 | 0.28 | 0.27 | 0.23 | 75.9 | 1556.235 | 0.88
D | 4002 | 2016-12-15 | 14 | ON | 74.79 | 3.82 | 0.34 | 0 | 0.13 | 0.38 | 0 | 0.03 | -0.57 | -0.09 | 0.06 | 0.28 | 0.27 | 0.23 | 79.67 | 1567.4 | 0.91
D | 4002 | 2016-12-15 | 15 | ON | 92.12 | 3.82 | 0.34 | 0 | 0.13 | 0.38 | 0 | 0.09 | -0.52 | -0.09 | 0.06 | 0.28 | 0.27 | 0.23 | 97.11 | 1559.879 | 0.91
D | 4002 | 2016-12-15 | 16 | ON | 94.39 | 3.82 | 0.34 | 0 | 0.12 | 0.37 | 0 | 0.2 | -0.61 | -0.09 | 0.09 | 0.28 | 0.27 | 0.23 | 99.41 | 1585.643 | 0.92
D | 4002 | 2016-12-15 | 17 | ON | 111.81 | 3.82 | 0.34 | 0 | 0.16 | 0.34 | 0 | 0.19 | -0.86 | -0.09 | 0.08 | 0.28 | 0.27 | 0.23 | 116.57 | 1708.178 | 0.92
D | 4002 | 2016-12-15 | 18 | ON | 116.97 | 3.82 | 0.34 | 0 | 0.17 | 0.32 | 0 | 0.24 | -1.01 | -0.09 | 0.12 | 0.28 | 0.27 | 0.23 | 121.66 | 1796.613 | 0.95
D | 4002 | 2016-12-15 | 19 | ON | 121.19 | 3.82 | 0.34 | 0 | 0.18 | 0.32 | 0.1 | 0.01 | -0.64 | -0.09 | 0 | 0.28 | 0.27 | 0.23 | 126.01 | 1796.466 | 0.94
D | 4002 | 2016-12-15 | 20 | ON | 116.51 | 3.82 | 0.34 | 0 | 0.34 | 0.33 | 0.02 | 0.13 | -0.58 | -0.09 | 0 | 0.28 | 0.27 | 0.23 | 121.6 | 1770.075 | 1.03
D | 4002 | 2016-12-15 | 21 | ON | 112.81 | 3.82 | 0.34 | 0 | 0.25 | 0.34 | 0.16 | 0.08 | -0.63 | -0.09 | 0 | 0.28 | 0.27 | 0.23 | 117.86 | 1719.806 | 1.09
D | 4002 | 2016-12-15 | 22 | ON | 96.78 | 3.82 | 0.34 | 0 | 0.22 | 0.35 | 0 | 0.2 | -0.64 | -0.09 | 0 | 0.28 | 0.27 | 0.23 | 101.76 | 1626.82 | 0.91
D | 4002 | 2016-12-15 | 23 | ON | 80.28 | 3.82 | 0.34 | 0 | 1.15 | 0.38 | 0 | 0.15 | -0.49 | -0.09 | 0 | 0.28 | 0.27 | 0.23 | 86.32 | 1486.884 | 1.87
D | 4002 | 2016-12-15 | 24 | OFF | 65.91 | 3.82 | 0.34 | 0 | 0.61 | 0 | 0 | 0.13 | -0.09 | -0.09 | 0 | 0.28 | 0.27 | 0.23 | 71.41 | 1362.785 | 0.95
D | 4002 | 2016-12-16 | 1 | OFF | 71.02 | 3.82 | 2.04 | 0 | 0.89 | 0 | 0 | -0.02 | -0.33 | -0.09 | 0 | 0.28 | 0.27 | 0.23 | 78.11 | 1297.111 | 2.93
D | 4002 | 2016-12-16 | 2 | OFF | 84.9 | 3.82 | 2.04 | 0 | 0.55 | 0 | 0 | 0.12 | -0.29 | -0.09 | 0 | 0.28 | 0.27 | 0.23 | 91.83 | 1270.067 | 2.59
D | 4002 | 2016-12-16 | 3 | OFF | 81.71 | 3.82 | 2.04 | 0 | 0.54 | 0 | 0 | 0.19 | -0.26 | -0.09 | 0 | 0.28 | 0.27 | 0.23 | 88.73 | 1265.633 | 2.58
D | 4002 | 2016-12-16 | 4 | OFF | 81.82 | 3.82 | 2.04 | 0 | 0.46 | 0 | 0 | 0.19 | -0.45 | -0.09 | 0 | 0.28 | 0.27 | 0.23 | 88.57 | 1277.035 | 2.5
D | 4002 | 2016-12-16 | 5 | OFF | 83.68 | 3.82 | 2.04 | 0 | 0.67 | 0 | 0 | 0.22 | -0.47 | -0.09 | 0 | 0.28 | 0.27 | 0.23 | 90.65 | 1322.686 | 2.71
D | 4002 | 2016-12-16 | 6 | OFF | 100.38 | 3.82 | 2.04 | 0 | 2.69 | 0 | 0 | 0.29 | -0.66 | -0.09 | 0 | 0.28 | 0.27 | 0.23 | 109.25 | 1427.35 | 4.73
D | 4002 | 2016-12-16 | 7 | OFF | 105.46 | 3.82 | 2.04 | 0 | 2.14 | 0 | 0 | 0.3 | -0.92 | -0.09 | 0 | 0.28 | 0.27 | 0.23 | 113.53 | 1604.472 | 4.18
D | 4002 | 2016-12-16 | 8 | ON | 105.77 | 3.82 | 2.04 | 0 | 1.02 | 0.46 | 0 | 0.12 | -1.03 | -0.09 | 0.11 | 0.28 | 0.27 | 0.23 | 113 | 1705.745 | 3.63
D | 4002 | 2016-12-16 | 9 | ON | 100.78 | 3.82 | 2.04 | 0 | 0.58 | 0.46 | 0 | 0.33 | -1.3 | -0.09 | 0.14 | 0.28 | 0.27 | 0.23 | 107.54 | 1735.259 | 3.22
D | 4002 | 2016-12-16 | 10 | ON | 97.78 | 3.82 | 2.04 | 0 | 0.38 | 0.46 | 0 | 0.25 | -0.91 | -0.09 | 0.14 | 0.28 | 0.27 | 0.23 | 104.65 | 1718.368 | 3.02
D | 4002 | 2016-12-16 | 11 | ON | 80.59 | 3.82 | 2.04 | 0 | 0.25 | 0.47 | 0 | 0.05 | -0.52 | -0.09 | 0.13 | 0.28 | 0.27 | 0.23 | 87.52 | 1692.386 | 2.89
D | 4002 | 2016-12-16 | 12 | ON | 77.09 | 3.82 | 2.04 | 0 | 0.12 | 0.48 | 0.05 | 0.12 | -0.47 | -0.09 | 0.11 | 0.28 | 0.27 | 0.23 | 84.05 | 1673.441 | 2.8
D | 4002 | 2016-12-16 | 13 | ON | 74.64 | 3.82 | 2.04 | 0 | 0.1 | 0.49 | 0 | 0.16 | -0.43 | -0.09 | 0.11 | 0.28 | 0.27 | 0.23 | 81.62 | 1643.041 | 2.74
D | 4002 | 2016-12-16 | 14 | ON | 75.99 | 3.82 | 2.04 | 0 | 0.12 | 0.49 | 0 | 0.11 | -0.32 | -0.09 | 0.11 | 0.28 | 0.27 | 0.23 | 83.05 | 1627.337 | 2.76
D | 4002 | 2016-12-16 | 15 | ON | 88.25 | 3.82 | 2.04 | 0 | 0.07 | 0.49 | 0.22 | -0.08 | -0.29 | -0.09 | 0.12 | 0.28 | 0.27 | 0.23 | 95.33 | 1604.809 | 2.94
D | 4002 | 2016-12-16 | 16 | ON | 117.14 | 3.82 | 2.04 | 0 | 0.28 | 0.48 | 0.61 | 0.03 | -0.65 | -0.09 | 0.14 | 0.28 | 0.27 | 0.23 | 124.58 | 1621.433 | 3.55
D | 4002 | 2016-12-16 | 17 | ON | 119.35 | 3.82 | 2.04 | 0 | 0.19 | 0.44 | 0.3 | 0.35 | -0.81 | -0.09 | 0.02 | 0.28 | 0.27 | 0.23 | 126.39 | 1731.54 | 2.99
D | 4002 | 2016-12-16 | 18 | ON | 112.04 | 3.82 | 2.04 | 0 | 0.29 | 0.41 | 0.09 | 0.15 | -1.03 | -0.09 | 0.02 | 0.28 | 0.27 | 0.23 | 118.52 | 1805.272 | 2.85
D | 4002 | 2016-12-16 | 19 | ON | 103.31 | 3.82 | 2.04 | 0 | 0.21 | 0.42 | 0 | 0.05 | -0.91 | -0.09 | 0 | 0.28 | 0.27 | 0.23 | 109.63 | 1790.278 | 2.67
D | 4002 | 2016-12-16 | 20 | ON | 86.28 | 3.82 | 2.04 | 0 | 0.12 | 0.45 | 0 | 0.24 | -0.67 | -0.09 | 0 | 0.28 | 0.27 | 0.23 | 92.97 | 1751.395 | 2.61
D | 4002 | 2016-12-16 | 21 | ON | 81.96 | 3.82 | 2.04 | 0 | 0.08 | 0.46 | 0 | 0.2 | -0.59 | -0.09 | 0 | 0.28 | 0.27 | 0.23 | 88.66 | 1697.123 | 2.58
D | 4002 | 2016-12-16 | 22 | ON | 85.72 | 3.82 | 2.04 | 0 | 0.07 | 0.48 | 0 | 0.1 | -0.32 | -0.09 | 0 | 0.28 | 0.27 | 0.23 | 92.6 | 1616.276 | 2.59
D | 4002 | 2016-12-16 | 23 | ON | 92.36 | 3.82 | 2.04 | 0 | 0.98 | 0.51 | 0.01 | 0.21 | -0.39 | -0.09 | 0 | 0.28 | 0.27 | 0.23 | 100.23 | 1506.015 | 3.54
D | 4002 | 2016-12-16 | 24 | OFF | 89.57 | 3.82 | 2.04 | 0 | 0.63 | 0 | 0 | 0.29 | -0.31 | -0.09 | 0 | 0.28 | 0.27 | 0.23 | 96.73 | 1384.059 | 2.67
D | 4002 | 2016-12-17 | 1 | OFF | 81.64 | 3.82 | 10.73 | 0 | 0.33 | 0 | 0.12 | 0.25 | -0.5 | -0.09 | 0 | 0.28 | 0.27 | 0.23 | 97.08 | 1284.557 | 11.18
D | 4002 | 2016-12-17 | 2 | OFF | 73.66 | 3.82 | 10.73 | 0 | 0.25 | 0 | 0 | 0.19 | -0.33 | -0.09 | 0 | 0.28 | 0.27 | 0.23 | 89.01 | 1229.01 | 10.98
D | 4002 | 2016-12-17 | 3 | OFF | 86.29 | 3.82 | 10.73 | 0 | 0.17 | 0 | 0 | 0.2 | -0.25 | -0.09 | 0 | 0.28 | 0.27 | 0.23 | 101.65 | 1202.441 | 10.9
D | 4002 | 2016-12-17 | 4 | OFF | 83.49 | 3.82 | 10.73 | 0 | 0.23 | 0 | 0 | 0.2 | -0.1 | -0.09 | 0 | 0.28 | 0.27 | 0.23 | 99.06 | 1191.593 | 10.96
D | 4002 | 2016-12-17 | 5 | OFF | 90.36 | 3.82 | 10.73 | 0 | 0.26 | 0 | 0 | 0.19 | 0.01 | -0.09 | 0 | 0.28 | 0.27 | 0.23 | 106.06 | 1201.063 | 10.99
D | 4002 | 2016-12-17 | 6 | OFF | 99.63 | 3.82 | 10.73 | 0 | 0.18 | 0 | 0 | 0.22 | -0.15 | -0.09 | 0 | 0.28 | 0.27 | 0.23 | 115.12 | 1241.495 | 10.91
D | 4002 | 2016-12-17 | 7 | OFF | 96.47 | 3.82 | 10.73 | 0 | 0.32 | 0 | 0 | 0.19 | 0.05 | -0.09 | 0 | 0.28 | 0.27 | 0.23 | 112.27 | 1316.972 | 11.05
D | 4002 | 2016-12-17 | 8 | OFF | 89.22 | 3.82 | 10.73 | 0 | 0.43 | 0 | 0 | 0.19 | 0.14 | -0.09 | 0 | 0.28 | 0.27 | 0.23 | 105.22 | 1410.097 | 11.16
D | 4002 | 2016-12-17 | 9 | OFF | 95.13 | 3.82 | 10.73 | 0 | 0.28 | 0 | 0 | -0.34 | 0.19 | -0.09 | 0 | 0.28 | 0.27 | 0.23 | 110.5 | 1508.04 | 11.01
D | 4002 | 2016-12-17 | 10 | OFF | 113.55 | 3.82 | 10.73 | 0 | 0.24 | 0 | 0.01 | -0.13 | -0.14 | -0.09 | 0 | 0.28 | 0.27 | 0.23 | 128.77 | 1583.163 | 10.98
D | 4002 | 2016-12-17 | 11 | OFF | 136.58 | 3.82 | 10.73 | 0 | 1.68 | 0 | 0.13 | -0.03 | -0.21 | -0.09 | 0 | 0.28 | 0.27 | 0.23 | 153.39 | 1625.408 | 12.54
D | 4002 | 2016-12-17 | 12 | OFF | 221.99 | 3.82 | 10.73 | 0 | 1.16 | 0 | 0.53 | -0.21 | -0.02 | -0.09 | 0 | 0.28 | 0.27 | 0.23 | 238.69 | 1636.434 | 12.42
D | 4002 | 2016-12-17 | 13 | OFF | 87.17 | 3.82 | 10.73 | 0 | 0.5 | 0 | 0.38 | 0.06 | -0.03 | -0.09 | 0 | 0.28 | 0.27 | 0.23 | 103.32 | 1622.835 | 11.61
D | 4002 | 2016-12-17 | 14 | OFF | 65.4 | 3.82 | 10.73 | 0 | 0.21 | 0 | 0 | 0.08 | -0.08 | -0.09 | 0 | 0.28 | 0.27 | 0.23 | 80.85 | 1590.673 | 10.94
D | 4002 | 2016-12-17 | 15 | OFF | 69.79 | 3.82 | 10.73 | 0 | 0.29 | 0 | 0 | 0 | -0.12 | -0.09 | 0 | 0.28 | 0.27 | 0.23 | 85.2 | 1559.915 | 11.02
D | 4002 | 2016-12-17 | 16 | OFF | 65.12 | 3.82 | 10.73 | 0 | 0.22 | 0 | 0.02 | 0.1 | -0.24 | -0.09 | 0 | 0.28 | 0.27 | 0.23 | 80.46 | 1530.761 | 10.97
D | 4002 | 2016-12-17 | 17 | OFF | 92.92 | 3.82 | 10.73 | 0 | 0.19 | 0 | 0.64 | -0.12 | -0.52 | -0.09 | 0 | 0.28 | 0.27 | 0.23 | 108.35 | 1617.708 | 11.56
D | 4002 | 2016-12-17 | 18 | OFF | 51.36 | 3.82 | 10.73 | 0 | 0.13 | 0 | 0 | 0.05 | -0.48 | -0.09 | 0 | 0.28 | 0.27 | 0.23 | 66.3 | 1667.177 | 10.86
D | 4002 | 2016-12-17 | 19 | OFF | 48.2 | 3.82 | 10.73 | 0 | 0.07 | 0 | 0 | 0.06 | -0.3 | -0.09 | 0 | 0.28 | 0.27 | 0.23 | 63.27 | 1630.607 | 10.8
D | 4002 | 2016-12-17 | 20 | OFF | 57.23 | 3.82 | 10.73 | 0 | 0.15 | 0 | 0.43 | 0.07 | -0.29 | -0.09 | 0 | 0.28 | 0.27 | 0.23 | 72.83 | 1568.683 | 11.31
D | 4002 | 2016-12-17 | 21 | OFF | 55.13 | 3.82 | 10.73 | 0 | 0.17 | 0 | 0.21 | 0.05 | -0.26 | -0.09 | 0 | 0.28 | 0.27 | 0.23 | 70.54 | 1502.015 | 11.11
D | 4002 | 2016-12-17 | 22 | OFF | 71.53 | 3.82 | 10.73 | 0 | 0.41 | 0 | 0.15 | 0.07 | -0.2 | -0.09 | 0 | 0.28 | 0.27 | 0.23 | 87.2 | 1415.777 | 11.29
D | 4002 | 2016-12-17 | 23 | OFF | 69.1 | 3.82 | 10.73 | 0 | 0.47 | 0 | 0.76 | 0.09 | -0.14 | -0.09 | 0 | 0.28 | 0.27 | 0.23 | 85.52 | 1307.119 | 11.96
D | 4002 | 2016-12-17 | 24 | OFF | 60.71 | 3.82 | 10.73 | 0 | 0.53 | 0 | 0 | 0.01 | -0.16 | -0.09 | 0 | 0.28 | 0.27 | 0.23 | 76.33 | 1191.816 | 11.26
D | 4002 | 2016-12-18 | 1 | OFF | 61.2 | 3.82 | 1.09 | 0 | 0.44 | 0 | 0 | 0.14 | -0.18 | -0.09 | 0 | 0.28 | 0.27 | 0.23 | 67.2 | 1103.946 | 1.53
D | 4002 | 2016-12-18 | 2 | OFF | 58.1 | 3.82 | 1.09 | 0 | 0.11 | 0 | 0 | 0.11 | -0.2 | -0.09 | 0 | 0.28 | 0.27 | 0.23 | 63.72 | 1050.782 | 1.2
D | 4002 | 2016-12-18 | 3 | OFF | 58.72 | 3.82 | 1.09 | 0 | 0.15 | 0 | 0 | -0.03 | -0.13 | -0.09 | 0 | 0.28 | 0.27 | 0.23 | 64.31 | 1023.986 | 1.24
D | 4002 | 2016-12-18 | 4 | OFF | 47.94 | 3.82 | 1.09 | 0 | 0.07 | 0 | 0 | -0.03 | -0.08 | -0.09 | 0 | 0.28 | 0.27 | 0.23 | 53.5 | 1009.657 | 1.16
D | 4002 | 2016-12-18 | 5 | OFF | 45.6 | 3.82 | 1.09 | 0 | 0.05 | 0 | 0 | 0.02 | -0.07 | -0.09 | 0 | 0.28 | 0.27 | 0.23 | 51.2 | 1013.327 | 1.14
D | 4002 | 2016-12-18 | 6 | OFF | 49.46 | 3.82 | 1.09 | 0 | 0.03 | 0 | 0 | 0.01 | -0.03 | -0.09 | 0 | 0.28 | 0.27 | 0.23 | 55.07 | 1043.178 | 1.12
D | 4002 | 2016-12-18 | 7 | OFF | 59.43 | 3.82 | 1.09 | 0 | 0.4 | 0 | 0 | 0.08 | -0.23 | -0.09 | 0 | 0.28 | 0.27 | 0.23 | 65.28 | 1109.113 | 1.49
D | 4002 | 2016-12-18 | 8 | OFF | 47.8 | 3.82 | 1.09 | 0 | 0.34 | 0 | 0 | 0.11 | -0.16 | -0.09 | 0 | 0.28 | 0.27 | 0.23 | 53.69 | 1182.995 | 1.43
D | 4002 | 2016-12-18 | 9 | OFF | 51.18 | 3.82 | 1.09 | 0 | 0.11 | 0 | 0 | -0.03 | -0.16 | -0.09 | 0 | 0.28 | 0.27 | 0.23 | 56.7 | 1284.906 | 1.2
D | 4002 | 2016-12-18 | 10 | OFF | 48.88 | 3.82 | 1.09 | 0 | 0.39 | 0 | 0 | -0.03 | -0.16 | -0.09 | 0 | 0.28 | 0.27 | 0.23 | 54.68 | 1353.399 | 1.48
D | 4002 | 2016-12-18 | 11 | OFF | 44.68 | 3.82 | 1.09 | 0 | 0.13 | 0 | 0 | 0.08 | -0.18 | -0.09 | 0 | 0.28 | 0.27 | 0.23 | 50.31 | 1380.057 | 1.22
D | 4002 | 2016-12-18 | 12 | OFF | 51.17 | 3.82 | 1.09 | 0 | 0.09 | 0 | 0.05 | 0.04 | -0.23 | -0.09 | 0 | 0.28 | 0.27 | 0.23 | 56.72 | 1382.392 | 1.23
D | 4002 | 2016-12-18 | 13 | OFF | 43.82 | 3.82 | 1.09 | 0 | 0.09 | 0 | 0 | 0.05 | -0.26 | -0.09 | 0 | 0.28 | 0.27 | 0.23 | 49.3 | 1361.192 | 1.18
D | 4002 | 2016-12-18 | 14 | OFF | 43.01 | 3.82 | 1.09 | 0 | 0.07 | 0 | 0 | 0.01 | -0.2 | -0.09 | 0 | 0.28 | 0.27 | 0.23 | 48.49 | 1342.03 | 1.16
D | 4002 | 2016-12-18 | 15 | OFF | 42.53 | 3.82 | 1.09 | 0 | 0.07 | 0 | 0 | -0.02 | -0.23 | -0.09 | 0 | 0.28 | 0.27 | 0.23 | 47.95 | 1350.284 | 1.16
D | 4002 | 2016-12-18 | 16 | OFF | 56 | 3.82 | 1.09 | 0 | 0.19 | 0 | 0 | -0.1 | -0.26 | -0.09 | 0 | 0.28 | 0.27 | 0.23 | 61.43 | 1380.088 | 1.28
D | 4002 | 2016-12-18 | 17 | OFF | 66.05 | 3.82 | 1.09 | 0 | 0.2 | 0 | 0 | 0.03 | -0.42 | -0.09 | 0 | 0.28 | 0.27 | 0.23 | 71.46 | 1500.857 | 1.29
D | 4002 | 2016-12-18 | 18 | OFF | 66.75 | 3.82 | 1.09 | 0 | 0.14 | 0 | 0 | 0.04 | -0.58 | -0.09 | 0 | 0.28 | 0.27 | 0.23 | 71.95 | 1558.491 | 1.23
D | 4002 | 2016-12-18 | 19 | OFF | 88.81 | 3.82 | 1.09 | 0 | 0.31 | 0 | 0 | 0.07 | -0.46 | -0.09 | 0 | 0.28 | 0.27 | 0.23 | 94.33 | 1545.746 | 1.4
D | 4002 | 2016-12-18 | 20 | OFF | 65.63 | 3.82 | 1.09 | 0 | 0.27 | 0 | 0 | 0.03 | -0.37 | -0.09 | 0 | 0.28 | 0.27 | 0.23 | 71.16 | 1510.936 | 1.36
D | 4002 | 2016-12-18 | 21 | OFF | 58.22 | 3.82 | 1.09 | 0 | 0.2 | 0 | 0.13 | 0.14 | -0.24 | -0.09 | 0 | 0.28 | 0.27 | 0.23 | 64.05 | 1456.774 | 1.42
D | 4002 | 2016-12-18 | 22 | OFF | 57.08 | 3.82 | 1.09 | 0 | 0.13 | 0 | 0 | 0.83 | -0.35 | -0.09 | 0 | 0.28 | 0.27 | 0.23 | 63.29 | 1360.078 | 1.22
D | 4002 | 2016-12-18 | 23 | OFF | 45.51 | 3.82 | 1.09 | 0 | 0.43 | 0 | 0 | 0.1 | -0.16 | -0.09 | 0 | 0.28 | 0.27 | 0.23 | 51.48 | 1242.568 | 1.52
D | 4002 | 2016-12-18 | 24 | OFF | 46.06 | 3.82 | 1.09 | 0 | 0.76 | 0 | 0 | 0.02 | -0.05 | -0.09 | 0 | 0.28 | 0.27 | 0.23 | 52.39 | 1148.44 | 1.85
D | 4002 | 2016-12-19 | 1 | OFF | 41.38 | 3.82 | 4.06 | 0 | 0.18 | 0 | 0 | 0 | -0.29 | -0.09 | 0 | 0.28 | 0.27 | 0.23 | 49.84 | 1093.665 | 4.24
D | 4002 | 2016-12-19 | 2 | OFF | 48.49 | 3.82 | 4.06 | 0 | 0.85 | 0 | 0 | 0.09 | -0.33 | -0.09 | 0 | 0.28 | 0.27 | 0.23 | 57.67 | 1071.547 | 4.91
D | 4002 | 2016-12-19 | 3 | OFF | 44.75 | 3.82 | 4.06 | 0 | 0.32 | 0 | 0 | 0.05 | -0.33 | -0.09 | 0 | 0.28 | 0.27 | 0.23 | 53.36 | 1070.439 | 4.38
D | 4002 | 2016-12-19 | 4 | OFF | 45.97 | 3.82 | 4.06 | 0 | 0.13 | 0 | 0 | 0.04 | -0.29 | -0.09 | 0 | 0.28 | 0.27 | 0.23 | 54.42 | 1088.94 | 4.19
D | 4002 | 2016-12-19 | 5 | OFF | 50.89 | 3.82 | 4.06 | 0 | 0.4 | 0 | 0 | 0.11 | -0.31 | -0.09 | 0 | 0.28 | 0.27 | 0.23 | 59.66 | 1141.58 | 4.46
D | 4002 | 2016-12-19 | 6 | OFF | 49.68 | 3.82 | 4.06 | 0 | 0.51 | 0 | 0 | 0 | -0.37 | -0.09 | 0 | 0.28 | 0.27 | 0.23 | 58.39 | 1274.435 | 4.57
D | 4002 | 2016-12-19 | 7 | OFF | 78.82 | 3.82 | 4.06 | 0 | 0.51 | 0 | 0 | 0.01 | -0.52 | -0.09 | 0 | 0.28 | 0.27 | 0.23 | 87.39 | 1480.18 | 4.57
D | 4002 | 2016-12-19 | 8 | ON | 121.48 | 3.82 | 4.06 | 0 | 1.36 | 0.5 | 0.42 | 0.02 | -0.81 | -0.09 | 0.01 | 0.28 | 0.27 | 0.23 | 131.55 | 1587.905 | 6.35
D | 4002 | 2016-12-19 | 9 | ON | 101.37 | 3.82 | 4.06 | 0 | 0.57 | 0.49 | 0 | -0.03 | -0.79 | -0.09 | 0.02 | 0.28 | 0.27 | 0.23 | 110.2 | 1617.319 | 5.14
D | 4002 | 2016-12-19 | 10 | ON | 95.24 | 3.82 | 4.06 | 0 | 0.43 | 0.49 | 0 | 0.04 | -0.59 | -0.09 | 0.02 | 0.28 | 0.27 | 0.23 | 104.2 | 1605.128 | 5
D | 4002 | 2016-12-19 | 11 | ON | 94.84 | 3.82 | 4.06 | 0 | 0.63 | 0.5 | 0 | -0.03 | -0.58 | -0.09 | 0.02 | 0.28 | 0.27 | 0.23 | 103.95 | 1593.884 | 5.21
D | 4002 | 2016-12-19 | 12 | ON | 74.96 | 3.82 | 4.06 | 0 | 0.34 | 0.51 | 0 | 0.03 | -0.55 | -0.09 | 0.03 | 0.28 | 0.27 | 0.23 | 83.89 | 1574.396 | 4.94
D | 4002 | 2016-12-19 | 13 | ON | 73.55 | 3.82 | 4.06 | 0 | 0.32 | 0.52 | 0.49 | 0.08 | -0.47 | -0.09 | 0.02 | 0.28 | 0.27 | 0.23 | 83.08 | 1548.507 | 5.41
D | 4002 | 2016-12-19 | 14 | ON | 74.45 | 3.82 | 4.06 | 0 | 0.4 | 0.51 | 0.46 | 0.13 | -0.43 | -0.09 | 0.02 | 0.28 | 0.27 | 0.23 | 84.11 | 1541.26 | 5.45
D | 4002 | 2016-12-19 | 15 | ON | 67.67 | 3.82 | 4.06 | 0 | 0.24 | 0.42 | 0 | 0.09 | -0.46 | -0.09 | 0 | 0.28 | 0.27 | 0.23 | 76.53 | 1535.974 | 4.72
D | 4002 | 2016-12-19 | 16 | ON | 83.51 | 3.82 | 4.06 | 0 | 0.35 | 0.41 | 0.18 | 0.1 | -0.44 | -0.09 | 0.02 | 0.28 | 0.27 | 0.23 | 92.7 | 1562.952 | 5.02
D | 4002 | 2016-12-19 | 17 | ON | 129.19 | 3.82 | 4.06 | 0 | 0.55 | 0.46 | 0.25 | 0.01 | -0.79 | -0.09 | 0.02 | 0.28 | 0.27 | 0.23 | 138.26 | 1694.475 | 5.34
D | 4002 | 2016-12-19 | 18 | ON | 108.73 | 3.82 | 4.06 | 0 | 0.17 | 0.44 | 0.17 | 0.15 | -0.77 | -0.09 | -0.02 | 0.28 | 0.27 | 0.23 | 117.44 | 1797.868 | 4.82
D | 4002 | 2016-12-19 | 19 | ON | 109.46 | 3.82 | 4.06 | 0 | 0.21 | 0.42 | 0 | 0.1 | -0.73 | -0.09 | 0 | 0.28 | 0.27 | 0.23 | 118.03 | 1804.395 | 4.69
D | 4002 | 2016-12-19 | 20 | ON | 89.96 | 3.82 | 4.06 | 0 | 0.12 | 0.44 | 0 | 0.1 | -0.6 | -0.09 | 0 | 0.28 | 0.27 | 0.23 | 98.59 | 1774.426 | 4.62
D | 4002 | 2016-12-19 | 21 | ON | 87.14 | 3.82 | 4.06 | 0 | 0.2 | 0.46 | 0 | 0.07 | -0.61 | -0.09 | 0 | 0.28 | 0.27 | 0.23 | 95.83 | 1715.406 | 4.72
D | 4002 | 2016-12-19 | 22 | ON | 140.95 | 3.82 | 4.06 | 0 | 0.27 | 0.48 | 0.81 | 0.38 | -0.39 | -0.09 | 0 | 0.28 | 0.27 | 0.23 | 151.07 | 1610.873 | 5.62
D | 4002 | 2016-12-19 | 23 | ON | 106.83 | 3.82 | 4.06 | 0 | 0.5 | 0.53 | 0.19 | 0.14 | -0.44 | -0.09 | 0 | 0.28 | 0.27 | 0.23 | 116.32 | 1475.686 | 5.28
D | 4002 | 2016-12-19 | 24 | OFF | 67.31 | 3.82 | 4.06 | 0 | 0.36 | 0 | 0.02 | 0.08 | -0.28 | -0.09 | 0 | 0.28 | 0.27 | 0.23 | 76.06 | 1358.918 | 4.44
D | 4002 | 2016-12-20 | 1 | OFF | 82.92 | 3.82 | 1.25 | 0 | 0.25 | 0 | 0 | 0.02 | -0.22 | -0.09 | 0 | 0.28 | 0.27 | 0.23 | 88.73 | 1278.639 | 1.5
D | 4002 | 2016-12-20 | 2 | OFF | 89.73 | 3.82 | 1.25 | 0 | 0.43 | 0 | 0 | 0.21 | -0.29 | -0.09 | 0 | 0.28 | 0.27 | 0.23 | 95.84 | 1254.756 | 1.68
D | 4002 | 2016-12-20 | 3 | OFF | 105.55 | 3.82 | 1.25 | 0 | 0.41 | 0 | 0 | 0.18 | -0.16 | -0.09 | 0 | 0.28 | 0.27 | 0.23 | 111.74 | 1243.054 | 1.66
D | 4002 | 2016-12-20 | 4 | OFF | 109.6 | 3.82 | 1.25 | 0 | 0.35 | 0 | 0 | 0.04 | -0.18 | -0.09 | 0 | 0.28 | 0.27 | 0.23 | 115.57 | 1253.844 | 1.6
D | 4002 | 2016-12-20 | 5 | OFF | 89.43 | 3.82 | 1.25 | 0 | 0.79 | 0 | 0 | 0.18 | -0.28 | -0.09 | 0 | 0.28 | 0.27 | 0.23 | 95.88 | 1300.061 | 2.04
D | 4002 | 2016-12-20 | 6 | OFF | 81.09 | 3.82 | 1.25 | 0 | 1.01 | 0 | 0 | 0.07 | -0.41 | -0.09 | 0 | 0.28 | 0.27 | 0.23 | 87.52 | 1412.837 | 2.26
D | 4002 | 2016-12-20 | 7 | OFF | 113.61 | 3.82 | 1.25 | 0 | 0.78 | 0 | 0.1 | -0.04 | -0.54 | -0.09 | 0 | 0.28 | 0.27 | 0.23 | 119.67 | 1598.881 | 2.13
D | 4002 | 2016-12-20 | 8 | ON | 131.69 | 3.82 | 1.25 | 0 | 0.9 | 0.47 | 0 | 0.1 | -0.57 | -0.09 | 0.04 | 0.28 | 0.27 | 0.23 | 138.39 | 1687.786 | 2.66
D | 4002 | 2016-12-20 | 9 | ON | 124.19 | 3.82 | 1.25 | 0 | 0.73 | 0.45 | 0 | 0.12 | -0.57 | -0.09 | 0.03 | 0.28 | 0.27 | 0.23 | 130.71 | 1695.344 | 2.46
D | 4002 | 2016-12-20 | 10 | ON | 105.71 | 3.82 | 1.25 | 0 | 0.37 | 0.46 | 0.45 | 0.2 | -0.33 | -0.09 | 0.03 | 0.28 | 0.27 | 0.23 | 112.65 | 1677.92 | 2.56
D | 4002 | 2016-12-20 | 11 | ON | 88.44 | 3.82 | 1.25 | 0 | 0.33 | 0.49 | 0.16 | 0.21 | -0.38 | -0.09 | 0.03 | 0.28 | 0.27 | 0.23 | 95.04 | 1648.549 | 2.26
D | 4002 | 2016-12-20 | 12 | ON | 82.66 | 3.82 | 1.25 | 0 | 0.29 | 0.5 | 0.06 | 0.27 | -0.36 | -0.09 | 0.03 | 0.28 | 0.27 | 0.23 | 89.21 | 1611.239 | 2.13
D | 4002 | 2016-12-20 | 13 | ON | 69.58 | 3.82 | 1.25 | 0 | 0.16 | 0.51 | 0 | 0.16 | -0.28 | -0.09 | 0.01 | 0.28 | 0.27 | 0.23 | 75.9 | 1589.143 | 1.93
D | 4002 | 2016-12-20 | 14 | ON | 69.44 | 3.82 | 1.25 | 0 | 0.12 | 0.51 | 0 | 0.2 | -0.27 | -0.09 | 0 | 0.28 | 0.27 | 0.23 | 75.76 | 1576.06 | 1.88
D | 4002 | 2016-12-20 | 15 | ON | 79.65 | 3.82 | 1.25 | 0 | 0.11 | 0.51 | 0 | 0.22 | -0.29 | -0.09 | 0.01 | 0.28 | 0.27 | 0.23 | 85.97 | 1552.574 | 1.88
D | 4002 | 2016-12-20 | 16 | ON | 75.06 | 3.82 | 1.25 | 0 | 0.26 | 0.5 | 0 | 0.25 | -0.32 | -0.09 | 0.02 | 0.28 | 0.27 | 0.23 | 81.53 | 1573.425 | 2.03
D | 4002 | 2016-12-20 | 17 | ON | 102.38 | 3.82 | 1.25 | 0 | 0.19 | 0.47 | 0.31 | 0.06 | -0.3 | -0.09 | -0.04 | 0.28 | 0.27 | 0.23 | 108.83 | 1681.052 | 2.18
D | 4002 | 2016-12-20 | 18 | ON | 126.29 | 3.82 | 1.25 | 0 | 0.34 | 0.45 | 0.09 | 0.13 | -0.43 | -0.09 | -0.06 | 0.28 | 0.27 | 0.23 | 132.57 | 1765.276 | 2.07
D | 4002 | 2016-12-20 | 19 | ON | 109.41 | 3.82 | 1.25 | 0 | 0.33 | 0.45 | 0.39 | 0.26 | -0.21 | -0.09 | 0 | 0.28 | 0.27 | 0.23 | 116.39 | 1756.598 | 2.42
D | 4002 | 2016-12-20 | 20 | ON | 83.96 | 3.82 | 1.25 | 0 | 0.18 | 0.46 | 0.06 | 0.21 | -0.28 | -0.09 | 0 | 0.28 | 0.27 | 0.23 | 90.35 | 1716.238 | 1.95
D | 4002 | 2016-12-20 | 21 | ON | 81.36 | 3.82 | 1.25 | 0 | 0.1 | 0.47 | 0.01 | 0.2 | -0.31 | -0.09 | 0 | 0.28 | 0.27 | 0.23 | 87.59 | 1651.02 | 1.83
D | 4002 | 2016-12-20 | 22 | ON | 71.27 | 3.82 | 1.25 | 0 | 0.07 | 0.5 | 0.01 | 0.14 | -0.28 | -0.09 | 0 | 0.28 | 0.27 | 0.23 | 77.47 | 1542.542 | 1.83
D | 4002 | 2016-12-20 | 23 | ON | 64.62 | 3.82 | 1.25 | 0 | 0.38 | 0.55 | 0 | 0.07 | -0.32 | -0.09 | 0 | 0.28 | 0.27 | 0.23 | 71.06 | 1399.897 | 2.18
D | 4002 | 2016-12-20 | 24 | OFF | 63.09 | 3.82 | 1.25 | 0 | 0.27 | 0 | 0 | 0.22 | -0.27 | -0.09 | 0 | 0.28 | 0.27 | 0.23 | 69.07 | 1273.842 | 1.52
D | 4002 | 2016-12-21 | 1 | OFF | 48.44 | 3.82 | 0.54 | 0 | 0.4 | 0 | 0 | 0.11 | -0.47 | -0.09 | 0 | 0.28 | 0.27 | 0.23 | 53.53 | 1185.45 | 0.94
D | 4002 | 2016-12-21 | 2 | OFF | 63.23 | 3.82 | 0.54 | 0 | 0.23 | 0 | 0 | 0.17 | -0.48 | -0.09 | 0 | 0.28 | 0.27 | 0.23 | 68.2 | 1142.987 | 0.77
D | 4002 | 2016-12-21 | 3 | OFF | 52.72 | 3.82 | 0.54 | 0 | 0.17 | 0 | 0 | 0.11 | -0.49 | -0.09 | 0 | 0.28 | 0.27 | 0.23 | 57.56 | 1124.742 | 0.71
D | 4002 | 2016-12-21 | 4 | OFF | 62.03 | 3.82 | 0.54 | 0 | 0.35 | 0 | 0 | 0.14 | -0.4 | -0.09 | 0 | 0.28 | 0.27 | 0.23 | 67.17 | 1128.794 | 0.89
D | 4002 | 2016-12-21 | 5 | OFF | 66.21 | 3.82 | 0.54 | 0 | 0.48 | 0 | 0 | 0.36 | -0.42 | -0.09 | 0 | 0.28 | 0.27 | 0.23 | 71.68 | 1166.366 | 1.02
D | 4002 | 2016-12-21 | 6 | OFF | 63.28 | 3.82 | 0.54 | 0 | 0.82 | 0 | 0.03 | 0.42 | -0.53 | -0.09 | 0 | 0.28 | 0.27 | 0.23 | 69.07 | 1282.387 | 1.39
D | 4002 | 2016-12-21 | 7 | OFF | 79.26 | 3.82 | 0.54 | 0 | 0.64 | 0 | 0.17 | 0.13 | -0.58 | -0.09 | 0 | 0.28 | 0.27 | 0.23 | 84.67 | 1472.008 | 1.35
D | 4002 | 2016-12-21 | 8 | ON | 112.39 | 3.82 | 0.54 | 0 | 0.83 | 0.5 | 0.28 | 0.27 | -0.57 | -0.09 | 0.09 | 0.28 | 0.27 | 0.23 | 118.84 | 1555.692 | 2.24
D | 4002 | 2016-12-21 | 9 | ON | 113.51 | 3.82 | 0.54 | 0 | 0.6 | 0.5 | 0.32 | 0.21 | -0.55 | -0.09 | 0.08 | 0.28 | 0.27 | 0.23 | 119.72 | 1558.866 | 2.04
D | 4002 | 2016-12-21 | 10 | ON | 63.58 | 3.82 | 0.54 | 0 | 0.14 | 0.51 | 0 | -0.01 | -0.36 | -0.09 | 0.06 | 0.28 | 0.27 | 0.23 | 68.97 | 1538.702 | 1.25
D | 4002 | 2016-12-21 | 11 | ON | 52.41 | 3.82 | 0.54 | 0 | 0.08 | 0.53 | 0 | 0.02 | -0.28 | -0.09 | 0.04 | 0.28 | 0.27 | 0.23 | 57.85 | 1509.544 | 1.19
D | 4002 | 2016-12-21 | 12 | ON | 55.12 | 3.82 | 0.54 | 0 | 0.12 | 0.54 | 0 | 0.04 | -0.19 | -0.09 | 0.03 | 0.28 | 0.27 | 0.23 | 60.71 | 1470.3 | 1.23
D | 4002 | 2016-12-21 | 13 | ON | 55.04 | 3.82 | 0.54 | 0 | 0.11 | 0.54 | 0 | 0.14 | -0.19 | -0.09 | 0.03 | 0.28 | 0.27 | 0.23 | 60.72 | 1431.155 | 1.22
D | 4002 | 2016-12-21 | 14 | ON | 58.68 | 3.82 | 0.54 | 0 | 0.12 | 0.54 | 0 | 0.08 | -0.19 | -0.09 | 0.03 | 0.28 | 0.27 | 0.23 | 64.31 | 1418.398 | 1.23
D | 4002 | 2016-12-21 | 15 | ON | 61.76 | 3.82 | 0.54 | 0 | 0.12 | 0.54 | 0 | 0.21 | -0.26 | -0.09 | 0.04 | 0.28 | 0.27 | 0.23 | 67.46 | 1411.875 | 1.24
D | 4002 | 2016-12-21 | 16 | ON | 61.12 | 3.82 | 0.54 | 0 | 0.1 | 0.53 | 0 | 0.16 | -0.19 | -0.09 | 0.03 | 0.28 | 0.27 | 0.23 | 66.8 | 1426.528 | 1.2
D | 4002 | 2016-12-21 | 17 | ON | 85.16 | 3.82 | 0.54 | 0 | 0.1 | 0.49 | 0.15 | 0.01 | -0.31 | -0.09 | -0.01 | 0.28 | 0.27 | 0.23 | 90.64 | 1552.018 | 1.27
D | 4002 | 2016-12-21 | 18 | ON | 111.34 | 3.82 | 0.54 | 0 | 0.25 | 0.47 | 0.09 | 0.35 | -0.48 | -0.09 | -0.02 | 0.28 | 0.27 | 0.23 | 117.05 | 1640.859 | 1.33
D | 4002 | 2016-12-21 | 19 | ON | 104.19 | 3.82 | 0.54 | 0 | 0.39 | 0.47 | 0.08 | 0.16 | -0.3 | -0.09 | 0 | 0.28 | 0.27 | 0.23 | 110.04 | 1635.983 | 1.48
D | 4002 | 2016-12-21 | 20 | ON | 102.3 | 3.82 | 0.54 | 0 | 0.41 | 0.48 | 0.2 | 0.2 | -0.29 | -0.09 | 0 | 0.28 | 0.27 | 0.23 | 108.35 | 1603.974 | 1.63
D | 4002 | 2016-12-21 | 21 | ON | 88.09 | 3.82 | 0.54 | 0 | 0.24 | 0.49 | 0.06 | 0.19 | -0.08 | -0.09 | 0 | 0.28 | 0.27 | 0.23 | 94.04 | 1538.227 | 1.33
D | 4002 | 2016-12-21 | 22 | ON | 87.54 | 3.82 | 0.54 | 0 | 0.17 | 0.52 | 0 | 0.19 | -0.03 | -0.09 | 0 | 0.28 | 0.27 | 0.23 | 93.44 | 1437.269 | 1.23
D | 4002 | 2016-12-21 | 23 | ON | 53.18 | 3.82 | 0.54 | 0 | 0.34 | 0.57 | 0 | 0.14 | -0.17 | -0.09 | 0 | 0.28 | 0.27 | 0.23 | 59.11 | 1307.163 | 1.45
D | 4002 | 2016-12-21 | 24 | OFF | 45.87 | 3.82 | 0.54 | 0 | 0.44 | 0 | 0 | 0.11 | -0.08 | -0.09 | 0 | 0.28 | 0.27 | 0.23 | 51.39 | 1202.759 | 0.98
D | 4002 | 2016-12-22 | 1 | OFF | 96.67 | 3.82 | 0.86 | 0 | 0.33 | 0 | 0 | 0.05 | -0.44 | -0.09 | 0 | 0.28 | 0.27 | 0.23 | 101.98 | 1117.496 | 1.19
D | 4002 | 2016-12-22 | 2 | OFF | 94.09 | 3.82 | 0.86 | 0 | 1.17 | 0 | 0 | 0.24 | -0.21 | -0.09 | 0 | 0.28 | 0.27 | 0.23 | 100.66 | 1084.364 | 2.03
D | 4002 | 2016-12-22 | 3 | OFF | 85.21 | 3.82 | 0.86 | 0 | 0.47 | 0 | 0 | 0.21 | -0.25 | -0.09 | 0 | 0.28 | 0.27 | 0.23 | 91.01 | 1066.418 | 1.33
D | 4002 | 2016-12-22 | 4 | OFF | 103.46 | 3.82 | 0.86 | 0 | 0.98 | 0 | 0 | 0.16 | -0.21 | -0.09 | 0 | 0.28 | 0.27 | 0.23 | 109.76 | 1073.339 | 1.84
D | 4002 | 2016-12-22 | 5 | OFF | 164.53 | 3.82 | 0.86 | 0 | 1.76 | 0 | 0 | 0.64 | 0.22 | -0.09 | 0 | 0.28 | 0.27 | 0.23 | 172.52 | 1104.145 | 2.62
D | 4002 | 2016-12-22 | 6 | OFF | 61.65 | 3.82 | 0.86 | 0 | 1.55 | 0 | 0 | 0.15 | -0.33 | -0.09 | 0 | 0.28 | 0.27 | 0.23 | 68.39 | 1209.851 | 2.41
D | 4002 | 2016-12-22 | 7 | OFF | 84.8 | 3.82 | 0.86 | 0 | 1.06 | 0 | 0 | 0.23 | -0.41 | -0.09 | 0 | 0.28 | 0.27 | 0.23 | 91.05 | 1386.375 | 1.92
D | 4002 | 2016-12-22 | 8 | ON | 105.43 | 3.82 | 0.86 | 0 | 0.69 | 0.52 | 0 | 0.19 | -0.2 | -0.09 | 0.07 | 0.28 | 0.27 | 0.23 | 112.07 | 1475.044 | 2.14
D | 4002 | 2016-12-22 | 9 | ON | 105.04 | 3.82 | 0.86 | 0 | 0.3 | 0.51 | 0 | 0.18 | -0.1 | -0.09 | 0.06 | 0.28 | 0.27 | 0.23 | 111.36 | 1507.846 | 1.73
D | 4002 | 2016-12-22 | 10 | ON | 99.64 | 3.82 | 0.86 | 0 | 0.3 | 0.51 | 0 | 0.08 | -0.04 | -0.09 | 0.06 | 0.28 | 0.27 | 0.23 | 105.92 | 1535.592 | 1.73
D | 4002 | 2016-12-22 | 11 | ON | 68.46 | 3.82 | 0.86 | 0 | 0.13 | 0.51 | 0.01 | 0.07 | -0.07 | -0.09 | 0.04 | 0.28 | 0.27 | 0.23 | 74.52 | 1542.256 | 1.55
D | 4002 | 2016-12-22 | 12 | ON | 86.14 | 3.82 | 0.86 | 0 | 0.18 | 0.51 | 0.03 | 0.16 | -0.04 | -0.09 | 0.05 | 0.28 | 0.27 | 0.23 | 92.4 | 1524.468 | 1.63
D | 4002 | 2016-12-22 | 13 | ON | 86.66 | 3.82 | 0.86 | 0 | 0.3 | 0.52 | 0.03 | 0.11 | 0.01 | -0.09 | 0.05 | 0.28 | 0.27 | 0.23 | 93.05 | 1493.451 | 1.76
D | 4002 | 2016-12-22 | 14 | ON | 75.77 | 3.82 | 0.86 | 0 | 0.22 | 0.53 | 0.08 | 0.17 | 0.01 | -0.09 | 0.04 | 0.28 | 0.27 | 0.23 | 82.19 | 1475.892 | 1.73
D | 4002 | 2016-12-22 | 15 | ON | 52.62 | 3.82 | 0.86 | 0 | 0.1 | 0.54 | 0 | 0.12 | -0.11 | -0.09 | 0.03 | 0.28 | 0.27 | 0.23 | 58.67 | 1439.603 | 1.53
D | 4002 | 2016-12-22 | 16 | ON | 53.39 | 3.82 | 0.86 | 0 | 0.13 | 0.54 | 0 | 0.11 | -0.25 | -0.09 | 0.03 | 0.28 | 0.27 | 0.23 | 59.32 | 1431.407 | 1.56
D | 4002 | 2016-12-22 | 17 | ON | 62.85 | 3.82 | 0.86 | 0 | 0.24 | 0.5 | 0 | 0.15 | -0.27 | -0.09 | 0.04 | 0.28 | 0.27 | 0.23 | 68.88 | 1532.738 | 1.64
D | 4002 | 2016-12-22 | 18 | ON | 80.5 | 3.82 | 0.86 | 0 | 0.32 | 0.48 | 0 | 0.14 | -0.26 | -0.09 | 0.05 | 0.28 | 0.27 | 0.23 | 86.6 | 1623.817 | 1.71
D | 4002 | 2016-12-22 | 19 | ON | 70.37 | 3.82 | 0.86 | 0 | 0.18 | 0.48 | 0 | 0.1 | -0.29 | -0.09 | 0 | 0.28 | 0.27 | 0.23 | 76.21 | 1616.363 | 1.52
D | 4002 | 2016-12-22 | 20 | ON | 62.93 | 3.82 | 0.86 | 0 | 0.16 | 0.49 | 0 | 0.1 | -0.27 | -0.09 | 0 | 0.28 | 0.27 | 0.23 | 68.78 | 1579.026 | 1.51
D | 4002 | 2016-12-22 | 21 | ON | 47.06 | 3.82 | 0.86 | 0 | 0.14 | 0.5 | 0 | 0.12 | -0.23 | -0.09 | 0 | 0.28 | 0.27 | 0.23 | 52.96 | 1518.487 | 1.5
D | 4002 | 2016-12-22 | 22 | ON | 39.91 | 3.82 | 0.86 | 0 | 0.13 | 0.53 | 0 | 0.06 | -0.2 | -0.09 | 0 | 0.28 | 0.27 | 0.23 | 45.8 | 1419.954 | 1.52
D | 4002 | 2016-12-22 | 23 | ON | 40.31 | 3.82 | 0.86 | 0 | 0.39 | 0.58 | 0 | 0.15 | -0.26 | -0.09 | 0 | 0.28 | 0.27 | 0.23 | 46.54 | 1278.007 | 1.83
D | 4002 | 2016-12-22 | 24 | OFF | 40.35 | 3.82 | 0.86 | 0 | 0.38 | 0 | 0 | 0.18 | -0.07 | -0.09 | 0 | 0.28 | 0.27 | 0.23 | 46.21 | 1147.044 | 1.24
D | 4002 | 2016-12-23 | 1 | OFF | 42.65 | 3.82 | 0.22 | 0 | 0.07 | 0 | 0 | 0.11 | -0.26 | -0.09 | 0 | 0.28 | 0.27 | 0.23 | 47.3 | 1062.389 | 0.29
D | 4002 | 2016-12-23 | 2 | OFF | 38.12 | 3.82 | 0.22 | 0 | 0.15 | 0 | 0 | 0.14 | -0.3 | -0.09 | 0 | 0.28 | 0.27 | 0.23 | 42.84 | 1020.837 | 0.37
D | 4002 | 2016-12-23 | 3 | OFF | 29.11 | 3.82 | 0.22 | 0 | 0.21 | 0 | 0 | 0.11 | -0.3 | -0.09 | 0 | 0.28 | 0.27 | 0.23 | 33.86 | 1002.6 | 0.43
D | 4002 | 2016-12-23 | 4 | OFF | 39.27 | 3.82 | 0.22 | 0 | 0.26 | 0 | 0 | -0.04 | -0.33 | -0.09 | 0 | 0.28 | 0.27 | 0.23 | 43.89 | 1007.26 | 0.48
D | 4002 | 2016-12-23 | 5 | OFF | 33.53 | 3.82 | 0.22 | 0 | 0.51 | 0 | 0 | -0.01 | -0.35 | -0.09 | 0 | 0.28 | 0.27 | 0.23 | 38.41 | 1037.347 | 0.73
D | 4002 | 2016-12-23 | 6 | OFF | 40.97 | 3.82 | 0.22 | 0 | 2.25 | 0 | 0 | 0.13 | -0.4 | -0.09 | 0 | 0.28 | 0.27 | 0.23 | 47.68 | 1131.943 | 2.47
D | 4002 | 2016-12-23 | 7 | OFF | 25.01 | 3.82 | 0.22 | 0 | 0.9 | 0 | 0 | 0.1 | -0.64 | -0.09 | 0 | 0.28 | 0.27 | 0.23 | 30.1 | 1263.852 | 1.12
D | 4002 | 2016-12-23 | 8 | ON | 42.92 | 3.82 | 0.22 | 0 | 2.39 | 0.56 | 0 | 0.09 | -0.48 | -0.09 | 0.04 | 0.28 | 0.27 | 0.23 | 50.25 | 1359.012 | 3.21
D | 4002 | 2016-12-23 | 9 | ON | 49.16 | 3.82 | 0.22 | 0 | 0.68 | 0.55 | 0 | 0.12 | -0.32 | -0.09 | 0.03 | 0.28 | 0.27 | 0.23 | 54.95 | 1403.508 | 1.48
D | 4002 | 2016-12-23 | 10 | ON | 38.82 | 3.82 | 0.22 | 0 | 0.25 | 0.55 | 0 | 0.1 | -0.2 | -0.09 | 0.02 | 0.28 | 0.27 | 0.23 | 44.27 | 1402.257 | 1.04
D | 4002 | 2016-12-23 | 11 | ON | 35.26 | 3.82 | 0.22 | 0 | 0.1 | 0.56 | 0 | 0.1 | -0.2 | -0.09 | 0.01 | 0.28 | 0.27 | 0.23 | 40.56 | 1381.639 | 0.89
D | 4002 | 2016-12-23 | 12 | ON | 20.88 | 3.82 | 0.22 | 0 | 0.17 | 0.58 | 0 | 0.06 | -0.21 | -0.09 | 0.01 | 0.28 | 0.27 | 0.23 | 26.22 | 1352.445 | 0.98
D | 4002 | 2016-12-23 | 13 | ON | 33.02 | 3.82 | 0.22 | 0 | 0.11 | 0.59 | 0 | 0.07 | -0.23 | -0.09 | 0 | 0.28 | 0.27 | 0.23 | 38.29 | 1307.535 | 0.92
D | 4002 | 2016-12-23 | 14 | ON | 30.55 | 3.82 | 0.22 | 0 | 0.17 | 0.6 | 0 | 0.05 | -0.19 | -0.09 | 0 | 0.28 | 0.27 | 0.23 | 35.91 | 1281.945 | 0.99
D | 4002 | 2016-12-23 | 15 | ON | 30 | 3.82 | 0.22 | 0 | 0.11 | 0.59 | 0 | 0.08 | -0.22 | -0.09 | 0 | 0.28 | 0.27 | 0.23 | 35.29 | 1275.01 | 0.92
D | 4002 | 2016-12-23 | 16 | ON | 29.65 | 3.82 | 0.22 | 0 | 0.18 | 0.58 | 0 | 0.12 | -0.23 | -0.09 | 0 | 0.28 | 0.27 | 0.23 | 35.03 | 1299.945 | 0.98
D | 4002 | 2016-12-23 | 17 | ON | 32.36 | 3.82 | 0.22 | 0 | 0.29 | 0.53 | 0 | 0.08 | -0.16 | -0.09 | 0.03 | 0.28 | 0.27 | 0.23 | 37.86 | 1414.567 | 1.07
D | 4002 | 2016-12-23 | 18 | ON | 48.9 | 3.82 | 0.22 | 0 | 0.18 | 0.5 | 0 | 0.13 | -0.3 | -0.09 | 0.04 | 0.28 | 0.27 | 0.23 | 54.18 | 1495.894 | 0.94
D | 4002 | 2016-12-23 | 19 | ON | 36.97 | 3.82 | 0.22 | 0 | 0.14 | 0.51 | 0 | 0.12 | -0.24 | -0.09 | 0 | 0.28 | 0.27 | 0.23 | 42.23 | 1478.897 | 0.87
D | 4002 | 2016-12-23 | 20 | ON | 37.21 | 3.82 | 0.22 | 0 | 0.16 | 0.52 | 0 | 0.11 | -0.18 | -0.09 | 0 | 0.28 | 0.27 | 0.23 | 42.55 | 1452.198 | 0.9
D | 4002 | 2016-12-23 | 21 | ON | 39.01 | 3.82 | 0.22 | 0 | 0.28 | 0.53 | 0 | 0.12 | -0.19 | -0.09 | 0 | 0.28 | 0.27 | 0.23 | 44.48 | 1418.254 | 1.03
D | 4002 | 2016-12-23 | 22 | ON | 42.23 | 3.82 | 0.22 | 0 | 0.22 | 0.56 | 0 | 0.03 | -0.18 | -0.09 | 0 | 0.28 | 0.27 | 0.23 | 47.59 | 1343.338 | 1
D | 4002 | 2016-12-23 | 23 | ON | 36.23 | 3.82 | 0.22 | 0 | 0.52 | 0.6 | 0 | 0.03 | -0.39 | -0.09 | 0 | 0.28 | 0.27 | 0.23 | 41.72 | 1236.339 | 1.34
D | 4002 | 2016-12-23 | 24 | OFF | 14.28 | 3.82 | 0.22 | 0 | 0.55 | 0 | 0 | 0.03 | -0.24 | -0.09 | 0 | 0.28 | 0.27 | 0.23 | 19.35 | 1116.757 | 0.77
D | 4002 | 2016-12-24 | 1 | OFF | 19.51 | 3.82 | 0.9 | 0 | 0.27 | 0 | 0 | 0.07 | -0.11 | -0.09 | 0 | 0.28 | 0.27 | 0.23 | 25.15 | 1034.945 | 1.17
D | 4002 | 2016-12-24 | 2 | OFF | 18.95 | 3.82 | 0.9 | 0 | 0.19 | 0 | 0 | 0.04 | -0.09 | -0.09 | 0 | 0.28 | 0.27 | 0.23 | 24.5 | 992.022 | 1.09
D | 4002 | 2016-12-24 | 3 | OFF | 19.85 | 3.82 | 0.9 | 0 | 0.25 | 0 | 0 | 0.07 | -0.14 | -0.09 | 0 | 0.28 | 0.27 | 0.23 | 25.44 | 970.447 | 1.15
D | 4002 | 2016-12-24 | 4 | OFF | 11.52 | 3.82 | 0.9 | 0 | 0.19 | 0 | 0 | 0.03 | -0.07 | -0.09 | 0 | 0.28 | 0.27 | 0.23 | 17.08 | 964.799 | 1.09
D | 4002 | 2016-12-24 | 5 | OFF | 11.85 | 3.82 | 0.9 | 0 | 0.19 | 0 | 0 | 0.02 | -0.13 | -0.09 | 0 | 0.28 | 0.27 | 0.23 | 17.34 | 974.458 | 1.09
D | 4002 | 2016-12-24 | 6 | OFF | 20.71 | 3.82 | 0.9 | 0 | 0.23 | 0 | 0 | 0.03 | -0.1 | -0.09 | 0 | 0.28 | 0.27 | 0.23 | 26.28 | 1009.361 | 1.13
D | 4002 | 2016-12-24 | 7 | OFF | 22.51 | 3.82 | 0.9 | 0 | 0.3 | 0 | 0 | 0.07 | -0.03 | -0.09 | 0 | 0.28 | 0.27 | 0.23 | 28.26 | 1074.191 | 1.2
D | 4002 | 2016-12-24 | 8 | OFF | 32.98 | 3.82 | 0.9 | 0 | 0.51 | 0 | 0 | 0.09 | -0.14 | -0.09 | 0 | 0.28 | 0.27 | 0.23 | 38.85 | 1169.006 | 1.41
D | 4002 | 2016-12-24 | 9 | OFF | 52.36 | 3.82 | 0.9 | 0 | 0.33 | 0 | 0.03 | 0.22 | -0.08 | -0.09 | 0 | 0.28 | 0.27 | 0.23 | 58.27 | 1273.636 | 1.26
D | 4002 | 2016-12-24 | 10 | OFF | 62.82 | 3.82 | 0.9 | 0 | 0.29 | 0 | 0.12 | 0.2 | -0.15 | -0.09 | 0 | 0.28 | 0.27 | 0.23 | 68.69 | 1348.267 | 1.31
D | 4002 | 2016-12-24 | 11 | OFF | 60.4 | 3.82 | 0.9 | 0 | 0.21 | 0 | 0.11 | 0.18 | -0.07 | -0.09 | 0 | 0.28 | 0.27 | 0.23 | 66.24 | 1393.812 | 1.22
D | 4002 | 2016-12-24 | 12 | OFF | 55.5 | 3.82 | 0.9 | 0 | 0.18 | 0 | 0 | 0.12 | 0.01 | -0.09 | 0 | 0.28 | 0.27 | 0.23 | 61.22 | 1404.494 | 1.08
D | 4002 | 2016-12-24 | 13 | OFF | 57.99 | 3.82 | 0.9 | 0 | 0.14 | 0 | 0 | 0.18 | -0.01 | -0.09 | 0 | 0.28 | 0.27 | 0.23 | 63.71 | 1392.214 | 1.04
D | 4002 | 2016-12-24 | 14 | OFF | 55.91 | 3.82 | 0.9 | 0 | 0.17 | 0 | 0 | 0.23 | -0.06 | -0.09 | 0 | 0.28 | 0.27 | 0.23 | 61.66 | 1371.383 | 1.07
D | 4002 | 2016-12-24 | 15 | OFF | 45.11 | 3.82 | 0.9 | 0 | 0.13 | 0 | 0 | 0.1 | -0.1 | -0.09 | 0 | 0.28 | 0.27 | 0.23 | 50.65 | 1329.706 | 1.03
D | 4002 | 2016-12-24 | 16 | OFF | 43.8 | 3.82 | 0.9 | 0 | 0.18 | 0 | 0 | 0.21 | -0.13 | -0.09 | 0 | 0.28 | 0.27 | 0.23 | 49.47 | 1302.816 | 1.08
D | 4002 | 2016-12-24 | 17 | OFF | 50.43 | 3.82 | 0.9 | 0 | 0.09 | 0 | 0 | 0.11 | -0.23 | -0.09 | 0 | 0.28 | 0.27 | 0.23 | 55.81 | 1363.905 | 0.99
D | 4002 | 2016-12-24 | 18 | OFF | 50.8 | 3.82 | 0.9 | 0 | 0.22 | 0 | 0 | 0.19 | -0.29 | -0.09 | 0 | 0.28 | 0.27 | 0.23 | 56.33 | 1392.142 | 1.12
D | 4002 | 2016-12-24 | 19 | OFF | 43.4 | 3.82 | 0.9 | 0 | 0.15 | 0 | 0 | 0.11 | -0.22 | -0.09 | 0 | 0.28 | 0.27 | 0.23 | 48.85 | 1342.681 | 1.05
D | 4002 | 2016-12-24 | 20 | OFF | 35.65 | 3.82 | 0.9 | 0 | 0.08 | 0 | 0 | 0.06 | -0.15 | -0.09 | 0 | 0.28 | 0.27 | 0.23 | 41.05 | 1286.537 | 0.98
D | 4002 | 2016-12-24 | 21 | OFF | 38.94 | 3.82 | 0.9 | 0 | 0.06 | 0 | 0.16 | 0.02 | -0.14 | -0.09 | 0 | 0.28 | 0.27 | 0.23 | 44.45 | 1253.491 | 1.12
D | 4002 | 2016-12-24 | 22 | OFF | 37.5 | 3.82 | 0.9 | 0 | 0.12 | 0 | 0.08 | 0.11 | -0.15 | -0.09 | 0 | 0.28 | 0.27 | 0.23 | 43.07 | 1214.228 | 1.1
D | 4002 | 2016-12-24 | 23 | OFF | 44.47 | 3.82 | 0.9 | 0 | 0.21 | 0 | 0.33 | 0.15 | -0.17 | -0.09 | 0 | 0.28 | 0.27 | 0.23 | 50.4 | 1150.353 | 1.44
D | 4002 | 2016-12-24 | 24 | OFF | 25.22 | 3.82 | 0.9 | 0 | 0.13 | 0 | 0 | 0.08 | -0.04 | -0.09 | 0 | 0.28 | 0.27 | 0.23 | 30.8 | 1061.355 | 1.03
D | 4002 | 2016-12-25 | 1 | OFF | 31.77 | 3.82 | 0.58 | 0 | 0.19 | 0 | 0 | 0.08 | -0.04 | -0.09 | 0 | 0.28 | 0.27 | 0.23 | 37.09 | 987.538 | 0.77
D | 4002 | 2016-12-25 | 2 | OFF | 31.82 | 3.82 | 0.58 | 0 | 0.08 | 0 | 0 | 0.07 | -0.03 | -0.09 | 0 | 0.28 | 0.27 | 0.23 | 37.03 | 945.075 | 0.66
D | 4002 | 2016-12-25 | 3 | OFF | 32.91 | 3.82 | 0.58 | 0 | 0.1 | 0 | 0 | 0.09 | -0.08 | -0.09 | 0 | 0.28 | 0.27 | 0.23 | 38.11 | 923.854 | 0.68
D | 4002 | 2016-12-25 | 4 | OFF | 33.74 | 3.82 | 0.58 | 0 | 0.09 | 0 | 0 | 0.05 | -0.05 | -0.09 | 0 | 0.28 | 0.27 | 0.23 | 38.92 | 921.134 | 0.67
D | 4002 | 2016-12-25 | 5 | OFF | 32.35 | 3.82 | 0.58 | 0 | 0.08 | 0 | 0 | 0.06 | -0.07 | -0.09 | 0 | 0.28 | 0.27 | 0.23 | 37.51 | 927.678 | 0.66
D | 4002 | 2016-12-25 | 6 | OFF | 32.81 | 3.82 | 0.58 | 0 | 0.08 | 0 | 0 | 0.06 | -0.02 | -0.09 | 0 | 0.28 | 0.27 | 0.23 | 38.02 | 958.321 | 0.66
D | 4002 | 2016-12-25 | 7 | OFF | 32.25 | 3.82 | 0.58 | 0 | 0.24 | 0 | 0 | 0 | 0 | -0.09 | 0 | 0.28 | 0.27 | 0.23 | 37.58 | 1019.454 | 0.82
D | 4002 | 2016-12-25 | 8 | OFF | 32.15 | 3.82 | 0.58 | 0 | 0.27 | 0 | 0 | 0.06 | 0 | -0.09 | 0 | 0.28 | 0.27 | 0.23 | 37.57 | 1104.672 | 0.85
D | 4002 | 2016-12-25 | 9 | OFF | 40.53 | 3.82 | 0.58 | 0 | 0.26 | 0 | 0.21 | 0.12 | -0.09 | -0.09 | 0 | 0.28 | 0.27 | 0.23 | 46.12 | 1182.162 | 1.05
D | 4002 | 2016-12-25 | 10 | OFF | 33.01 | 3.82 | 0.58 | 0 | 0.09 | 0 | 0 | 0.04 | -0.14 | -0.09 | 0 | 0.28 | 0.27 | 0.23 | 38.09 | 1214.611 | 0.67
D | 4002 | 2016-12-25 | 11 | OFF | 25.08 | 3.82 | 0.58 | 0 | 0.09 | 0 | 0 | 0.05 | -0.17 | -0.09 | 0 | 0.28 | 0.27 | 0.23 | 30.14 | 1216.952 | 0.67
D | 4002 | 2016-12-25 | 12 | OFF | 17.34 | 3.82 | 0.58 | 0 | 0.18 | 0 | 0 | 0.04 | -0.19 | -0.09 | 0 | 0.28 | 0.27 | 0.23 | 22.46 | 1208.356 | 0.76
D | 4002 | 2016-12-25 | 13 | OFF | 17.57 | 3.82 | 0.58 | 0 | 0.18 | 0 | 0 | 0.02 | -0.13 | -0.09 | 0 | 0.28 | 0.27 | 0.23 | 22.73 | 1191.329 | 0.76
D | 4002 | 2016-12-25 | 14 | OFF | 20.92 | 3.82 | 0.58 | 0 | 0.13 | 0 | 0 | 0.01 | -0.12 | -0.09 | 0 | 0.28 | 0.27 | 0.23 | 26.03 | 1167.937 | 0.71
D | 4002 | 2016-12-25 | 15 | OFF | 27.31 | 3.82 | 0.58 | 0 | 0.09 | 0 | 0 | 0.05 | -0.14 | -0.09 | 0 | 0.28 | 0.27 | 0.23 | 32.4 | 1151.917 | 0.67
D | 4002 | 2016-12-25 | 16 | OFF | 29.14 | 3.82 | 0.58 | 0 | 0.09 | 0 | 0 | 0.13 | -0.17 | -0.09 | 0 | 0.28 | 0.27 | 0.23 | 34.28 | 1167.052 | 0.67
D | 4002 | 2016-12-25 | 17 | OFF | 29.73 | 3.82 | 0.58 | 0 | 0.13 | 0 | 0 | 0.08 | -0.25 | -0.09 | 0 | 0.28 | 0.27 | 0.23 | 34.78 | 1253.242 | 0.71
D | 4002 | 2016-12-25 | 18 | OFF | 34.58 | 3.82 | 0.58 | 0 | 0.11 | 0 | 0 | 0.14 | -0.33 | -0.09 | 0 | 0.28 | 0.27 | 0.23 | 39.59 | 1318.884 | 0.69
D | 4002 | 2016-12-25 | 19 | OFF | 32 | 3.82 | 0.58 | 0 | 0.07 | 0 | 0 | 0.08 | -0.3 | -0.09 | 0 | 0.28 | 0.27 | 0.23 | 36.94 | 1316.006 | 0.65
D | 4002 | 2016-12-25 | 20 | OFF | 32.43 | 3.82 | 0.58 | 0 | 0.06 | 0 | 0 | 0.04 | -0.29 | -0.09 | 0 | 0.28 | 0.27 | 0.23 | 37.33 | 1310.347 | 0.64
D | 4002 | 2016-12-25 | 21 | OFF | 31.2 | 3.82 | 0.58 | 0 | 0.05 | 0 | 0 | 0.09 | -0.24 | -0.09 | 0 | 0.28 | 0.27 | 0.23 | 36.19 | 1297.973 | 0.63
D | 4002 | 2016-12-25 | 22 | OFF | 37.03 | 3.82 | 0.58 | 0 | 0.44 | 0 | 0 | 0.09 | -0.15 | -0.09 | 0 | 0.28 | 0.27 | 0.23 | 42.5 | 1256.666 | 1.02
D | 4002 | 2016-12-25 | 23 | OFF | 38.4 | 3.82 | 0.58 | 0 | 0.35 | 0 | 0 | 0.07 | -0.12 | -0.09 | 0 | 0.28 | 0.27 | 0.23 | 43.79 | 1186.584 | 0.93
D | 4002 | 2016-12-25 | 24 | OFF | 36.92 | 3.82 | 0.58 | 0 | 0.22 | 0 | 0 | 0.1 | -0.09 | -0.09 | 0 | 0.28 | 0.27 | 0.23 | 42.24 | 1115.264 | 0.8
D | 4002 | 2016-12-26 | 1 | OFF | 31.74 | 3.82 | 0.64 | 0 | 0.19 | 0 | 0 | 0.09 | -0.09 | -0.09 | 0 | 0.28 | 0.27 | 0.23 | 37.08 | 1053.831 | 0.83
D | 4002 | 2016-12-26 | 2 | OFF | 20.47 | 3.82 | 0.64 | 0 | 0.7 | 0 | 0 | 0.06 | -0.13 | -0.09 | 0 | 0.28 | 0.27 | 0.23 | 26.25 | 1029.428 | 1.34
D | 4002 | 2016-12-26 | 3 | OFF | 31.99 | 3.82 | 0.64 | 0 | 0.17 | 0 | 0 | 0.09 | -0.11 | -0.09 | 0 | 0.28 | 0.27 | 0.23 | 37.29 | 1021.949 | 0.81
D | 4002 | 2016-12-26 | 4 | OFF | 39.42 | 3.82 | 0.64 | 0 | 0.16 | 0 | 0 | 0.03 | -0.12 | -0.09 | 0 | 0.28 | 0.27 | 0.23 | 44.64 | 1039.207 | 0.8
D | 4002 | 2016-12-26 | 5 | OFF | 46.18 | 3.82 | 0.64 | 0 | 0.2 | 0 | 0 | 0.13 | -0.1 | -0.09 | 0 | 0.28 | 0.27 | 0.23 | 51.56 | 1068.584 | 0.84
D | 4002 | 2016-12-26 | 6 | OFF | 37.57 | 3.82 | 0.64 | 0 | 0.15 | 0 | 0 | 0.14 | -0.15 | -0.09 | 0 | 0.28 | 0.27 | 0.23 | 42.86 | 1123.243 | 0.79
D | 4002 | 2016-12-26 | 7 | OFF | 34.29 | 3.82 | 0.64 | 0 | 0.21 | 0 | 0 | 0.12 | -0.11 | -0.09 | 0 | 0.28 | 0.27 | 0.23 | 39.66 | 1187.678 | 0.85
D | 4002 | 2016-12-26 | 8 | OFF | 33.01 | 3.82 | 0.64 | 0 | 0.11 | 0 | 0 | 0.07 | -0.17 | -0.09 | 0 | 0.28 | 0.27 | 0.23 | 38.17 | 1266.205 | 0.75
D | 4002 | 2016-12-26 | 9 | OFF | 36.13 | 3.82 | 0.64 | 0 | 0.08 | 0 | 0 | 0.05 | -0.14 | -0.09 | 0 | 0.28 | 0.27 | 0.23 | 41.27 | 1344.279 | 0.72
D | 4002 | 2016-12-26 | 10 | OFF | 36.43 | 3.82 | 0.64 | 0 | 0.06 | 0 | 0 | 0.06 | -0.17 | -0.09 | 0 | 0.28 | 0.27 | 0.23 | 41.53 | 1393.527 | 0.7
D | 4002 | 2016-12-26 | 11 | OFF | 47.43 | 3.82 | 0.64 | 0 | 0.17 | 0 | 0 | 0.09 | -0.19 | -0.09 | 0 | 0.28 | 0.27 | 0.23 | 52.65 | 1409.286 | 0.81
D | 4002 | 2016-12-26 | 12 | OFF | 51.41 | 3.82 | 0.64 | 0 | 0.21 | 0 | 0 | 0.1 | -0.18 | -0.09 | 0 | 0.28 | 0.27 | 0.23 | 56.69 | 1401.78 | 0.85
D | 4002 | 2016-12-26 | 13 | OFF | 55.17 | 3.82 | 0.64 | 0 | 0.22 | 0 | 0 | 0.05 | -0.2 | -0.09 | 0 | 0.28 | 0.27 | 0.23 | 60.39 | 1388.333 | 0.86
D | 4002 | 2016-12-26 | 14 | OFF | 52.44 | 3.82 | 0.64 | 0 | 0.2 | 0 | 0 | 0.03 | -0.2 | -0.09 | 0 | 0.28 | 0.27 | 0.23 | 57.62 | 1372.265 | 0.84
D | 4002 | 2016-12-26 | 15 | OFF | 54.62 | 3.82 | 0.64 | 0 | 0.22 | 0 | 0 | 0.11 | -0.15 | -0.09 | 0 | 0.28 | 0.27 | 0.23 | 59.95 | 1375.498 | 0.86
D | 4002 | 2016-12-26 | 16 | OFF | 48.78 | 3.82 | 0.64 | 0 | 0.18 | 0 | 0 | 0.06 | -0.13 | -0.09 | 0 | 0.28 | 0.27 | 0.23 | 54.04 | 1397.392 | 0.82
D | 4002 | 2016-12-26 | 17 | OFF | 57.71 | 3.82 | 0.64 | 0 | 0.11 | 0 | 0 | 0.14 | -0.18 | -0.09 | 0 | 0.28 | 0.27 | 0.23 | 62.93 | 1497.501 | 0.75
D | 4002 | 2016-12-26 | 18 | OFF | 56.36 | 3.82 | 0.64 | 0 | 0.12 | 0 | 0 | 0.13 | -0.21 | -0.09 | 0 | 0.28 | 0.27 | 0.23 | 61.55 | 1554.766 | 0.76
D | 4002 | 2016-12-26 | 19 | OFF | 54.64 | 3.82 | 0.64 | 0 | 0.11 | 0 | 0 | 0.12 | -0.13 | -0.09 | 0 | 0.28 | 0.27 | 0.23 | 59.89 | 1535.621 | 0.75
D | 4002 | 2016-12-26 | 20 | OFF | 55.33 | 3.82 | 0.64 | 0 | 0.11 | 0 | 0 | 0.06 | -0.12 | -0.09 | 0 | 0.28 | 0.27 | 0.23 | 60.53 | 1483.131 | 0.75
D | 4002 | 2016-12-26 | 21 | OFF | 45.49 | 3.82 | 0.64 | 0 | 0.14 | 0 | 0 | 0.08 | -0.11 | -0.09 | 0 | 0.28 | 0.27 | 0.23 | 50.75 | 1418.754 | 0.78
D | 4002 | 2016-12-26 | 22 | OFF | 38.2 | 3.82 | 0.64 | 0 | 0.08 | 0 | 0 | -0.03 | -0.09 | -0.09 | 0 | 0.28 | 0.27 | 0.23 | 43.31 | 1312.191 | 0.72
D | 4002 | 2016-12-26 | 23 | OFF | 54.23 | 3.82 | 0.64 | 0 | 0.11 | 0 | 0 | 0.03 | -0.03 | -0.09 | 0 | 0.28 | 0.27 | 0.23 | 59.49 | 1185.391 | 0.75
D | 4002 | 2016-12-26 | 24 | OFF | 33.38 | 3.82 | 0.64 | 0 | 0.08 | 0 | 0 | 0.05 | -0.08 | -0.09 | 0 | 0.28 | 0.27 | 0.23 | 38.58 | 1074.702 | 0.72
D | 4002 | 2016-12-27 | 1 | OFF | 31.89 | 3.82 | 0.35 | 0 | 0.11 | 0 | 0 | 0.05 | -0.1 | -0.09 | 0 | 0.28 | 0.27 | 0.23 | 36.81 | 1000.511 | 0.46
D | 4002 | 2016-12-27 | 2 | OFF | 30.69 | 3.82 | 0.35 | 0 | 0.21 | 0 | 0 | 0.09 | -0.09 | -0.09 | 0 | 0.28 | 0.27 | 0.23 | 35.76 | 965.421 | 0.56
D | 4002 | 2016-12-27 | 3 | OFF | 31.93 | 3.82 | 0.35 | 0 | 0.13 | 0 | 0 | 0.05 | -0.02 | -0.09 | 0 | 0.28 | 0.27 | 0.23 | 36.95 | 949.365 | 0.48
D | 4002 | 2016-12-27 | 4 | OFF | 33.29 | 3.82 | 0.35 | 0 | 0.06 | 0 | 0 | 0.04 | -0.12 | -0.09 | 0 | 0.28 | 0.27 | 0.23 | 38.13 | 950.531 | 0.41
D | 4002 | 2016-12-27 | 5 | OFF | 15.58 | 3.82 | 0.35 | 0 | 0.27 | 0 | 0 | 0.05 | -0.15 | -0.09 | 0 | 0.28 | 0.27 | 0.23 | 20.61 | 981.999 | 0.62
D | 4002 | 2016-12-27 | 6 | OFF | 19.23 | 3.82 | 0.35 | 0 | 0.41 | 0 | 0 | -0.03 | -0.04 | -0.09 | 0 | 0.28 | 0.27 | 0.23 | 24.43 | 1059.215 | 0.76
D | 4002 | 2016-12-27 | 7 | OFF | 18.41 | 3.82 | 0.35 | 0 | 0.56 | 0 | 0 | 0.01 | -0.21 | -0.09 | 0 | 0.28 | 0.27 | 0.23 | 23.63 | 1169.954 | 0.91
D | 4002 | 2016-12-27 | 8 | ON | 30.64 | 3.82 | 0.35 | 0 | 0.34 | 0.63 | 0 | 0.06 | -0.24 | -0.09 | 0 | 0.28 | 0.27 | 0.23 | 36.29 | 1263.956 | 1.32
D | 4002 | 2016-12-27 | 9 | ON | 31.82 | 3.82 | 0.35 | 0 | 0.11 | 0.6 | 0 | 0.09 | -0.18 | -0.09 | 0 | 0.28 | 0.27 | 0.23 | 37.3 | 1313.939 | 1.06
D | 4002 | 2016-12-27 | 10 | ON | 36 | 3.82 | 0.35 | 0 | 0.19 | 0.58 | 0 | 0.03 | -0.16 | -0.09 | 0 | 0.28 | 0.27 | 0.23 | 41.5 | 1353.26 | 1.12
D | 4002 | 2016-12-27 | 11 | ON | 36.98 | 3.82 | 0.35 | 0 | 0.13 | 0.57 | 0 | 0 | -0.2 | -0.09 | 0.01 | 0.28 | 0.27 | 0.23 | 42.35 | 1376.517 | 1.06
D | 4002 | 2016-12-27 | 12 | ON | 37.95 | 3.82 | 0.35 | 0 | 0.16 | 0.57 | 0 | 0.06 | -0.23 | -0.09 | 0.01 | 0.28 | 0.27 | 0.23 | 43.38 | 1373.321 | 1.09
D | 4002 | 2016-12-27 | 13 | ON | 36.69 | 3.82 | 0.35 | 0 | 0.27 | 0.59 | 0 | 0 | -0.21 | -0.09 | 0.01 | 0.28 | 0.27 | 0.23 | 42.21 | 1340.642 | 1.22
D | 4002 | 2016-12-27 | 14 | ON | 36.26 | 3.82 | 0.35 | 0 | 0.35 | 0.59 | 0 | 0.05 | -0.14 | -0.09 | 0 | 0.28 | 0.27 | 0.23 | 41.97 | 1323.505 | 1.29
D | 4002 | 2016-12-27 | 15 | ON | 34.47 | 3.82 | 0.35 | 0 | 0.26 | 0.59 | 0 | 0.05 | -0.14 | -0.09 | 0 | 0.28 | 0.27 | 0.23 | 40.09 | 1319.263 | 1.2
D | 4002 | 2016-12-27 | 16 | ON | 32.57 | 3.82 | 0.35 | 0 | 0.13 | 0.59 | 0 | 0.06 | -0.14 | -0.09 | 0 | 0.28 | 0.27 | 0.23 | 38.07 | 1337.741 | 1.07
D | 4002 | 2016-12-27 | 17 | ON | 37.03 | 3.82 | 0.35 | 0 | 0.12 | 0.55 | 0.04 | 0.01 | -0.21 | -0.09 | 0 | 0.28 | 0.27 | 0.23 | 42.4 | 1444.737 | 1.06
D | 4002 | 2016-12-27 | 18 | ON | 44.87 | 3.82 | 0.35 | 0 | 0.13 | 0.51 | 0.04 | 0.12 | -0.31 | -0.09 | 0 | 0.28 | 0.27 | 0.23 | 50.22 | 1534.305 | 1.03
D | 4002 | 2016-12-27 | 19 | ON | 46.65 | 3.82 | 0.35 | 0 | 0.17 | 0.52 | 0 | 0.04 | -0.22 | -0.09 | 0 | 0.28 | 0.27 | 0.23 | 52.02 | 1521.332 | 1.04
D | 4002 | 2016-12-27 | 20 | ON | 41.07 | 3.82 | 0.35 | 0 | 0.36 | 0.53 | 0 | 0.05 | -0.2 | -0.09 | 0 | 0.28 | 0.27 | 0.23 | 46.67 | 1472.169 | 1.24
D | 4002 | 2016-12-27 | 21 | ON | 37.93 | 3.82 | 0.35 | 0 | 0.32 | 0.55 | 0 | 0.06 | -0.2 | -0.09 | 0 | 0.28 | 0.27 | 0.23 | 43.52 | 1405.797 | 1.22
D | 4002 | 2016-12-27 | 22 | ON | 34.05 | 3.82 | 0.35 | 0 | 0.54 | 0.58 | 0 | 0.09 | -0.16 | -0.09 | 0 | 0.28 | 0.27 | 0.23 | 39.96 | 1300.129 | 1.47
D | 4002 | 2016-12-27 | 23 | ON | 13.26 | 3.82 | 0.35 | 0 | 0.45 | 0.64 | 0 | 0.03 | -0.16 | -0.09 | 0 | 0.28 | 0.27 | 0.23 | 19.08 | 1171.643 | 1.44
D | 4002 | 2016-12-27 | 24 | OFF | 23.55 | 3.82 | 0.35 | 0 | 1.41 | 0 | 0 | 0 | -0.18 | -0.09 | 0 | 0.28 | 0.27 | 0.23 | 29.64 | 1066.812 | 1.76
D | 4002 | 2016-12-28 | 1 | OFF | 38.99 | 3.82 | 0.66 | 0 | 0.16 | 0 | 0 | 0.1 | -0.2 | -0.09 | 0 | 0.28 | 0.27 | 0.23 | 44.22 | 1019.053 | 0.82
D | 4002 | 2016-12-28 | 2 | OFF | 35.22 | 3.82 | 0.66 | 0 | 0.05 | 0 | 0 | 0.1 | -0.24 | -0.09 | 0 | 0.28 | 0.27 | 0.23 | 40.3 | 983.311 | 0.71
D | 4002 | 2016-12-28 | 3 | OFF | 34.77 | 3.82 | 0.66 | 0 | 0.12 | 0 | 0 | 0.09 | -0.22 | -0.09 | 0 | 0.28 | 0.27 | 0.23 | 39.93 | 968.667 | 0.78
D | 4002 | 2016-12-28 | 4 | OFF | 35.01 | 3.82 | 0.66 | 0 | 0.13 | 0 | 0 | 0.1 | -0.24 | -0.09 | 0 | 0.28 | 0.27 | 0.23 | 40.17 | 971.423 | 0.79
D | 4002 | 2016-12-28 | 5 | OFF | 35.28 | 3.82 | 0.66 | 0 | 0.12 | 0 | 0 | 0.08 | -0.2 | -0.09 | 0 | 0.28 | 0.27 | 0.23 | 40.45 | 1004.245 | 0.78
D | 4002 | 2016-12-28 | 6 | OFF | 37.55 | 3.82 | 0.66 | 0 | 0.32 | 0 | 0 | 0.16 | -0.19 | -0.09 | 0 | 0.28 | 0.27 | 0.23 | 43.01 | 1088.044 | 0.98
D | 4002 | 2016-12-28 | 7 | OFF | 32.51 | 3.82 | 0.66 | 0 | 0.39 | 0 | 0 | 0.11 | -0.19 | -0.09 | 0 | 0.28 | 0.27 | 0.23 | 37.99 | 1212.976 | 1.05
D | 4002 | 2016-12-28 | 8 | ON | 35.89 | 3.82 | 0.66 | 0 | 0.37 | 0.6 | 0 | 0.1 | -0.18 | -0.09 | 0.04 | 0.28 | 0.27 | 0.23 | 41.99 | 1310.079 | 1.67
D | 4002 | 2016-12-28 | 9 | ON | 39.64 | 3.82 | 0.66 | 0 | 0.14 | 0.57 | 0.06 | 0.1 | -0.11 | -0.09 | 0.03 | 0.28 | 0.27 | 0.23 | 45.6 | 1370.88 | 1.46
D | 4002 | 2016-12-28 | 10 | ON | 45.25 | 3.82 | 0.66 | 0 | 0.14 | 0.56 | 0 | 0.06 | -0.08 | -0.09 | 0.03 | 0.28 | 0.27 | 0.23 | 51.13 | 1397.874 | 1.39
D | 4002 | 2016-12-28 | 11 | ON | 41.97 | 3.82 | 0.66 | 0 | 0.07 | 0.54 | 0.02 | 0.09 | -0.05 | -0.09 | 0.03 | 0.28 | 0.27 | 0.23 | 47.84 | 1414.685 | 1.32
D | 4002 | 2016-12-28 | 12 | ON | 41.78 | 3.82 | 0.66 | 0 | 0.06 | 0.53 | 0.01 | 0.06 | -0.09 | -0.09 | 0.03 | 0.28 | 0.27 | 0.23 | 47.55 | 1421.413 | 1.29
D | 4002 | 2016-12-28 | 13 | ON | 43.04 | 3.82 | 0.66 | 0 | 0.06 | 0.54 | 0.09 | 0.07 | -0.06 | -0.09 | 0.04 | 0.28 | 0.27 | 0.23 | 48.95 | 1400.378 | 1.39
D | 4002 | 2016-12-28 | 14 | ON | 42.89 | 3.82 | 0.66 | 0 | 0.08 | 0.54 | 0.01 | 0.08 | -0.1 | -0.09 | 0.04 | 0.28 | 0.27 | 0.23 | 48.71 | 1385.338 | 1.33
D | 4002 | 2016-12-28 | 15 | ON | 37.97 | 3.82 | 0.66 | 0 | 0.06 | 0.54 | 0 | 0.1 | -0.09 | -0.09 | 0.03 | 0.28 | 0.27 | 0.23 | 43.78 | 1382.684 | 1.29
D | 4002 | 2016-12-28 | 16 | ON | 39.31 | 3.82 | 0.66 | 0 | 0.06 | 0.53 | 0 | 0.11 | -0.12 | -0.09 | 0.01 | 0.28 | 0.27 | 0.23 | 45.07 | 1402.451 | 1.26
D | 4002 | 2016-12-28 | 17 | ON | 48.03 | 3.82 | 0.66 | 0 | 0.1 | 0.52 | 0 | 0.09 | -0.19 | -0.09 | 0 | 0.28 | 0.27 | 0.23 | 53.72 | 1500.139 | 1.28
D | 4002 | 2016-12-28 | 18 | ON | 60.92 | 3.82 | 0.66 | 0 | 0.27 | 0.49 | 0 | 0.09 | -0.27 | -0.09 | -0.01 | 0.28 | 0.27 | 0.23 | 66.66 | 1580.193 | 1.41
D | 4002 | 2016-12-28 | 19 | ON | 49.04 | 3.82 | 0.66 | 0 | 0.1 | 0.5 | 0 | 0.09 | -0.18 | -0.09 | 0 | 0.28 | 0.27 | 0.23 | 54.72 | 1567.341 | 1.26
D | 4002 | 2016-12-28 | 20 | ON | 47.23 | 3.82 | 0.66 | 0 | 0.16 | 0.51 | 0 | 0.07 | -0.21 | -0.09 | 0 | 0.28 | 0.27 | 0.23 | 52.93 | 1524.913 | 1.33
D | 4002 | 2016-12-28 | 21 | ON | 45.07 | 3.82 | 0.66 | 0 | 0.07 | 0.53 | 0 | 0.09 | -0.17 | -0.09 | 0 | 0.28 | 0.27 | 0.23 | 50.76 | 1463.433 | 1.26
D | 4002 | 2016-12-28 | 22 | ON | 44.88 | 3.82 | 0.66 | 0 | 0.08 | 0.56 | 0.02 | 0.08 | -0.16 | -0.09 | 0 | 0.28 | 0.27 | 0.23 | 50.63 | 1366.701 | 1.32
D | 4002 | 2016-12-28 | 23 | ON | 38.42 | 3.82 | 0.66 | 0 | 0.16 | 0.6 | 0 | 0.12 | -0.14 | -0.09 | 0 | 0.28 | 0.27 | 0.23 | 44.33 | 1250.015 | 1.42
D | 4002 | 2016-12-28 | 24 | OFF | 33.55 | 3.82 | 0.66 | 0 | 0.25 | 0 | 0 | 0.09 | -0.05 | -0.09 | 0 | 0.28 | 0.27 | 0.23 | 39.01 | 1134.427 | 0.91
D | 4002 | 2016-12-29 | 1 | OFF | 38.69 | 3.82 | 0.92 | 0 | 0.07 | 0 | 0 | 0.09 | -0.13 | -0.09 | 0 | 0.28 | 0.27 | 0.23 | 44.15 | 1063.017 | 0.99
D | 4002 | 2016-12-29 | 2 | OFF | 38.99 | 3.82 | 0.92 | 0 | 0.07 | 0 | 0 | 0.11 | -0.15 | -0.09 | 0 | 0.28 | 0.27 | 0.23 | 44.45 | 1030.477 | 0.99
D | 4002 | 2016-12-29 | 3 | OFF | 35.45 | 3.82 | 0.92 | 0 | 0.15 | 0 | 0 | 0.1 | -0.1 | -0.09 | 0 | 0.28 | 0.27 | 0.23 | 41.03 | 1012.774 | 1.07
D | 4002 | 2016-12-29 | 4 | OFF | 34.99 | 3.82 | 0.92 | 0 | 0.14 | 0 | 0 | 0.09 | -0.08 | -0.09 | 0 | 0.28 | 0.27 | 0.23 | 40.57 | 1016.21 | 1.06
D | 4002 | 2016-12-29 | 5 | OFF | 37.54 | 3.82 | 0.92 | 0 | 0.15 | 0 | 0 | 0.09 | -0.11 | -0.09 | 0 | 0.28 | 0.27 | 0.23 | 43.1 | 1051.293 | 1.07
D | 4002 | 2016-12-29 | 6 | OFF | 39.84 | 3.82 | 0.92 | 0 | 0.16 | 0 | 0 | 0.11 | -0.09 | -0.09 | 0 | 0.28 | 0.27 | 0.23 | 45.45 | 1135.463 | 1.08
D | 4002 | 2016-12-29 | 7 | OFF | 37.73 | 3.82 | 0.92 | 0 | 0.26 | 0 | 0 | 0.15 | -0.11 | -0.09 | 0 | 0.28 | 0.27 | 0.23 | 43.46 | 1258.636 | 1.18
D | 4002 | 2016-12-29 | 8 | ON | 41 | 3.82 | 0.92 | 0 | 0.19 | 0.56 | 0 | 0.07 | -0.11 | -0.09 | 0.02 | 0.28 | 0.27 | 0.23 | 47.16 | 1360.232 | 1.69
D | 4002 | 2016-12-29 | 9 | ON | 42.62 | 3.82 | 0.92 | 0 | 0.09 | 0.54 | 0 | 0.07 | -0.1 | -0.09 | 0.02 | 0.28 | 0.27 | 0.23 | 48.67 | 1424.879 | 1.57
D | 4002 | 2016-12-29 | 10 | ON | 45.53 | 3.82 | 0.92 | 0 | 0.06 | 0.52 | 0 | 0.07 | -0.06 | -0.09 | 0.02 | 0.28 | 0.27 | 0.23 | 51.57 | 1476.72 | 1.52
D | 4002 | 2016-12-29 | 11 | ON | 50.95 | 3.82 | 0.92 | 0 | 0.08 | 0.51 | 0.15 | 0.1 | -0.04 | -0.09 | 0.04 | 0.28 | 0.27 | 0.23 | 57.22 | 1505.615 | 1.7
D | 4002 | 2016-12-29 | 12 | ON | 45.63 | 3.82 | 0.92 | 0 | 0.08 | 0.51 | 0 | 0.1 | 0 | -0.09 | 0.03 | 0.28 | 0.27 | 0.23 | 51.78 | 1520.507 | 1.54
D | 4002 | 2016-12-29 | 13 | ON | 45.57 | 3.82 | 0.92 | 0 | 0.08 | 0.51 | 0.01 | 0.07 | 0.05 | -0.09 | 0.03 | 0.28 | 0.27 | 0.23 | 51.75 | 1522.082 | 1.55
D | 4002 | 2016-12-29 | 14 | ON | 47.49 | 3.82 | 0.92 | 0 | 0.1 | 0.51 | 0 | 0.09 | 0.08 | -0.09 | 0.02 | 0.28 | 0.27 | 0.23 | 53.72 | 1521.58 | 1.55
D | 4002 | 2016-12-29 | 15 | ON | 42.49 | 3.82 | 0.92 | 0 | 0.07 | 0.51 | 0 | 0.1 | 0.11 | -0.09 | 0.01 | 0.28 | 0.27 | 0.23 | 48.72 | 1506.617 | 1.51
D | 4002 | 2016-12-29 | 16 | ON | 45.09 | 3.82 | 0.92 | 0 | 0.08 | 0.51 | 0.01 | 0.09 | 0.17 | -0.09 | 0.02 | 0.28 | 0.27 | 0.23 | 51.4 | 1506.035 | 1.54
D | 4002 | 2016-12-29 | 17 | ON | 58.98 | 3.82 | 0.92 | 0 | 0.21 | 0.49 | 0.02 | 0.2 | 0.18 | -0.09 | 0 | 0.28 | 0.27 | 0.23 | 65.51 | 1583.004 | 1.64
D | 4002 | 2016-12-29 | 18 | ON | 47.24 | 3.82 | 0.92 | 0 | 0.07 | 0.47 | 0 | 0.09 | -0.06 | -0.09 | 0.01 | 0.28 | 0.27 | 0.23 | 53.25 | 1642.291 | 1.47
D | 4002 | 2016-12-29 | 19 | ON | 43.27 | 3.82 | 0.92 | 0 | 0.07 | 0.49 | 0 | 0.1 | 0.02 | -0.09 | 0 | 0.28 | 0.27 | 0.23 | 49.38 | 1593.432 | 1.48
D | 4002 | 2016-12-29 | 20 | ON | 47.45 | 3.82 | 0.92 | 0 | 0.07 | 0.5 | 0.14 | 0.11 | 0.09 | -0.09 | 0 | 0.28 | 0.27 | 0.23 | 53.79 | 1515.04 | 1.63
D | 4002 | 2016-12-29 | 21 | ON | 40.68 | 3.82 | 0.92 | 0 | 0.06 | 0.52 | 0.02 | 0.17 | 0.05 | -0.09 | 0 | 0.28 | 0.27 | 0.23 | 46.93 | 1426.702 | 1.52
D | 4002 | 2016-12-29 | 22 | ON | 38.35 | 3.82 | 0.92 | 0 | 0.05 | 0.56 | 0 | 0.14 | 0 | -0.09 | 0 | 0.28 | 0.27 | 0.23 | 44.53 | 1310.286 | 1.53
D | 4002 | 2016-12-29 | 23 | ON | 36.55 | 3.82 | 0.92 | 0 | 0.07 | 0.61 | 0.01 | 0.14 | -0.01 | -0.09 | 0 | 0.28 | 0.27 | 0.23 | 42.8 | 1190.395 | 1.61
D | 4002 | 2016-12-29 | 24 | OFF | 16.59 | 3.82 | 0.92 | 0 | 0.32 | 0 | 0 | 0.07 | -0.26 | -0.09 | 0 | 0.28 | 0.27 | 0.23 | 22.15 | 1082.898 | 1.24
D | 4002 | 2016-12-30 | 1 | OFF | -0.41 | 3.82 | 0.22 | 0 | 0.12 | 0 | 0 | 0 | -0.11 | -0.09 | 0 | 0.28 | 0.27 | 0.23 | 4.33 | 1022.512 | 0.34
D | 4002 | 2016-12-30 | 2 | OFF | 31.56 | 3.82 | 0.22 | 0 | 0.11 | 0 | 0 | 0.15 | -0.25 | -0.09 | 0 | 0.28 | 0.27 | 0.23 | 36.3 | 995.015 | 0.33
D | 4002 | 2016-12-30 | 3 | OFF | 30.67 | 3.82 | 0.22 | 0 | 0.12 | 0 | 0 | 0.06 | -0.19 | -0.09 | 0 | 0.28 | 0.27 | 0.23 | 35.39 | 981.602 | 0.34
D | 4002 | 2016-12-30 | 4 | OFF | 14.46 | 3.82 | 0.22 | 0 | 0.4 | 0 | 0 | 0.02 | -0.22 | -0.09 | 0 | 0.28 | 0.27 | 0.23 | 19.39 | 982.478 | 0.62
D | 4002 | 2016-12-30 | 5 | OFF | 22.21 | 3.82 | 0.22 | 0 | 0.23 | 0 | 0 | 0.03 | -0.22 | -0.09 | 0 | 0.28 | 0.27 | 0.23 | 26.98 | 1010.308 | 0.45
D | 4002 | 2016-12-30 | 6 | OFF | 28.23 | 3.82 | 0.22 | 0 | 0.11 | 0 | 0 | 0.03 | -0.15 | -0.09 | 0 | 0.28 | 0.27 | 0.23 | 32.95 | 1080.149 | 0.33
D | 4002 | 2016-12-30 | 7 | OFF | 8.88 | 3.82 | 0.22 | 0 | 0.17 | 0 | 0 | 0.03 | -0.19 | -0.09 | 0 | 0.28 | 0.27 | 0.23 | 13.62 | 1181.925 | 0.39
D | 4002 | 2016-12-30 | 8 | ON | 19.16 | 3.82 | 0.22 | 0 | 0.39 | 0.6 | 0 | 0.05 | -0.19 | -0.09 | 0 | 0.28 | 0.27 | 0.23 | 24.74 | 1265.142 | 1.21
D | 4002 | 2016-12-30 | 9 | ON | 33.18 | 3.82 | 0.22 | 0 | 0.11 | 0.58 | 0 | 0.08 | -0.19 | -0.09 | 0.01 | 0.28 | 0.27 | 0.23 | 38.5 | 1314.096 | 0.92
D | 4002 | 2016-12-30 | 10 | ON | 34.38 | 3.82 | 0.22 | 0 | 0.1 | 0.57 | 0 | 0.06 | -0.16 | -0.09 | 0.01 | 0.28 | 0.27 | 0.23 | 39.69 | 1348.737 | 0.9
D | 4002 | 2016-12-30 | 11 | ON | 35.2 | 3.82 | 0.22 | 0 | 0.06 | 0.57 | 0 | 0.07 | -0.15 | -0.09 | 0.01 | 0.28 | 0.27 | 0.23 | 40.49 | 1363.899 | 0.86
D | 4002 | 2016-12-30 | 12 | ON | 35.48 | 3.82 | 0.22 | 0 | 0.07 | 0.57 | 0 | 0.05 | -0.14 | -0.09 | 0 | 0.28 | 0.27 | 0.23 | 40.76 | 1368.565 | 0.86
D | 4002 | 2016-12-30 | 13 | ON | 35.56 | 3.82 | 0.22 | 0 | 0.07 | 0.57 | 0 | 0.05 | -0.13 | -0.09 | 0 | 0.28 | 0.27 | 0.23 | 40.85 | 1359.591 | 0.86
D | 4002 | 2016-12-30 | 14 | ON | 36.29 | 3.82 | 0.22 | 0 | 0.05 | 0.57 | 0 | 0.04 | -0.14 | -0.09 | 0 | 0.28 | 0.27 | 0.23 | 41.54 | 1341.839 | 0.84
D | 4002 | 2016-12-30 | 15 | ON | 36.21 | 3.82 | 0.22 | 0 | 0.05 | 0.57 | 0 | 0.04 | -0.16 | -0.09 | 0 | 0.28 | 0.27 | 0.23 | 41.44 | 1326.024 | 0.84
D | 4002 | 2016-12-30 | 16 | ON | 34.34 | 3.82 | 0.22 | 0 | 0.03 | 0.57 | 0 | 0.07 | -0.17 | -0.09 | 0 | 0.28 | 0.27 | 0.23 | 39.57 | 1339.325 | 0.82
D | 4002 | 2016-12-30 | 17 | ON | 38.92 | 3.82 | 0.22 | 0 | 0.04 | 0.53 | 0 | 0.05 | -0.24 | -0.09 | 0.02 | 0.28 | 0.27 | 0.23 | 44.05 | 1441.014 | 0.81
D | 4002 | 2016-12-30 | 18 | ON | 48.83 | 3.82 | 0.22 | 0 | 0.16 | 0.5 | 0 | 0.12 | -0.3 | -0.09 | 0.02 | 0.28 | 0.27 | 0.23 | 54.06 | 1526.036 | 0.9
D | 4002 | 2016-12-30 | 19 | ON | 42.44 | 3.82 | 0.22 | 0 | 0.13 | 0.51 | 0 | 0.07 | -0.24 | -0.09 | 0 | 0.28 | 0.27 | 0.23 | 47.64 | 1511.635 | 0.86
D | 4002 | 2016-12-30 | 20 | ON | 42.74 | 3.82 | 0.22 | 0 | 0.06 | 0.52 | 0 | 0.08 | -0.18 | -0.09 | 0 | 0.28 | 0.27 | 0.23 | 47.95 | 1463.144 | 0.8
D | 4002 | 2016-12-30 | 21 | ON | 39.12 | 3.82 | 0.22 | 0 | 0.08 | 0.54 | 0 | 0.06 | -0.17 | -0.09 | 0 | 0.28 | 0.27 | 0.23 | 44.36 | 1408.092 | 0.84
D | 4002 | 2016-12-30 | 22 | ON | 36.99 | 3.82 | 0.22 | 0 | 0.07 | 0.56 | 0 | 0.07 | -0.18 | -0.09 | 0 | 0.28 | 0.27 | 0.23 | 42.24 | 1326.299 | 0.85
D | 4002 | 2016-12-30 | 23 | ON | 34.79 | 3.82 | 0.22 | 0 | 0.12 | 0.6 | 0.01 | 0.03 | -0.23 | -0.09 | 0 | 0.28 | 0.27 | 0.23 | 40.05 | 1223.236 | 0.95
D | 4002 | 2016-12-30 | 24 | OFF | 34.95 | 3.82 | 0.22 | 0 | 0.34 | 0 | 0 | 0.04 | -0.09 | -0.09 | 0 | 0.28 | 0.27 | 0.23 | 39.97 | 1131.631 | 0.56
D | 4002 | 2016-12-31 | 1 | OFF | 31.61 | 3.82 | 1.01 | 0 | 0.22 | 0 | 0 | 0.06 | -0.19 | -0.09 | 0 | 0.28 | 0.27 | 0.23 | 37.22 | 1057.821 | 1.23
D | 4002 | 2016-12-31 | 2 | OFF | 29.21 | 3.82 | 1.01 | 0 | 0.19 | 0 | 0 | 0.11 | -0.22 | -0.09 | 0 | 0.28 | 0.27 | 0.23 | 34.81 | 1024.001 | 1.2
D | 4002 | 2016-12-31 | 3 | OFF | 30.24 | 3.82 | 1.01 | 0 | 0.19 | 0 | 0 | 0.03 | -0.22 | -0.09 | 0 | 0.28 | 0.27 | 0.23 | 35.76 | 1009.42 | 1.2
D | 4002 | 2016-12-31 | 4 | OFF | 29.33 | 3.82 | 1.01 | 0 | 0.1 | 0 | 0 | 0.04 | -0.23 | -0.09 | 0 | 0.28 | 0.27 | 0.23 | 34.76 | 1007.387 | 1.11
D | 4002 | 2016-12-31 | 5 | OFF | 32.63 | 3.82 | 1.01 | 0 | 0.08 | 0 | 0 | 0.03 | -0.21 | -0.09 | 0 | 0.28 | 0.27 | 0.23 | 38.05 | 1023.486 | 1.09
D | 4002 | 2016-12-31 | 6 | OFF | 33.8 | 3.82 | 1.01 | 0 | 0.22 | 0 | 0 | 0.08 | -0.2 | -0.09 | 0 | 0.28 | 0.27 | 0.23 | 39.42 | 1065.314 | 1.23
D | 4002 | 2016-12-31 | 7 | OFF | 34.04 | 3.82 | 1.01 | 0 | 0.2 | 0 | 0 | 0.08 | -0.18 | -0.09 | 0 | 0.28 | 0.27 | 0.23 | 39.66 | 1135.139 | 1.21
D | 4002 | 2016-12-31 | 8 | OFF | 37.15 | 3.82 | 1.01 | 0 | 0.28 | 0 | 0 | 0.06 | -0.19 | -0.09 | 0 | 0.28 | 0.27 | 0.23 | 42.82 | 1212.45 | 1.29
D | 4002 | 2016-12-31 | 9 | OFF | 39.92 | 3.82 | 1.01 | 0 | 0.21 | 0 | 0.02 | 0.06 | -0.15 | -0.09 | 0 | 0.28 | 0.27 | 0.23 | 45.58 | 1302.036 | 1.24
D | 4002 | 2016-12-31 | 10 | OFF | 46.85 | 3.82 | 1.01 | 0 | 0.12 | 0 | 0.1 | 0.1 | -0.19 | -0.09 | 0 | 0.28 | 0.27 | 0.23 | 52.5 | 1353.355 | 1.23
D | 4002 | 2016-12-31 | 11 | OFF | 57.06 | 3.82 | 1.01 | 0 | 0.15 | 0 | 0.01 | 0.02 | -0.19 | -0.09 | 0 | 0.28 | 0.27 | 0.23 | 62.57 | 1366.906 | 1.17
D | 4002 | 2016-12-31 | 12 | OFF | 52.73 | 3.82 | 1.01 | 0 | 0.21 | 0 | 0 | 0.06 | -0.17 | -0.09 | 0 | 0.28 | 0.27 | 0.23 | 58.35 | 1357.377 | 1.22
D | 4002 | 2016-12-31 | 13 | OFF | 45.01 | 3.82 | 1.01 | 0 | 0.08 | 0 | 0 | 0.1 | -0.17 | -0.09 | 0 | 0.28 | 0.27 | 0.23 | 50.54 | 1339.169 | 1.09
D | 4002 | 2016-12-31 | 14 | OFF | 39.59 | 3.82 | 1.01 | 0 | 0.04 | 0 | 0 | 0.07 | -0.13 | -0.09 | 0 | 0.28 | 0.27 | 0.23 | 45.09 | 1331.734 | 1.05
D | 4002 | 2016-12-31 | 15 | OFF | 44.13 | 3.82 | 1.01 | 0 | 0.17 | 0 | 0 | 0.07 | -0.07 | -0.09 | 0 | 0.28 | 0.27 | 0.23 | 49.82 | 1318.637 | 1.18
D | 4002 | 2016-12-31 | 16 | OFF | 45.61 | 3.82 | 1.01 | 0 | 0.18 | 0 | 0 | 0.12 | -0.06 | -0.09 | 0 | 0.28 | 0.27 | 0.23 | 51.37 | 1335.136 | 1.19
D | 4002 | 2016-12-31 | 17 | OFF | 59.58 | 3.82 | 1.01 | 0 | 0.13 | 0 | 0.1 | 0.02 | -0.04 | -0.09 | 0 | 0.28 | 0.27 | 0.23 | 65.31 | 1435.552 | 1.24
D | 4002 | 2016-12-31 | 18 | OFF | 53.65 | 3.82 | 1.01 | 0 | 0.2 | 0 | 0.01 | 0.06 | -0.11 | -0.09 | 0 | 0.28 | 0.27 | 0.23 | 59.33 | 1493.174 | 1.22
D | 4002 | 2016-12-31 | 19 | OFF | 46.42 | 3.82 | 1.01 | 0 | 0.11 | 0 | 0 | 0.06 | -0.13 | -0.09 | 0 | 0.28 | 0.27 | 0.23 | 51.98 | 1451.354 | 1.12
D | 4002 | 2016-12-31 | 20 | OFF | 39.8 | 3.82 | 1.01 | 0 | 0.23 | 0 | 0 | 0.05 | -0.05 | -0.09 | 0 | 0.28 | 0.27 | 0.23 | 45.55 | 1381.993 | 1.24
D | 4002 | 2016-12-31 | 21 | OFF | 43.08 | 3.82 | 1.01 | 0 | 0.29 | 0 | 0.18 | 0.06 | 0 | -0.09 | 0 | 0.28 | 0.27 | 0.23 | 49.13 | 1317.477 | 1.48
D | 4002 | 2016-12-31 | 22 | OFF | 37.53 | 3.82 | 1.01 | 0 | 0.12 | 0 | 0 | 0.05 | 0.03 | -0.09 | 0 | 0.28 | 0.27 | 0.23 | 43.25 | 1244.975 | 1.13
D | 4002 | 2016-12-31 | 23 | OFF | 37.79 | 3.82 | 1.01 | 0 | 0.24 | 0 | 0 | 0.04 | 0.03 | -0.09 | 0 | 0.28 | 0.27 | 0.23 | 43.62 | 1168.303 | 1.25
D | 4002 | 2016-12-31 | 24 | OFF | 34.64 | 3.82 | 1.01 | 0 | 0.33 | 0 | 0 | 0.08 | 0.11 | -0.09 | 0 | 0.28 | 0.27 | 0.23 | 40.68 | 1093.02 | 1.34
T | 744 lines

## whlsecost_hourly_4002_201701
C | Hourly Wholesale Load Cost Report
C | Filename: whlsecost_hourly_4002_201701.csv
C | Report for: 01 2017
C | Report generated: 02/28/2017 15:36:33 EST
H | Location ID | Local Date | Local Hour | OnOffPeak | RTLMP | Capacity | First Contingency | Second Contingency | Regulation | Forward Reserves | Real-Time Reserves | Inadvertent | Marginal Loss Rev Fund | Auction Rev Rights | Price Responsive Demand Cost | ISO Sched 2 | ISO Sched 3 | NEPOOL Exp | Total Cost | RTLO | Total Ancillary & NCPC
H | Number | Date | Number | String | Number | Number | Number | Number | Number | Number | Number | Number | Number | Number | Number | Number | Number | Number | Number | Number
D | 4002 | 2017-01-01 | 1 | OFF | 36.41 | 3.81 | 0.17 | 0 | 0.45 | 0 | 0 | 0.07 | 0.05 | -0.05 | 0 | 0.28 | 0.27 | 0.23 | 41.69 | 1034.816 | 0.62
D | 4002 | 2017-01-01 | 2 | OFF | 36.82 | 3.81 | 0.17 | 0 | 0.3 | 0 | 0 | 0.05 | 0 | -0.05 | 0 | 0.28 | 0.27 | 0.23 | 41.88 | 985.581 | 0.47
D | 4002 | 2017-01-01 | 3 | OFF | 35.62 | 3.81 | 0.17 | 0 | 0.11 | 0 | 0 | 0.08 | -0.06 | -0.05 | 0 | 0.28 | 0.27 | 0.23 | 40.46 | 944.465 | 0.28
D | 4002 | 2017-01-01 | 4 | OFF | 33.86 | 3.81 | 0.17 | 0 | 0.24 | 0 | 0 | 0.06 | -0.02 | -0.05 | 0 | 0.28 | 0.27 | 0.23 | 38.85 | 928.907 | 0.41
D | 4002 | 2017-01-01 | 5 | OFF | 35.16 | 3.81 | 0.17 | 0 | 0.2 | 0 | 0 | 0.07 | -0.06 | -0.05 | 0 | 0.28 | 0.27 | 0.23 | 40.08 | 932.634 | 0.37
D | 4002 | 2017-01-01 | 6 | OFF | 34.13 | 3.81 | 0.17 | 0 | 0.16 | 0 | 0 | 0.06 | -0.08 | -0.05 | 0 | 0.28 | 0.27 | 0.23 | 38.98 | 953.87 | 0.33
D | 4002 | 2017-01-01 | 7 | OFF | 34.23 | 3.81 | 0.17 | 0 | 0.18 | 0 | 0 | 0.09 | -0.07 | -0.05 | 0 | 0.28 | 0.27 | 0.23 | 39.14 | 998.451 | 0.35
D | 4002 | 2017-01-01 | 8 | OFF | 32.88 | 3.81 | 0.17 | 0 | 0.18 | 0 | 0 | 0.07 | -0.07 | -0.05 | 0 | 0.28 | 0.27 | 0.23 | 37.77 | 1040.124 | 0.35
D | 4002 | 2017-01-01 | 9 | OFF | 24.05 | 3.81 | 0.17 | 0 | 0.41 | 0 | 0 | 0.05 | -0.1 | -0.05 | 0 | 0.28 | 0.27 | 0.23 | 29.12 | 1109.893 | 0.58
D | 4002 | 2017-01-01 | 10 | OFF | 25.88 | 3.81 | 0.17 | 0 | 0.12 | 0 | 0 | 0.02 | -0.16 | -0.05 | 0 | 0.28 | 0.27 | 0.23 | 30.57 | 1173.819 | 0.29
D | 4002 | 2017-01-01 | 11 | OFF | 16.94 | 3.81 | 0.17 | 0 | 0.16 | 0 | 0 | 0.02 | -0.18 | -0.05 | 0 | 0.28 | 0.27 | 0.23 | 21.65 | 1204.868 | 0.33
D | 4002 | 2017-01-01 | 12 | OFF | 24.28 | 3.81 | 0.17 | 0 | 0.21 | 0 | 0 | 0.01 | -0.12 | -0.05 | 0 | 0.28 | 0.27 | 0.23 | 29.09 | 1205.943 | 0.38
D | 4002 | 2017-01-01 | 13 | OFF | 28.03 | 3.81 | 0.17 | 0 | 0.18 | 0 | 0 | 0.05 | -0.1 | -0.05 | 0 | 0.28 | 0.27 | 0.23 | 32.87 | 1206.222 | 0.35
D | 4002 | 2017-01-01 | 14 | OFF | 28.82 | 3.81 | 0.17 | 0 | 0.09 | 0 | 0 | 0.05 | -0.1 | -0.05 | 0 | 0.28 | 0.27 | 0.23 | 33.57 | 1189.27 | 0.26
D | 4002 | 2017-01-01 | 15 | OFF | 21.16 | 3.81 | 0.17 | 0 | 0.24 | 0 | 0 | 0.04 | -0.17 | -0.05 | 0 | 0.28 | 0.27 | 0.23 | 25.98 | 1183.809 | 0.41
D | 4002 | 2017-01-01 | 16 | OFF | 28.41 | 3.81 | 0.17 | 0 | 0.08 | 0 | 0 | 0.08 | -0.13 | -0.05 | 0 | 0.28 | 0.27 | 0.23 | 33.15 | 1198.758 | 0.25
D | 4002 | 2017-01-01 | 17 | OFF | 32.7 | 3.81 | 0.17 | 0 | 0.1 | 0 | 0 | 0.05 | -0.12 | -0.05 | 0 | 0.28 | 0.27 | 0.23 | 37.44 | 1312.367 | 0.27
D | 4002 | 2017-01-01 | 18 | OFF | 42.58 | 3.81 | 0.17 | 0 | 0.13 | 0 | 0 | 0.07 | -0.25 | -0.05 | 0 | 0.28 | 0.27 | 0.23 | 47.24 | 1425.033 | 0.3
D | 4002 | 2017-01-01 | 19 | OFF | 44.8 | 3.81 | 0.17 | 0 | 0.12 | 0 | 0 | 0.04 | -0.16 | -0.05 | 0 | 0.28 | 0.27 | 0.23 | 49.51 | 1410.133 | 0.29
D | 4002 | 2017-01-01 | 20 | OFF | 38.25 | 3.81 | 0.17 | 0 | 0.08 | 0 | 0.01 | 0.03 | -0.13 | -0.05 | 0 | 0.28 | 0.27 | 0.23 | 42.95 | 1358.453 | 0.26
D | 4002 | 2017-01-01 | 21 | OFF | 36.94 | 3.81 | 0.17 | 0 | 0.06 | 0 | 0 | -0.01 | -0.09 | -0.05 | 0 | 0.28 | 0.27 | 0.23 | 41.61 | 1301.321 | 0.23
D | 4002 | 2017-01-01 | 22 | OFF | 37.27 | 3.81 | 0.17 | 0 | 0.07 | 0 | 0.13 | 0.04 | -0.11 | -0.05 | 0 | 0.28 | 0.27 | 0.23 | 42.11 | 1231.577 | 0.37
D | 4002 | 2017-01-01 | 23 | OFF | 31.39 | 3.81 | 0.17 | 0 | 0.16 | 0 | 0 | 0.06 | -0.08 | -0.05 | 0 | 0.28 | 0.27 | 0.23 | 36.24 | 1141.97 | 0.33
D | 4002 | 2017-01-01 | 24 | OFF | -69.16 | 3.81 | 0.17 | 0 | 1.31 | 0 | 0 | -0.14 | -0.43 | -0.05 | 0 | 0.28 | 0.27 | 0.23 | -63.71 | 1060.038 | 1.48
D | 4002 | 2017-01-02 | 1 | OFF | 19.14 | 3.81 | 2.53 | 0 | 0.25 | 0 | 0 | 0.05 | -0.17 | -0.05 | 0 | 0.28 | 0.27 | 0.23 | 26.34 | 1018.629 | 2.78
D | 4002 | 2017-01-02 | 2 | OFF | 33.8 | 3.81 | 2.53 | 0 | 0.13 | 0 | 0 | 0.04 | -0.12 | -0.05 | 0 | 0.28 | 0.27 | 0.23 | 40.92 | 996.628 | 2.66
D | 4002 | 2017-01-02 | 3 | OFF | 29.54 | 3.81 | 2.53 | 0 | 0.23 | 0 | 0 | 0.1 | -0.12 | -0.05 | 0 | 0.28 | 0.27 | 0.23 | 36.82 | 988.055 | 2.76
D | 4002 | 2017-01-02 | 4 | OFF | 27.88 | 3.81 | 2.53 | 0 | 0.12 | 0 | 0 | 0.05 | -0.12 | -0.05 | 0 | 0.28 | 0.27 | 0.23 | 35 | 991.13 | 2.65
D | 4002 | 2017-01-02 | 5 | OFF | 30.92 | 3.81 | 2.53 | 0 | 0.1 | 0 | 0 | 0.08 | -0.07 | -0.05 | 0 | 0.28 | 0.27 | 0.23 | 38.1 | 1014.346 | 2.63
D | 4002 | 2017-01-02 | 6 | OFF | 34.48 | 3.81 | 2.53 | 0 | 0.11 | 0 | 0 | 0.07 | -0.03 | -0.05 | 0 | 0.28 | 0.27 | 0.23 | 41.7 | 1067.508 | 2.64
D | 4002 | 2017-01-02 | 7 | OFF | 38.42 | 3.81 | 2.53 | 0 | 0.16 | 0 | 0.11 | 0.08 | 0.01 | -0.05 | 0 | 0.28 | 0.27 | 0.23 | 45.85 | 1148.92 | 2.8
D | 4002 | 2017-01-02 | 8 | OFF | 36.83 | 3.81 | 2.53 | 0 | 0.25 | 0 | 0 | 0.06 | -0.04 | -0.05 | 0 | 0.28 | 0.27 | 0.23 | 44.17 | 1224.791 | 2.78
D | 4002 | 2017-01-02 | 9 | OFF | 39.86 | 3.81 | 2.53 | 0 | 0.13 | 0 | 0.03 | 0.08 | -0.04 | -0.05 | 0 | 0.28 | 0.27 | 0.23 | 47.13 | 1300.456 | 2.69
D | 4002 | 2017-01-02 | 10 | OFF | 53.3 | 3.81 | 2.53 | 0 | 0.21 | 0 | 0.01 | 0.1 | -0.01 | -0.05 | 0 | 0.28 | 0.27 | 0.23 | 60.68 | 1353.881 | 2.75
D | 4002 | 2017-01-02 | 11 | OFF | 51.62 | 3.81 | 2.53 | 0 | 0.21 | 0 | 0 | 0.08 | 0.06 | -0.05 | 0 | 0.28 | 0.27 | 0.23 | 59.04 | 1365.817 | 2.74
D | 4002 | 2017-01-02 | 12 | OFF | 46.78 | 3.81 | 2.53 | 0 | 0.13 | 0 | 0 | 0.06 | 0.01 | -0.05 | 0 | 0.28 | 0.27 | 0.23 | 54.05 | 1347.347 | 2.66
D | 4002 | 2017-01-02 | 13 | OFF | 47.17 | 3.81 | 2.53 | 0 | 0.19 | 0 | 0 | 0.07 | -0.03 | -0.05 | 0 | 0.28 | 0.27 | 0.23 | 54.47 | 1326.085 | 2.72
D | 4002 | 2017-01-02 | 14 | OFF | 51.27 | 3.81 | 2.53 | 0 | 0.19 | 0 | 0.15 | 0.07 | -0.01 | -0.05 | 0 | 0.28 | 0.27 | 0.23 | 58.74 | 1301.345 | 2.87
D | 4002 | 2017-01-02 | 15 | OFF | 40.52 | 3.81 | 2.53 | 0 | 0.1 | 0 | 0 | 0 | -0.01 | -0.05 | 0 | 0.28 | 0.27 | 0.23 | 47.68 | 1293.725 | 2.63
D | 4002 | 2017-01-02 | 16 | OFF | 44.09 | 3.81 | 2.53 | 0 | 0.18 | 0 | 0.03 | 0.05 | -0.05 | -0.05 | 0 | 0.28 | 0.27 | 0.23 | 51.37 | 1317.974 | 2.74
D | 4002 | 2017-01-02 | 17 | OFF | 52.63 | 3.81 | 2.53 | 0 | 0.08 | 0 | 0.05 | -0.01 | -0.09 | -0.05 | 0 | 0.28 | 0.27 | 0.23 | 59.73 | 1421.852 | 2.66
D | 4002 | 2017-01-02 | 18 | OFF | 75.1 | 3.81 | 2.53 | 0 | 1.24 | 0 | 0.05 | 0.15 | -0.1 | -0.05 | 0 | 0.28 | 0.27 | 0.23 | 83.51 | 1515.16 | 3.82
D | 4002 | 2017-01-02 | 19 | OFF | 59.91 | 3.81 | 2.53 | 0 | 0.52 | 0 | 0.22 | 0.01 | -0.07 | -0.05 | 0 | 0.28 | 0.27 | 0.23 | 67.66 | 1501.498 | 3.27
D | 4002 | 2017-01-02 | 20 | OFF | 58.97 | 3.81 | 2.53 | 0 | 0.23 | 0 | 0.27 | 0.13 | -0.07 | -0.05 | 0 | 0.28 | 0.27 | 0.23 | 66.6 | 1458.733 | 3.03
D | 4002 | 2017-01-02 | 21 | OFF | 44.26 | 3.81 | 2.53 | 0 | 0.16 | 0 | 0 | 0.06 | -0.04 | -0.05 | 0 | 0.28 | 0.27 | 0.23 | 51.51 | 1385.669 | 2.69
D | 4002 | 2017-01-02 | 22 | OFF | 38.54 | 3.81 | 2.53 | 0 | 0.08 | 0 | 0.04 | 0.07 | -0.02 | -0.05 | 0 | 0.28 | 0.27 | 0.23 | 45.78 | 1266.656 | 2.65
D | 4002 | 2017-01-02 | 23 | OFF | 33.84 | 3.81 | 2.53 | 0 | 0.27 | 0 | 0 | 0.11 | -0.02 | -0.05 | 0 | 0.28 | 0.27 | 0.23 | 41.27 | 1139.3 | 2.8
D | 4002 | 2017-01-02 | 24 | OFF | 29.44 | 3.81 | 2.53 | 0 | 0.28 | 0 | 0 | 0.06 | -0.04 | -0.05 | 0 | 0.28 | 0.27 | 0.23 | 36.81 | 1045.671 | 2.81
D | 4002 | 2017-01-03 | 1 | OFF | 31.01 | 3.81 | 0.89 | 0 | 0.29 | 0 | 0 | 0.14 | -0.07 | -0.05 | 0 | 0.28 | 0.27 | 0.23 | 36.8 | 993.48 | 1.18
D | 4002 | 2017-01-03 | 2 | OFF | 15.82 | 3.81 | 0.89 | 0 | 0.32 | 0 | 0 | 0.06 | -0.14 | -0.05 | 0 | 0.28 | 0.27 | 0.23 | 21.49 | 971.61 | 1.21
D | 4002 | 2017-01-03 | 3 | OFF | 22.32 | 3.81 | 0.89 | 0 | 0.32 | 0 | 0 | 0.07 | -0.12 | -0.05 | 0 | 0.28 | 0.27 | 0.23 | 28.02 | 963.15 | 1.21
D | 4002 | 2017-01-03 | 4 | OFF | 33.06 | 3.81 | 0.89 | 0 | 0.13 | 0 | 0 | 0.07 | -0.06 | -0.05 | 0 | 0.28 | 0.27 | 0.23 | 38.63 | 969.154 | 1.02
D | 4002 | 2017-01-03 | 5 | OFF | 34.38 | 3.81 | 0.89 | 0 | 0.08 | 0 | 0 | 0.04 | -0.04 | -0.05 | 0 | 0.28 | 0.27 | 0.23 | 39.89 | 1005.496 | 0.97
D | 4002 | 2017-01-03 | 6 | OFF | 30.22 | 3.81 | 0.89 | 0 | 0.16 | 0 | 0 | 0.07 | -0.03 | -0.05 | 0 | 0.28 | 0.27 | 0.23 | 35.85 | 1111.494 | 1.05
D | 4002 | 2017-01-03 | 7 | OFF | 38.18 | 3.81 | 0.89 | 0 | 0.27 | 0 | 0 | 0 | -0.02 | -0.05 | 0 | 0.28 | 0.27 | 0.23 | 43.86 | 1283.493 | 1.16
D | 4002 | 2017-01-03 | 8 | ON | 67.77 | 3.81 | 0.89 | 0 | 0.57 | 0.56 | 0 | 0.1 | 0.06 | -0.05 | 0.06 | 0.28 | 0.27 | 0.23 | 74.55 | 1367.692 | 2.08
D | 4002 | 2017-01-03 | 9 | ON | 44.3 | 3.81 | 0.89 | 0 | 0.17 | 0.55 | 0 | 0.08 | -0.02 | -0.05 | 0 | 0.28 | 0.27 | 0.23 | 50.51 | 1384.273 | 1.61
D | 4002 | 2017-01-03 | 10 | ON | 43.31 | 3.81 | 0.89 | 0 | 0.13 | 0.54 | 0 | 0.05 | -0.09 | -0.05 | 0.02 | 0.28 | 0.27 | 0.23 | 49.39 | 1402.177 | 1.58
D | 4002 | 2017-01-03 | 11 | ON | 41.93 | 3.81 | 0.89 | 0 | 0.1 | 0.54 | 0 | 0.1 | -0.03 | -0.05 | 0 | 0.28 | 0.27 | 0.23 | 48.07 | 1414.792 | 1.53
D | 4002 | 2017-01-03 | 12 | ON | 43.82 | 3.81 | 0.89 | 0 | 0.08 | 0.53 | 0 | 0.13 | -0.03 | -0.05 | 0 | 0.28 | 0.27 | 0.23 | 49.96 | 1419.879 | 1.5
D | 4002 | 2017-01-03 | 13 | ON | 42.93 | 3.81 | 0.89 | 0 | 0.09 | 0.53 | 0 | 0.11 | 0 | -0.05 | 0 | 0.28 | 0.27 | 0.23 | 49.09 | 1415.445 | 1.51
D | 4002 | 2017-01-03 | 14 | ON | 42.51 | 3.81 | 0.89 | 0 | 0.1 | 0.53 | 0 | 0.12 | 0 | -0.05 | 0 | 0.28 | 0.27 | 0.23 | 48.69 | 1405.423 | 1.52
D | 4002 | 2017-01-03 | 15 | ON | 42.46 | 3.81 | 0.89 | 0 | 0.09 | 0.54 | 0.03 | 0.11 | 0.08 | -0.05 | 0 | 0.28 | 0.27 | 0.23 | 48.74 | 1376.813 | 1.55
D | 4002 | 2017-01-03 | 16 | ON | 43.89 | 3.81 | 0.89 | 0 | 0.1 | 0.53 | 0.02 | 0.08 | 0.08 | -0.05 | 0 | 0.28 | 0.27 | 0.23 | 50.13 | 1393.931 | 1.54
D | 4002 | 2017-01-03 | 17 | ON | 53.66 | 3.81 | 0.89 | 0 | 0.11 | 0.5 | 0.2 | 0.08 | 0.15 | -0.05 | 0 | 0.28 | 0.27 | 0.23 | 60.13 | 1485.784 | 1.7
D | 4002 | 2017-01-03 | 18 | ON | 48.56 | 3.81 | 0.89 | 0 | 0.15 | 0.49 | 0 | 0.04 | -0.03 | -0.05 | 0.03 | 0.28 | 0.27 | 0.23 | 54.67 | 1540.35 | 1.56
D | 4002 | 2017-01-03 | 19 | ON | 55.76 | 3.81 | 0.89 | 0 | 0.22 | 0.49 | 0 | 0.09 | 0.15 | -0.05 | 0 | 0.28 | 0.27 | 0.23 | 62.14 | 1532.544 | 1.6
D | 4002 | 2017-01-03 | 20 | ON | 44.86 | 3.81 | 0.89 | 0 | 0.14 | 0.51 | 0 | 0.1 | 0.12 | -0.05 | 0 | 0.28 | 0.27 | 0.23 | 51.16 | 1480.351 | 1.54
D | 4002 | 2017-01-03 | 21 | ON | 39.72 | 3.81 | 0.89 | 0 | 0.08 | 0.53 | 0 | 0.14 | 0.12 | -0.05 | 0 | 0.28 | 0.27 | 0.23 | 46.02 | 1404.561 | 1.5
D | 4002 | 2017-01-03 | 22 | ON | 36.82 | 3.81 | 0.89 | 0 | 0.07 | 0.57 | 0 | 0.09 | 0.11 | -0.05 | 0 | 0.28 | 0.27 | 0.23 | 43.09 | 1287.172 | 1.53
D | 4002 | 2017-01-03 | 23 | ON | 32.41 | 3.81 | 0.89 | 0 | 0.27 | 0.63 | 0 | 0.14 | 0.04 | -0.05 | 0 | 0.28 | 0.27 | 0.23 | 38.92 | 1153.515 | 1.79
D | 4002 | 2017-01-03 | 24 | OFF | 32.26 | 3.81 | 0.89 | 0 | 0.22 | 0 | 0 | 0.08 | 0.05 | -0.05 | 0 | 0.28 | 0.27 | 0.23 | 38.04 | 1063.119 | 1.11
D | 4002 | 2017-01-04 | 1 | OFF | 28.55 | 3.81 | 0.66 | 0 | 0.31 | 0 | 0 | 0.02 | -0.02 | -0.05 | 0 | 0.28 | 0.27 | 0.23 | 34.06 | 1003.427 | 0.97
D | 4002 | 2017-01-04 | 2 | OFF | 32.17 | 3.81 | 0.66 | 0 | 0.1 | 0 | 0 | 0.05 | 0.03 | -0.05 | 0 | 0.28 | 0.27 | 0.23 | 37.55 | 973.784 | 0.76
D | 4002 | 2017-01-04 | 3 | OFF | 28.05 | 3.81 | 0.66 | 0 | 0.23 | 0 | 0 | 0.05 | 0.05 | -0.05 | 0 | 0.28 | 0.27 | 0.23 | 33.58 | 955.357 | 0.89
D | 4002 | 2017-01-04 | 4 | OFF | 29.1 | 3.81 | 0.66 | 0 | 0.29 | 0 | 0 | 0.05 | 0.07 | -0.05 | 0 | 0.28 | 0.27 | 0.23 | 34.71 | 961.389 | 0.95
D | 4002 | 2017-01-04 | 5 | OFF | 29.84 | 3.81 | 0.66 | 0 | 0.18 | 0 | 0 | 0.03 | -0.03 | -0.05 | 0 | 0.28 | 0.27 | 0.23 | 35.22 | 991.735 | 0.84
D | 4002 | 2017-01-04 | 6 | OFF | 30.13 | 3.81 | 0.66 | 0 | 0.55 | 0 | 0 | 0.08 | 0.01 | -0.05 | 0 | 0.28 | 0.27 | 0.23 | 35.97 | 1083.257 | 1.21
D | 4002 | 2017-01-04 | 7 | OFF | 31.5 | 3.81 | 0.66 | 0 | 0.82 | 0 | 0 | 0.03 | 0.04 | -0.05 | 0 | 0.28 | 0.27 | 0.23 | 37.59 | 1237.371 | 1.48
D | 4002 | 2017-01-04 | 8 | ON | 43.39 | 3.81 | 0.66 | 0 | 1.62 | 0.57 | 0 | 0.08 | 0.05 | -0.05 | 0 | 0.28 | 0.27 | 0.23 | 50.91 | 1319.936 | 2.85
D | 4002 | 2017-01-04 | 9 | ON | 42.61 | 3.81 | 0.66 | 0 | 0.18 | 0.56 | 0 | 0.05 | 0.08 | -0.05 | 0 | 0.28 | 0.27 | 0.23 | 48.68 | 1331.331 | 1.4
D | 4002 | 2017-01-04 | 10 | ON | 39.34 | 3.81 | 0.66 | 0 | 0.09 | 0.56 | 0 | 0.08 | 0.05 | -0.05 | 0 | 0.28 | 0.27 | 0.23 | 45.32 | 1330.773 | 1.31
D | 4002 | 2017-01-04 | 11 | ON | 39.72 | 3.81 | 0.66 | 0 | 0.1 | 0.56 | 0.03 | 0.07 | 0.07 | -0.05 | 0 | 0.28 | 0.27 | 0.23 | 45.75 | 1335.282 | 1.35
D | 4002 | 2017-01-04 | 12 | ON | 37.87 | 3.81 | 0.66 | 0 | 0.06 | 0.56 | 0.01 | 0.07 | 0.09 | -0.05 | 0 | 0.28 | 0.27 | 0.23 | 43.86 | 1326.013 | 1.29
D | 4002 | 2017-01-04 | 13 | ON | 37.45 | 3.81 | 0.66 | 0 | 0.06 | 0.57 | 0 | 0.05 | 0.09 | -0.05 | 0 | 0.28 | 0.27 | 0.23 | 43.42 | 1321.03 | 1.29
D | 4002 | 2017-01-04 | 14 | ON | 36.82 | 3.81 | 0.66 | 0 | 0.06 | 0.57 | 0 | 0.1 | 0.07 | -0.05 | 0 | 0.28 | 0.27 | 0.23 | 42.82 | 1308.725 | 1.29
D | 4002 | 2017-01-04 | 15 | ON | 35.93 | 3.81 | 0.66 | 0 | 0.06 | 0.57 | 0 | 0.12 | 0.07 | -0.05 | 0 | 0.28 | 0.27 | 0.23 | 41.95 | 1300.006 | 1.29
D | 4002 | 2017-01-04 | 16 | ON | 35.2 | 3.81 | 0.66 | 0 | 0.06 | 0.57 | 0 | 0.12 | 0.02 | -0.05 | 0 | 0.28 | 0.27 | 0.23 | 41.17 | 1312.77 | 1.29
D | 4002 | 2017-01-04 | 17 | ON | 39.45 | 3.81 | 0.66 | 0 | 0.06 | 0.53 | 0.06 | 0.09 | 0.02 | -0.05 | 0 | 0.28 | 0.27 | 0.23 | 45.41 | 1385.271 | 1.31
D | 4002 | 2017-01-04 | 18 | ON | 61.5 | 3.81 | 0.66 | 0 | 0.19 | 0.5 | 0 | 0.16 | 0.1 | -0.05 | 0.03 | 0.28 | 0.27 | 0.23 | 67.68 | 1489.325 | 1.38
D | 4002 | 2017-01-04 | 19 | ON | 45.98 | 3.81 | 0.66 | 0 | 0.12 | 0.5 | 0.03 | 0.12 | 0.05 | -0.05 | 0 | 0.28 | 0.27 | 0.23 | 52 | 1490.75 | 1.31
D | 4002 | 2017-01-04 | 20 | ON | 45.7 | 3.81 | 0.66 | 0 | 0.15 | 0.51 | 0.15 | 0.12 | 0.05 | -0.05 | 0 | 0.28 | 0.27 | 0.23 | 51.88 | 1456.302 | 1.47
D | 4002 | 2017-01-04 | 21 | ON | 38.84 | 3.81 | 0.66 | 0 | 0.09 | 0.53 | 0.07 | 0.11 | 0.04 | -0.05 | 0 | 0.28 | 0.27 | 0.23 | 44.88 | 1398.752 | 1.35
D | 4002 | 2017-01-04 | 22 | ON | 34.94 | 3.81 | 0.66 | 0 | 0.06 | 0.57 | 0 | 0.05 | 0.01 | -0.05 | 0 | 0.28 | 0.27 | 0.23 | 40.83 | 1302.25 | 1.29
D | 4002 | 2017-01-04 | 23 | ON | 35.06 | 3.81 | 0.66 | 0 | 0.18 | 0.62 | 0.01 | 0.11 | -0.01 | -0.05 | 0 | 0.28 | 0.27 | 0.23 | 41.17 | 1186.417 | 1.47
D | 4002 | 2017-01-04 | 24 | OFF | 38.94 | 3.81 | 0.66 | 0 | 0.26 | 0 | 0 | 0.05 | 0.08 | -0.05 | 0 | 0.28 | 0.27 | 0.23 | 44.53 | 1097.208 | 0.92
D | 4002 | 2017-01-05 | 1 | OFF | 32.13 | 3.81 | 0.3 | 0.1 | 0.11 | 0 | 0 | 0.12 | -0.1 | -0.05 | 0 | 0.28 | 0.27 | 0.23 | 37.2 | 1057.369 | 0.51
D | 4002 | 2017-01-05 | 2 | OFF | 16.24 | 3.81 | 0.3 | 0.1 | 0.27 | 0 | 0 | 0.05 | -0.12 | -0.05 | 0 | 0.28 | 0.27 | 0.23 | 21.38 | 1036.586 | 0.67
D | 4002 | 2017-01-05 | 3 | OFF | -14.92 | 3.81 | 0.3 | 0.1 | 0.3 | 0 | 0 | -0.06 | -0.2 | -0.05 | 0 | 0.28 | 0.27 | 0.23 | -9.94 | 1026.177 | 0.7
D | 4002 | 2017-01-05 | 4 | OFF | -11.13 | 3.81 | 0.3 | 0.1 | 0.27 | 0 | 0 | -0.02 | -0.3 | -0.05 | 0 | 0.28 | 0.27 | 0.23 | -6.24 | 1039.693 | 0.67
D | 4002 | 2017-01-05 | 5 | OFF | 13.64 | 3.81 | 0.3 | 0.1 | 0.29 | 0 | 0 | 0.03 | -0.18 | -0.05 | 0 | 0.28 | 0.27 | 0.23 | 18.72 | 1084.121 | 0.69
D | 4002 | 2017-01-05 | 6 | OFF | 16.43 | 3.81 | 0.3 | 0.1 | 0.39 | 0 | 0 | 0.05 | -0.16 | -0.05 | 0 | 0.28 | 0.27 | 0.23 | 21.65 | 1195.573 | 0.79
D | 4002 | 2017-01-05 | 7 | OFF | 36.27 | 3.81 | 0.3 | 0.1 | 0.82 | 0 | 0.16 | 0.03 | 0 | -0.05 | 0 | 0.28 | 0.27 | 0.23 | 42.22 | 1373.539 | 1.38
D | 4002 | 2017-01-05 | 8 | ON | 47.24 | 3.81 | 0.3 | 0.1 | 0.65 | 0.53 | 0.17 | 0.07 | -0.04 | -0.05 | 0 | 0.28 | 0.27 | 0.23 | 53.56 | 1447.89 | 1.75
D | 4002 | 2017-01-05 | 9 | ON | 41.08 | 3.81 | 0.3 | 0.1 | 0.32 | 0.53 | 0 | 0.06 | -0.04 | -0.05 | 0 | 0.28 | 0.27 | 0.23 | 46.89 | 1452.776 | 1.25
D | 4002 | 2017-01-05 | 10 | ON | 39.06 | 3.81 | 0.3 | 0.1 | 0.17 | 0.53 | 0 | 0.05 | -0.06 | -0.05 | 0 | 0.28 | 0.27 | 0.23 | 44.69 | 1443.38 | 1.1
D | 4002 | 2017-01-05 | 11 | ON | 48.46 | 3.81 | 0.3 | 0.1 | 0.09 | 0.54 | 0 | 0.08 | -0.01 | -0.05 | 0 | 0.28 | 0.27 | 0.23 | 54.1 | 1445.176 | 1.03
D | 4002 | 2017-01-05 | 12 | ON | 47.81 | 3.81 | 0.3 | 0.1 | 0.13 | 0.54 | 0 | 0.06 | -0.03 | -0.05 | 0 | 0.28 | 0.27 | 0.23 | 53.45 | 1437.596 | 1.07
D | 4002 | 2017-01-05 | 13 | ON | 46 | 3.81 | 0.3 | 0.1 | 0.15 | 0.54 | 0 | 0.1 | -0.03 | -0.05 | 0 | 0.28 | 0.27 | 0.23 | 51.7 | 1420.194 | 1.09
D | 4002 | 2017-01-05 | 14 | ON | 44.42 | 3.81 | 0.3 | 0.1 | 0.15 | 0.54 | 0 | 0.09 | -0.04 | -0.05 | 0 | 0.28 | 0.27 | 0.23 | 50.1 | 1413.784 | 1.09
D | 4002 | 2017-01-05 | 15 | ON | 43.22 | 3.81 | 0.3 | 0.1 | 0.17 | 0.54 | 0 | 0.04 | -0.04 | -0.05 | 0 | 0.28 | 0.27 | 0.23 | 48.87 | 1402.869 | 1.11
D | 4002 | 2017-01-05 | 16 | ON | 45.7 | 3.81 | 0.3 | 0.1 | 0.16 | 0.53 | 0 | 0.07 | -0.04 | -0.05 | 0 | 0.28 | 0.27 | 0.23 | 51.36 | 1422.569 | 1.09
D | 4002 | 2017-01-05 | 17 | ON | 46.63 | 3.81 | 0.3 | 0.1 | 0.12 | 0.5 | 0 | 0.04 | -0.09 | -0.05 | 0.02 | 0.28 | 0.27 | 0.23 | 52.16 | 1515.579 | 1.04
D | 4002 | 2017-01-05 | 18 | ON | 54.37 | 3.81 | 0.3 | 0.1 | 0.07 | 0.47 | 0 | 0.07 | -0.12 | -0.05 | 0.04 | 0.28 | 0.27 | 0.23 | 59.84 | 1606.73 | 0.98
D | 4002 | 2017-01-05 | 19 | ON | 57.92 | 3.81 | 0.3 | 0.1 | 0.26 | 0.47 | 0 | 0.08 | -0.06 | -0.05 | 0 | 0.28 | 0.27 | 0.23 | 63.61 | 1606.809 | 1.13
D | 4002 | 2017-01-05 | 20 | ON | 55.9 | 3.81 | 0.3 | 0.1 | 0.23 | 0.48 | 0 | 0.08 | -0.06 | -0.05 | 0 | 0.28 | 0.27 | 0.23 | 61.57 | 1563.071 | 1.11
D | 4002 | 2017-01-05 | 21 | ON | 48.57 | 3.81 | 0.3 | 0.1 | 0.11 | 0.5 | 0 | 0.07 | -0.07 | -0.05 | 0 | 0.28 | 0.27 | 0.23 | 54.12 | 1490.468 | 1.01
D | 4002 | 2017-01-05 | 22 | ON | 45.6 | 3.81 | 0.3 | 0.1 | 0.18 | 0.54 | 0 | 0.12 | -0.05 | -0.05 | 0 | 0.28 | 0.27 | 0.23 | 51.33 | 1385.861 | 1.12
D | 4002 | 2017-01-05 | 23 | ON | 27.23 | 3.81 | 0.3 | 0.1 | 0.42 | 0.59 | 0 | 0.07 | -0.2 | -0.05 | 0 | 0.28 | 0.27 | 0.23 | 33.05 | 1259.427 | 1.41
D | 4002 | 2017-01-05 | 24 | OFF | 39.79 | 3.81 | 0.3 | 0.1 | 0.44 | 0 | 0 | 0.1 | -0.03 | -0.05 | 0 | 0.28 | 0.27 | 0.23 | 45.24 | 1156.13 | 0.84
D | 4002 | 2017-01-06 | 1 | OFF | 39.84 | 3.81 | 0.17 | 0 | 0.39 | 0 | 0 | 0.16 | -0.02 | -0.05 | 0 | 0.28 | 0.27 | 0.23 | 45.08 | 1100.144 | 0.56
D | 4002 | 2017-01-06 | 2 | OFF | 30.72 | 3.81 | 0.17 | 0 | 0.39 | 0 | 0 | 0.15 | -0.1 | -0.05 | 0 | 0.28 | 0.27 | 0.23 | 35.87 | 1070.485 | 0.56
D | 4002 | 2017-01-06 | 3 | OFF | 36.62 | 3.81 | 0.17 | 0 | 0.21 | 0 | 0 | 0.08 | -0.02 | -0.05 | 0 | 0.28 | 0.27 | 0.23 | 41.6 | 1058.892 | 0.38
D | 4002 | 2017-01-06 | 4 | OFF | 40.27 | 3.81 | 0.17 | 0 | 0.21 | 0 | 0 | 0.11 | 0.01 | -0.05 | 0 | 0.28 | 0.27 | 0.23 | 45.31 | 1055.692 | 0.38
D | 4002 | 2017-01-06 | 5 | OFF | 40.41 | 3.81 | 0.17 | 0 | 0.32 | 0 | 0 | 0.11 | 0.04 | -0.05 | 0 | 0.28 | 0.27 | 0.23 | 45.59 | 1090.428 | 0.49
D | 4002 | 2017-01-06 | 6 | OFF | 33.88 | 3.81 | 0.17 | 0 | 0.59 | 0 | 0 | 0.09 | 0 | -0.05 | 0 | 0.28 | 0.27 | 0.23 | 39.27 | 1192.261 | 0.76
D | 4002 | 2017-01-06 | 7 | OFF | 36.92 | 3.81 | 0.17 | 0 | 0.62 | 0 | 0 | 0.07 | 0.19 | -0.05 | 0 | 0.28 | 0.27 | 0.23 | 42.51 | 1350.968 | 0.79
D | 4002 | 2017-01-06 | 8 | ON | 50.43 | 3.81 | 0.17 | 0 | 0.42 | 0.52 | 0 | 0.06 | 0.29 | -0.05 | 0 | 0.28 | 0.27 | 0.23 | 56.43 | 1439.895 | 1.11
D | 4002 | 2017-01-06 | 9 | ON | 50.82 | 3.81 | 0.17 | 0 | 0.26 | 0.52 | 0 | 0.04 | 0.19 | -0.05 | 0 | 0.28 | 0.27 | 0.23 | 56.54 | 1453.282 | 0.95
D | 4002 | 2017-01-06 | 10 | ON | 50.52 | 3.81 | 0.17 | 0 | 0.15 | 0.51 | 0 | 0.05 | 0.07 | -0.05 | 0 | 0.28 | 0.27 | 0.23 | 56.01 | 1461.104 | 0.83
D | 4002 | 2017-01-06 | 11 | ON | 57.83 | 3.81 | 0.17 | 0 | 0.24 | 0.51 | 0 | 0.07 | 0.04 | -0.05 | 0.03 | 0.28 | 0.27 | 0.23 | 63.43 | 1463.943 | 0.95
D | 4002 | 2017-01-06 | 12 | ON | 51.65 | 3.81 | 0.17 | 0 | 0.37 | 0.52 | 0 | 0.08 | 0 | -0.05 | 0.03 | 0.28 | 0.27 | 0.23 | 57.36 | 1448.364 | 1.09
D | 4002 | 2017-01-06 | 13 | ON | 51.05 | 3.81 | 0.17 | 0 | 0.11 | 0.53 | 0 | 0.07 | -0.01 | -0.05 | 0.03 | 0.28 | 0.27 | 0.23 | 56.49 | 1435.243 | 0.84
D | 4002 | 2017-01-06 | 14 | ON | 50.8 | 3.81 | 0.17 | 0 | 0.07 | 0.53 | 0 | 0.1 | 0.02 | -0.05 | 0 | 0.28 | 0.27 | 0.23 | 56.23 | 1428.836 | 0.77
D | 4002 | 2017-01-06 | 15 | ON | 50.02 | 3.81 | 0.17 | 0 | 0.14 | 0.53 | 0 | 0.11 | -0.01 | -0.05 | 0 | 0.28 | 0.27 | 0.23 | 55.5 | 1411.906 | 0.84
D | 4002 | 2017-01-06 | 16 | ON | 50.83 | 3.81 | 0.17 | 0 | 0.3 | 0.53 | 0 | 0.13 | -0.01 | -0.05 | 0 | 0.28 | 0.27 | 0.23 | 56.49 | 1422.764 | 1
D | 4002 | 2017-01-06 | 17 | ON | 55.67 | 3.81 | 0.17 | 0 | 0.2 | 0.5 | 0 | 0.05 | -0.12 | -0.05 | 0.03 | 0.28 | 0.27 | 0.23 | 61.04 | 1498.237 | 0.9
D | 4002 | 2017-01-06 | 18 | ON | 70.35 | 3.81 | 0.17 | 0 | 0.15 | 0.48 | 0 | 0.1 | -0.16 | -0.05 | 0.07 | 0.28 | 0.27 | 0.23 | 75.7 | 1573.749 | 0.87
D | 4002 | 2017-01-06 | 19 | ON | 60.46 | 3.81 | 0.17 | 0 | 0.13 | 0.48 | 0 | 0.05 | -0.18 | -0.05 | 0 | 0.28 | 0.27 | 0.23 | 65.65 | 1559.859 | 0.78
D | 4002 | 2017-01-06 | 20 | ON | 49.92 | 3.81 | 0.17 | 0 | 0.15 | 0.5 | 0 | 0.09 | -0.12 | -0.05 | 0 | 0.28 | 0.27 | 0.23 | 55.25 | 1515.44 | 0.82
D | 4002 | 2017-01-06 | 21 | ON | 50.07 | 3.81 | 0.17 | 0 | 0.22 | 0.51 | 0 | 0.07 | -0.07 | -0.05 | 0 | 0.28 | 0.27 | 0.23 | 55.51 | 1471.22 | 0.9
D | 4002 | 2017-01-06 | 22 | ON | 47.71 | 3.81 | 0.17 | 0 | 0.16 | 0.54 | 0 | 0.01 | -0.06 | -0.05 | 0 | 0.28 | 0.27 | 0.23 | 53.07 | 1388.502 | 0.87
D | 4002 | 2017-01-06 | 23 | ON | 33.14 | 3.81 | 0.17 | 0 | 0.55 | 0.57 | 0 | 0.02 | -0.17 | -0.05 | 0 | 0.28 | 0.27 | 0.23 | 38.82 | 1288.952 | 1.29
D | 4002 | 2017-01-06 | 24 | OFF | 36.57 | 3.81 | 0.17 | 0 | 1.24 | 0 | 0 | 0.08 | -0.06 | -0.05 | 0 | 0.28 | 0.27 | 0.23 | 42.54 | 1192.834 | 1.41
D | 4002 | 2017-01-07 | 1 | OFF | 47.03 | 3.81 | 1.65 | 0 | 0.12 | 0 | 0 | 0.08 | -0.11 | -0.05 | 0 | 0.28 | 0.27 | 0.23 | 53.31 | 1136.496 | 1.77
D | 4002 | 2017-01-07 | 2 | OFF | 46.26 | 3.81 | 1.65 | 0 | 0.49 | 0 | 0 | 0.07 | -0.16 | -0.05 | 0 | 0.28 | 0.27 | 0.23 | 52.85 | 1108.245 | 2.14
D | 4002 | 2017-01-07 | 3 | OFF | 37.74 | 3.81 | 1.65 | 0 | 0.49 | 0 | 0 | 0.05 | -0.14 | -0.05 | 0 | 0.28 | 0.27 | 0.23 | 44.33 | 1095.854 | 2.14
D | 4002 | 2017-01-07 | 4 | OFF | 4.14 | 3.81 | 1.65 | 0 | 0.36 | 0 | 0 | 0 | -0.29 | -0.05 | 0 | 0.28 | 0.27 | 0.23 | 10.4 | 1097.371 | 2.01
D | 4002 | 2017-01-07 | 5 | OFF | 27.07 | 3.81 | 1.65 | 0 | 0.22 | 0 | 0 | 0.06 | -0.11 | -0.05 | 0 | 0.28 | 0.27 | 0.23 | 33.43 | 1118.657 | 1.87
D | 4002 | 2017-01-07 | 6 | OFF | 39.25 | 3.81 | 1.65 | 0 | 0.22 | 0 | 0 | 0.27 | -0.4 | -0.05 | 0 | 0.28 | 0.27 | 0.23 | 45.53 | 1169.237 | 1.87
D | 4002 | 2017-01-07 | 7 | OFF | 26.42 | 3.81 | 1.65 | 0 | 0.54 | 0 | 0 | 0.06 | -0.37 | -0.05 | 0 | 0.28 | 0.27 | 0.23 | 32.84 | 1248.106 | 2.19
D | 4002 | 2017-01-07 | 8 | OFF | 50.21 | 3.81 | 1.65 | 0 | 0.62 | 0 | 0 | 0.12 | -0.3 | -0.05 | 0 | 0.28 | 0.27 | 0.23 | 56.84 | 1324.986 | 2.27
D | 4002 | 2017-01-07 | 9 | OFF | 55.33 | 3.81 | 1.65 | 0 | 0.23 | 0 | 0 | 0.13 | -0.21 | -0.05 | 0 | 0.28 | 0.27 | 0.23 | 61.67 | 1414.604 | 1.88
D | 4002 | 2017-01-07 | 10 | OFF | 61.3 | 3.81 | 1.65 | 0 | 0.21 | 0 | 0 | 0.1 | -0.21 | -0.05 | 0 | 0.28 | 0.27 | 0.23 | 67.59 | 1478.127 | 1.86
D | 4002 | 2017-01-07 | 11 | OFF | 79.7 | 3.81 | 1.65 | 0 | 0.16 | 0 | 0 | 0.1 | -0.23 | -0.05 | 0 | 0.28 | 0.27 | 0.23 | 85.92 | 1521.656 | 1.81
D | 4002 | 2017-01-07 | 12 | OFF | 89.35 | 3.81 | 1.65 | 0 | 0.17 | 0 | 0 | 0.1 | -0.14 | -0.05 | 0 | 0.28 | 0.27 | 0.23 | 95.67 | 1525.055 | 1.82
D | 4002 | 2017-01-07 | 13 | OFF | 81.98 | 3.81 | 1.65 | 0 | 0.2 | 0 | 0 | 0.02 | 0 | -0.05 | 0 | 0.28 | 0.27 | 0.23 | 88.39 | 1508.98 | 1.85
D | 4002 | 2017-01-07 | 14 | OFF | 88.59 | 3.81 | 1.65 | 0 | 0.26 | 0 | 0 | 0.09 | 0.05 | -0.05 | 0 | 0.28 | 0.27 | 0.23 | 95.18 | 1501.501 | 1.91
D | 4002 | 2017-01-07 | 15 | OFF | 91.19 | 3.81 | 1.65 | 0 | 0.34 | 0 | 0 | 0.12 | 0.08 | -0.05 | 0 | 0.28 | 0.27 | 0.23 | 97.92 | 1489.602 | 1.99
D | 4002 | 2017-01-07 | 16 | OFF | 97.04 | 3.81 | 1.65 | 0 | 0.31 | 0 | 0.28 | 0.21 | 0 | -0.05 | 0 | 0.28 | 0.27 | 0.23 | 104.03 | 1504.98 | 2.24
D | 4002 | 2017-01-07 | 17 | OFF | 100.26 | 3.81 | 1.65 | 0 | 0.38 | 0 | 0.25 | 0.41 | -0.1 | -0.05 | 0 | 0.28 | 0.27 | 0.23 | 107.39 | 1580.634 | 2.28
D | 4002 | 2017-01-07 | 18 | OFF | 81.39 | 3.81 | 1.65 | 0 | 0.2 | 0 | 0.05 | 0.21 | -0.26 | -0.05 | 0 | 0.28 | 0.27 | 0.23 | 87.78 | 1644.689 | 1.9
D | 4002 | 2017-01-07 | 19 | OFF | 88.96 | 3.81 | 1.65 | 0 | 0.35 | 0 | 0 | 0.17 | -0.23 | -0.05 | 0 | 0.28 | 0.27 | 0.23 | 95.44 | 1614.647 | 2
D | 4002 | 2017-01-07 | 20 | OFF | 73.3 | 3.81 | 1.65 | 0 | 0.19 | 0 | 0 | 0.17 | -0.23 | -0.05 | 0 | 0.28 | 0.27 | 0.23 | 79.62 | 1563.442 | 1.84
D | 4002 | 2017-01-07 | 21 | OFF | 86.26 | 3.81 | 1.65 | 0 | 0.29 | 0 | 0 | 0.1 | -0.22 | -0.05 | 0 | 0.28 | 0.27 | 0.23 | 92.62 | 1504.414 | 1.94
D | 4002 | 2017-01-07 | 22 | OFF | 74.97 | 3.81 | 1.65 | 0 | 0.62 | 0 | 0 | 0.09 | -0.22 | -0.05 | 0 | 0.28 | 0.27 | 0.23 | 81.65 | 1420.729 | 2.27
D | 4002 | 2017-01-07 | 23 | OFF | 65.31 | 3.81 | 1.65 | 0 | 0.83 | 0 | 0 | 0.12 | -0.23 | -0.05 | 0 | 0.28 | 0.27 | 0.23 | 72.22 | 1316.109 | 2.48
D | 4002 | 2017-01-07 | 24 | OFF | 61.99 | 3.81 | 1.65 | 0 | 0.55 | 0 | 0 | 0.14 | -0.18 | -0.05 | 0 | 0.28 | 0.27 | 0.23 | 68.69 | 1213.93 | 2.2
D | 4002 | 2017-01-08 | 1 | OFF | 62.05 | 3.81 | 1.21 | 0 | 0.3 | 0 | 0.06 | 0.17 | -0.19 | -0.05 | 0 | 0.28 | 0.27 | 0.23 | 68.14 | 1151.812 | 1.57
D | 4002 | 2017-01-08 | 2 | OFF | 69.33 | 3.81 | 1.21 | 0 | 0.08 | 0 | 0.06 | 0.07 | -0.3 | -0.05 | 0 | 0.28 | 0.27 | 0.23 | 74.99 | 1129.394 | 1.35
D | 4002 | 2017-01-08 | 3 | OFF | 69.37 | 3.81 | 1.21 | 0 | 0.14 | 0 | 0 | 0.08 | -0.33 | -0.05 | 0 | 0.28 | 0.27 | 0.23 | 75.01 | 1119.775 | 1.35
D | 4002 | 2017-01-08 | 4 | OFF | 67.11 | 3.81 | 1.21 | 0 | 0.11 | 0 | 0 | 0.07 | -0.35 | -0.05 | 0 | 0.28 | 0.27 | 0.23 | 72.69 | 1122.093 | 1.32
D | 4002 | 2017-01-08 | 5 | OFF | 65.2 | 3.81 | 1.21 | 0 | 0.04 | 0 | 0 | 0.06 | -0.36 | -0.05 | 0 | 0.28 | 0.27 | 0.23 | 70.69 | 1140.061 | 1.25
D | 4002 | 2017-01-08 | 6 | OFF | 68.85 | 3.81 | 1.21 | 0 | 0.12 | 0 | 0 | 0 | -0.42 | -0.05 | 0 | 0.28 | 0.27 | 0.23 | 74.3 | 1178.111 | 1.33
D | 4002 | 2017-01-08 | 7 | OFF | 71.53 | 3.81 | 1.21 | 0 | 0.65 | 0 | 0 | 0.13 | -0.41 | -0.05 | 0 | 0.28 | 0.27 | 0.23 | 77.65 | 1235.891 | 1.86
D | 4002 | 2017-01-08 | 8 | OFF | 67.02 | 3.81 | 1.21 | 0 | 0.48 | 0 | 0 | 0.15 | -0.34 | -0.05 | 0 | 0.28 | 0.27 | 0.23 | 73.06 | 1297.38 | 1.69
D | 4002 | 2017-01-08 | 9 | OFF | 65.36 | 3.81 | 1.21 | 0 | 0.26 | 0 | 0 | -0.04 | -0.23 | -0.05 | 0 | 0.28 | 0.27 | 0.23 | 71.1 | 1378.68 | 1.47
D | 4002 | 2017-01-08 | 10 | OFF | 69.55 | 3.81 | 1.21 | 0 | 0.51 | 0 | 0 | 0.08 | -0.25 | -0.05 | 0 | 0.28 | 0.27 | 0.23 | 75.64 | 1428.188 | 1.72
D | 4002 | 2017-01-08 | 11 | OFF | 72.5 | 3.81 | 1.21 | 0 | 0.15 | 0 | 0 | 0.02 | -0.24 | -0.05 | 0 | 0.28 | 0.27 | 0.23 | 78.18 | 1443.563 | 1.36
D | 4002 | 2017-01-08 | 12 | OFF | 80.16 | 3.81 | 1.21 | 0 | 0.13 | 0 | 0 | 0.02 | -0.19 | -0.05 | 0 | 0.28 | 0.27 | 0.23 | 85.87 | 1447.017 | 1.34
D | 4002 | 2017-01-08 | 13 | OFF | 78.88 | 3.81 | 1.21 | 0 | 0.21 | 0 | 0 | 0.06 | -0.16 | -0.05 | 0 | 0.28 | 0.27 | 0.23 | 84.74 | 1441.169 | 1.42
D | 4002 | 2017-01-08 | 14 | OFF | 81.92 | 3.81 | 1.21 | 0 | 0.18 | 0 | 0 | 0.09 | -0.23 | -0.05 | 0 | 0.28 | 0.27 | 0.23 | 87.71 | 1431.088 | 1.39
D | 4002 | 2017-01-08 | 15 | OFF | 94.34 | 3.81 | 1.21 | 0 | 0.25 | 0 | 0.26 | -0.03 | -0.21 | -0.05 | 0 | 0.28 | 0.27 | 0.23 | 100.36 | 1425.197 | 1.72
D | 4002 | 2017-01-08 | 16 | OFF | 78.04 | 3.81 | 1.21 | 0 | 0.17 | 0 | 0 | 0.08 | -0.21 | -0.05 | 0 | 0.28 | 0.27 | 0.23 | 83.83 | 1440.349 | 1.38
D | 4002 | 2017-01-08 | 17 | OFF | 80.51 | 3.81 | 1.21 | 0 | 0.16 | 0 | 0.01 | 0.11 | -0.36 | -0.05 | 0 | 0.28 | 0.27 | 0.23 | 86.18 | 1546.299 | 1.38
D | 4002 | 2017-01-08 | 18 | OFF | 102.77 | 3.81 | 1.21 | 0 | 0.35 | 0 | 0.04 | 0.23 | -0.42 | -0.05 | 0 | 0.28 | 0.27 | 0.23 | 108.72 | 1645.559 | 1.6
D | 4002 | 2017-01-08 | 19 | OFF | 93.52 | 3.81 | 1.21 | 0 | 0.27 | 0 | 0 | 0.04 | -0.43 | -0.05 | 0 | 0.28 | 0.27 | 0.23 | 99.15 | 1632.132 | 1.48
D | 4002 | 2017-01-08 | 20 | OFF | 81.11 | 3.81 | 1.21 | 0 | 0.17 | 0 | 0 | 0.07 | -0.41 | -0.05 | 0 | 0.28 | 0.27 | 0.23 | 86.69 | 1580.97 | 1.38
D | 4002 | 2017-01-08 | 21 | OFF | 73.8 | 3.81 | 1.21 | 0 | 0.17 | 0 | 0 | 0.09 | -0.35 | -0.05 | 0 | 0.28 | 0.27 | 0.23 | 79.46 | 1515.7 | 1.38
D | 4002 | 2017-01-08 | 22 | OFF | 71.13 | 3.81 | 1.21 | 0 | 0.3 | 0 | 0 | 0.07 | -0.22 | -0.05 | 0 | 0.28 | 0.27 | 0.23 | 77.03 | 1410.672 | 1.51
D | 4002 | 2017-01-08 | 23 | OFF | 62.48 | 3.81 | 1.21 | 0 | 0.28 | 0 | 0 | 0.05 | -0.26 | -0.05 | 0 | 0.28 | 0.27 | 0.23 | 68.3 | 1296.379 | 1.49
D | 4002 | 2017-01-08 | 24 | OFF | 59.46 | 3.81 | 1.21 | 0 | 0.67 | 0 | 0 | 0.06 | -0.22 | -0.05 | 0 | 0.28 | 0.27 | 0.23 | 65.72 | 1219.96 | 1.88
D | 4002 | 2017-01-09 | 1 | OFF | 49.29 | 3.81 | 0.26 | 0.05 | 0.12 | 0 | 0 | 0.11 | -0.38 | -0.05 | 0 | 0.28 | 0.27 | 0.23 | 53.99 | 1177.44 | 0.43
D | 4002 | 2017-01-09 | 2 | OFF | 56.32 | 3.81 | 0.26 | 0.05 | 0.1 | 0 | 0 | 0.01 | -0.4 | -0.05 | 0 | 0.28 | 0.27 | 0.23 | 60.88 | 1165.992 | 0.41
D | 4002 | 2017-01-09 | 3 | OFF | 56.03 | 3.81 | 0.26 | 0.05 | 0.1 | 0 | 0 | 0.1 | -0.39 | -0.05 | 0 | 0.28 | 0.27 | 0.23 | 60.69 | 1163.018 | 0.41
D | 4002 | 2017-01-09 | 4 | OFF | 59.67 | 3.81 | 0.26 | 0.05 | 0.08 | 0 | 0 | 0.09 | -0.33 | -0.05 | 0 | 0.28 | 0.27 | 0.23 | 64.36 | 1182.468 | 0.39
D | 4002 | 2017-01-09 | 5 | OFF | 52.49 | 3.81 | 0.26 | 0.05 | 0.07 | 0 | 0 | 0.02 | -0.3 | -0.05 | 0 | 0.28 | 0.27 | 0.23 | 57.13 | 1229.287 | 0.38
D | 4002 | 2017-01-09 | 6 | OFF | 55.72 | 3.81 | 0.26 | 0.05 | 0.36 | 0 | 0 | -0.03 | -0.3 | -0.05 | 0 | 0.28 | 0.27 | 0.23 | 60.6 | 1344.628 | 0.67
D | 4002 | 2017-01-09 | 7 | OFF | 65.63 | 3.81 | 0.26 | 0.05 | 0.49 | 0 | 0 | 0.03 | -0.43 | -0.05 | 0 | 0.28 | 0.27 | 0.23 | 70.57 | 1539.567 | 0.8
D | 4002 | 2017-01-09 | 8 | ON | 75.24 | 3.81 | 0.26 | 0.05 | 0.74 | 0.47 | 0 | 0.11 | -0.48 | -0.05 | 0.05 | 0.28 | 0.27 | 0.23 | 80.98 | 1633.249 | 1.57
D | 4002 | 2017-01-09 | 9 | ON | 66.72 | 3.81 | 0.26 | 0.05 | 0.3 | 0.46 | 0 | 0.04 | -0.54 | -0.05 | 0.06 | 0.28 | 0.27 | 0.23 | 71.89 | 1655.288 | 1.13
D | 4002 | 2017-01-09 | 10 | ON | 66.69 | 3.81 | 0.26 | 0.05 | 0.13 | 0.47 | 0 | -0.09 | -0.42 | -0.05 | 0.06 | 0.28 | 0.27 | 0.23 | 71.69 | 1642.718 | 0.97
D | 4002 | 2017-01-09 | 11 | ON | 69.62 | 3.81 | 0.26 | 0.05 | 0.21 | 0.47 | 0 | 0.03 | -0.45 | -0.05 | 0.05 | 0.28 | 0.27 | 0.23 | 74.78 | 1632.444 | 1.04
D | 4002 | 2017-01-09 | 12 | ON | 70.88 | 3.81 | 0.26 | 0.05 | 0.16 | 0.47 | 0 | 0.02 | -0.41 | -0.05 | 0.04 | 0.28 | 0.27 | 0.23 | 76.01 | 1622.631 | 0.98
D | 4002 | 2017-01-09 | 13 | ON | 70.15 | 3.81 | 0.26 | 0.05 | 0.18 | 0.48 | 0 | 0.09 | -0.37 | -0.05 | 0.04 | 0.28 | 0.27 | 0.23 | 75.42 | 1606.298 | 1.01
D | 4002 | 2017-01-09 | 14 | ON | 74.99 | 3.81 | 0.26 | 0.05 | 0.21 | 0.48 | 0 | 0.08 | -0.32 | -0.05 | 0.04 | 0.28 | 0.27 | 0.23 | 80.33 | 1604.026 | 1.04
D | 4002 | 2017-01-09 | 15 | ON | 69 | 3.81 | 0.26 | 0.05 | 0.12 | 0.48 | 0.01 | 0.09 | -0.34 | -0.05 | 0.05 | 0.28 | 0.27 | 0.23 | 74.26 | 1590.945 | 0.97
D | 4002 | 2017-01-09 | 16 | ON | 66.18 | 3.81 | 0.26 | 0.05 | 0.15 | 0.48 | 0 | 0.18 | -0.31 | -0.05 | 0.04 | 0.28 | 0.27 | 0.23 | 71.57 | 1593.262 | 0.98
D | 4002 | 2017-01-09 | 17 | ON | 73.46 | 3.81 | 0.26 | 0.05 | 0.22 | 0.46 | 0.02 | 0.16 | -0.45 | -0.05 | 0.05 | 0.28 | 0.27 | 0.23 | 78.77 | 1673.254 | 1.06
D | 4002 | 2017-01-09 | 18 | ON | 82.68 | 3.81 | 0.26 | 0.05 | 0.14 | 0.43 | 0 | 0.13 | -0.61 | -0.05 | 0.07 | 0.28 | 0.27 | 0.23 | 87.69 | 1783.645 | 0.95
D | 4002 | 2017-01-09 | 19 | ON | 72.68 | 3.81 | 0.26 | 0.05 | 0.12 | 0.43 | 0 | 0.07 | -0.62 | -0.05 | 0 | 0.28 | 0.27 | 0.23 | 77.53 | 1780.514 | 0.86
D | 4002 | 2017-01-09 | 20 | ON | 73.78 | 3.81 | 0.26 | 0.05 | 0.13 | 0.44 | 0 | 0.07 | -0.59 | -0.05 | 0 | 0.28 | 0.27 | 0.23 | 78.68 | 1738.031 | 0.88
D | 4002 | 2017-01-09 | 21 | ON | 67.69 | 3.81 | 0.26 | 0.05 | 0.14 | 0.46 | 0 | 0.07 | -0.43 | -0.05 | 0 | 0.28 | 0.27 | 0.23 | 72.78 | 1648.254 | 0.91
D | 4002 | 2017-01-09 | 22 | ON | 61.88 | 3.81 | 0.26 | 0.05 | 0.15 | 0.49 | 0 | 0.1 | -0.37 | -0.05 | 0 | 0.28 | 0.27 | 0.23 | 67.1 | 1522.068 | 0.95
D | 4002 | 2017-01-09 | 23 | ON | 69.12 | 3.81 | 0.26 | 0.05 | 0.34 | 0.53 | 0 | -0.02 | -0.37 | -0.05 | 0 | 0.28 | 0.27 | 0.23 | 74.45 | 1401.192 | 1.18
D | 4002 | 2017-01-09 | 24 | OFF | 60.1 | 3.81 | 0.26 | 0.05 | 0.35 | 0 | 0 | 0.09 | -0.26 | -0.05 | 0 | 0.28 | 0.27 | 0.23 | 65.13 | 1282.041 | 0.66
D | 4002 | 2017-01-10 | 1 | OFF | 64.32 | 3.81 | 6.61 | 0.06 | 0.13 | 0 | 0 | -0.09 | -0.21 | -0.05 | 0 | 0.28 | 0.27 | 0.23 | 75.36 | 1224.766 | 6.8
D | 4002 | 2017-01-10 | 2 | OFF | 86.7 | 3.81 | 6.61 | 0.06 | 0.1 | 0 | 0.6 | 0 | -0.2 | -0.05 | 0 | 0.28 | 0.27 | 0.23 | 98.41 | 1199.589 | 7.37
D | 4002 | 2017-01-10 | 3 | OFF | 86.74 | 3.81 | 6.61 | 0.06 | 0.22 | 0 | 0.56 | 0.1 | -0.13 | -0.05 | 0 | 0.28 | 0.27 | 0.23 | 98.7 | 1191.005 | 7.45
D | 4002 | 2017-01-10 | 4 | OFF | 67.53 | 3.81 | 6.61 | 0.06 | 0.14 | 0 | 0 | 0.1 | -0.14 | -0.05 | 0 | 0.28 | 0.27 | 0.23 | 78.84 | 1204.563 | 6.81
D | 4002 | 2017-01-10 | 5 | OFF | 97.63 | 3.81 | 6.61 | 0.06 | 0.13 | 0 | 0.84 | 0.27 | -0.12 | -0.05 | 0 | 0.28 | 0.27 | 0.23 | 109.96 | 1249.768 | 7.64
D | 4002 | 2017-01-10 | 6 | OFF | 98.41 | 3.81 | 6.61 | 0.06 | 0.9 | 0 | 0.55 | 0.27 | -0.07 | -0.05 | 0 | 0.28 | 0.27 | 0.23 | 111.27 | 1346.519 | 8.12
D | 4002 | 2017-01-10 | 7 | OFF | 217.48 | 3.81 | 6.61 | 0.06 | 4.01 | 0 | 13.88 | 0.31 | 0 | -0.05 | 0 | 0.28 | 0.27 | 0.23 | 246.89 | 1519.043 | 24.56
D | 4002 | 2017-01-10 | 8 | ON | 93.49 | 3.81 | 6.61 | 0.06 | 3.43 | 0.22 | 2.08 | 0.06 | -0.05 | -0.05 | 0.07 | 0.28 | 0.27 | 0.23 | 110.51 | 1599.909 | 12.47
D | 4002 | 2017-01-10 | 9 | ON | 77.96 | 3.81 | 6.61 | 0.06 | 1 | 0.38 | 0 | 0.1 | -0.26 | -0.05 | 0.05 | 0.28 | 0.27 | 0.23 | 90.44 | 1617.398 | 8.1
D | 4002 | 2017-01-10 | 10 | ON | 82.88 | 3.81 | 6.61 | 0.06 | 0.33 | 0.37 | 0 | 0.05 | -0.21 | -0.05 | 0.05 | 0.28 | 0.27 | 0.23 | 94.68 | 1617.579 | 7.42
D | 4002 | 2017-01-10 | 11 | ON | 48.63 | 3.81 | 6.61 | 0.06 | 0.14 | 0.34 | 0 | 0.09 | -0.13 | -0.05 | 0.02 | 0.28 | 0.27 | 0.23 | 60.3 | 1579.063 | 7.17
D | 4002 | 2017-01-10 | 12 | ON | 53.41 | 3.81 | 6.61 | 0.06 | 0.22 | 0.4 | 0.17 | 0.06 | -0.05 | -0.05 | 0 | 0.28 | 0.27 | 0.23 | 65.42 | 1549.432 | 7.46
D | 4002 | 2017-01-10 | 13 | ON | 42.57 | 3.81 | 6.61 | 0.06 | 0.1 | 0.42 | 0 | 0.11 | -0.04 | -0.05 | 0 | 0.28 | 0.27 | 0.23 | 54.37 | 1515.299 | 7.19
D | 4002 | 2017-01-10 | 14 | ON | 38.43 | 3.81 | 6.61 | 0.06 | 0.1 | 0.44 | 0 | 0.09 | -0.04 | -0.05 | 0 | 0.28 | 0.27 | 0.23 | 50.23 | 1491.593 | 7.21
D | 4002 | 2017-01-10 | 15 | ON | 38.15 | 3.81 | 6.61 | 0.06 | 0.07 | 0.42 | 0 | 0.04 | -0.05 | -0.05 | 0 | 0.28 | 0.27 | 0.23 | 49.84 | 1475.7 | 7.16
D | 4002 | 2017-01-10 | 16 | ON | 37.85 | 3.81 | 6.61 | 0.06 | 0.06 | 0.5 | 0 | 0.04 | -0.07 | -0.05 | 0 | 0.28 | 0.27 | 0.23 | 49.59 | 1487.18 | 7.23
D | 4002 | 2017-01-10 | 17 | ON | 40.71 | 3.81 | 6.61 | 0.06 | 0.08 | 0.48 | 0 | 0.07 | -0.13 | -0.05 | 0 | 0.28 | 0.27 | 0.23 | 52.42 | 1581.256 | 7.23
D | 4002 | 2017-01-10 | 18 | ON | 53.15 | 3.81 | 6.61 | 0.06 | 0.16 | 0.45 | 0.25 | 0.09 | -0.14 | -0.05 | 0 | 0.28 | 0.27 | 0.23 | 65.17 | 1662.441 | 7.53
D | 4002 | 2017-01-10 | 19 | ON | 45.05 | 3.81 | 6.61 | 0.06 | 0.17 | 0.46 | 0.2 | 0.12 | -0.2 | -0.05 | 0 | 0.28 | 0.27 | 0.23 | 57.01 | 1639.21 | 7.5
D | 4002 | 2017-01-10 | 20 | ON | 38.51 | 3.81 | 6.61 | 0.06 | 0.13 | 0.47 | 0 | 0.1 | -0.13 | -0.05 | 0 | 0.28 | 0.27 | 0.23 | 50.29 | 1578.093 | 7.27
D | 4002 | 2017-01-10 | 21 | ON | 37.93 | 3.81 | 6.61 | 0.06 | 0.09 | 0.49 | 0 | 0.08 | -0.08 | -0.05 | 0 | 0.28 | 0.27 | 0.23 | 49.72 | 1500.271 | 7.25
D | 4002 | 2017-01-10 | 22 | ON | 33.88 | 3.81 | 6.61 | 0.06 | 0.05 | 0.53 | 0 | 0.04 | -0.08 | -0.05 | 0 | 0.28 | 0.27 | 0.23 | 45.63 | 1360.05 | 7.25
D | 4002 | 2017-01-10 | 23 | ON | 46.93 | 3.81 | 6.61 | 0.06 | 0.56 | 0.58 | 0.18 | 0 | -0.08 | -0.05 | 0 | 0.28 | 0.27 | 0.23 | 59.38 | 1230.545 | 7.99
D | 4002 | 2017-01-10 | 24 | OFF | 34.06 | 3.81 | 6.61 | 0.06 | 0.32 | 0 | 0 | 0.08 | 0 | -0.05 | 0 | 0.28 | 0.27 | 0.23 | 45.67 | 1128.528 | 6.99
D | 4002 | 2017-01-11 | 1 | OFF | 29.55 | 3.81 | 0.55 | 0.08 | 0.18 | 0 | 0 | 0 | -0.05 | -0.05 | 0 | 0.28 | 0.27 | 0.23 | 34.85 | 1065.804 | 0.81
D | 4002 | 2017-01-11 | 2 | OFF | 31.97 | 3.81 | 0.55 | 0.08 | 0.12 | 0 | 0 | 0.03 | -0.13 | -0.05 | 0 | 0.28 | 0.27 | 0.23 | 37.16 | 1030.907 | 0.75
D | 4002 | 2017-01-11 | 3 | OFF | 31.37 | 3.81 | 0.55 | 0.08 | 0.12 | 0 | 0 | 0.02 | -0.11 | -0.05 | 0 | 0.28 | 0.27 | 0.23 | 36.57 | 1011.758 | 0.75
D | 4002 | 2017-01-11 | 4 | OFF | 32.76 | 3.81 | 0.55 | 0.08 | 0.08 | 0 | 0 | 0.01 | -0.06 | -0.05 | 0 | 0.28 | 0.27 | 0.23 | 37.96 | 1013.262 | 0.71
D | 4002 | 2017-01-11 | 5 | OFF | 33.44 | 3.81 | 0.55 | 0.08 | 0.11 | 0 | 0 | 0.06 | -0.1 | -0.05 | 0 | 0.28 | 0.27 | 0.23 | 38.68 | 1048.686 | 0.74
D | 4002 | 2017-01-11 | 6 | OFF | 33.19 | 3.81 | 0.55 | 0.08 | 0.17 | 0 | 0 | 0.08 | -0.14 | -0.05 | 0 | 0.28 | 0.27 | 0.23 | 38.47 | 1143.579 | 0.8
D | 4002 | 2017-01-11 | 7 | OFF | 34.78 | 3.81 | 0.55 | 0.08 | 0.76 | 0 | 0 | 0.07 | -0.14 | -0.05 | 0 | 0.28 | 0.27 | 0.23 | 40.64 | 1306.559 | 1.39
D | 4002 | 2017-01-11 | 8 | ON | 19.37 | 3.81 | 0.55 | 0.08 | 0.84 | 0.55 | 0 | 0.05 | -0.16 | -0.05 | 0 | 0.28 | 0.27 | 0.23 | 25.82 | 1381.922 | 2.02
D | 4002 | 2017-01-11 | 9 | ON | 10.24 | 3.81 | 0.55 | 0.08 | 0.13 | 0.55 | 0 | 0.04 | -0.18 | -0.05 | 0 | 0.28 | 0.27 | 0.23 | 15.95 | 1367.163 | 1.31
D | 4002 | 2017-01-11 | 10 | ON | 1.17 | 3.81 | 0.55 | 0.08 | 0.27 | 0.56 | 0 | 0 | -0.19 | -0.05 | 0 | 0.28 | 0.27 | 0.23 | 6.98 | 1358.624 | 1.46
D | 4002 | 2017-01-11 | 11 | ON | 0 | 3.81 | 0.55 | 0.08 | 0.27 | 0.58 | 0 | 0 | -0.18 | -0.05 | 0 | 0.28 | 0.27 | 0.23 | 5.84 | 1356.962 | 1.48
D | 4002 | 2017-01-11 | 12 | ON | 19.04 | 3.81 | 0.55 | 0.08 | 0.24 | 0.58 | 0 | 0.01 | -0.15 | -0.05 | 0 | 0.28 | 0.27 | 0.23 | 24.89 | 1344.127 | 1.45
D | 4002 | 2017-01-11 | 13 | ON | 7.87 | 3.81 | 0.55 | 0.08 | 0.3 | 0.59 | 0 | 0.01 | -0.13 | -0.05 | 0 | 0.28 | 0.27 | 0.23 | 13.81 | 1326.911 | 1.52
D | 4002 | 2017-01-11 | 14 | ON | 17.35 | 3.81 | 0.55 | 0.08 | 0.19 | 0.59 | 0 | 0.01 | -0.15 | -0.05 | 0 | 0.28 | 0.27 | 0.23 | 23.16 | 1320.874 | 1.41
D | 4002 | 2017-01-11 | 15 | ON | 26.1 | 3.81 | 0.55 | 0.08 | 0.17 | 0.58 | 0 | 0.02 | -0.09 | -0.05 | 0 | 0.28 | 0.27 | 0.23 | 31.95 | 1311.842 | 1.38
D | 4002 | 2017-01-11 | 16 | ON | 27.16 | 3.81 | 0.55 | 0.08 | 0.08 | 0.57 | 0 | 0.05 | -0.07 | -0.05 | 0 | 0.28 | 0.27 | 0.23 | 32.96 | 1315.591 | 1.28
D | 4002 | 2017-01-11 | 17 | ON | 28.25 | 3.81 | 0.55 | 0.08 | 0.1 | 0.54 | 0 | 0.02 | -0.07 | -0.05 | 0 | 0.28 | 0.27 | 0.23 | 34.01 | 1395.955 | 1.27
D | 4002 | 2017-01-11 | 18 | ON | 33.54 | 3.81 | 0.55 | 0.08 | 0.12 | 0.51 | 0.03 | 0.06 | -0.11 | -0.05 | 0 | 0.28 | 0.27 | 0.23 | 39.32 | 1490.625 | 1.29
D | 4002 | 2017-01-11 | 19 | ON | 27.11 | 3.81 | 0.55 | 0.08 | 0.1 | 0.51 | 0 | 0.04 | -0.14 | -0.05 | 0 | 0.28 | 0.27 | 0.23 | 32.79 | 1486.57 | 1.24
D | 4002 | 2017-01-11 | 20 | ON | 26.41 | 3.81 | 0.55 | 0.08 | 0.12 | 0.52 | 0 | 0.06 | -0.09 | -0.05 | 0 | 0.28 | 0.27 | 0.23 | 32.19 | 1449.268 | 1.27
D | 4002 | 2017-01-11 | 21 | ON | 24.13 | 3.81 | 0.55 | 0.08 | 0.07 | 0.54 | 0 | 0.05 | -0.08 | -0.05 | 0 | 0.28 | 0.27 | 0.23 | 29.88 | 1382.225 | 1.24
D | 4002 | 2017-01-11 | 22 | ON | 18.09 | 3.81 | 0.55 | 0.08 | 0.13 | 0.58 | 0 | 0.02 | -0.08 | -0.05 | 0 | 0.28 | 0.27 | 0.23 | 23.91 | 1269.911 | 1.34
D | 4002 | 2017-01-11 | 23 | ON | -19.39 | 3.81 | 0.55 | 0.08 | 0.25 | 0.64 | 0 | -0.06 | 0.13 | -0.05 | 0 | 0.28 | 0.27 | 0.23 | -13.26 | 1146.271 | 1.52
D | 4002 | 2017-01-11 | 24 | OFF | 26.96 | 3.81 | 0.55 | 0.08 | 0.56 | 0 | 0 | 0.04 | -0.05 | -0.05 | 0 | 0.28 | 0.27 | 0.23 | 32.68 | 1064.784 | 1.19
D | 4002 | 2017-01-12 | 1 | OFF | 94.26 | 3.81 | 0.99 | 0 | 1.7 | 0 | 0 | 0.02 | -0.72 | -0.05 | 0 | 0.28 | 0.27 | 0.23 | 100.79 | 1055.768 | 2.69
D | 4002 | 2017-01-12 | 2 | OFF | 18.01 | 3.81 | 0.99 | 0 | 0.5 | 0 | 0 | 0.04 | -0.11 | -0.05 | 0 | 0.28 | 0.27 | 0.23 | 23.97 | 1016.431 | 1.49
D | 4002 | 2017-01-12 | 3 | OFF | 10.84 | 3.81 | 0.99 | 0 | 0.35 | 0 | 0 | 0.04 | -0.07 | -0.05 | 0 | 0.28 | 0.27 | 0.23 | 16.69 | 999.879 | 1.34
D | 4002 | 2017-01-12 | 4 | OFF | 8.47 | 3.81 | 0.99 | 0 | 0.36 | 0 | 0 | 0.01 | -0.05 | -0.05 | 0 | 0.28 | 0.27 | 0.23 | 14.32 | 1002.3 | 1.35
D | 4002 | 2017-01-12 | 5 | OFF | 16.27 | 3.81 | 0.99 | 0 | 0.38 | 0 | 0 | 0.03 | -0.07 | -0.05 | 0 | 0.28 | 0.27 | 0.23 | 22.14 | 1041.697 | 1.37
D | 4002 | 2017-01-12 | 6 | OFF | -2.29 | 3.81 | 0.99 | 0 | 0.55 | 0 | 0 | -0.01 | -0.1 | -0.05 | 0 | 0.28 | 0.27 | 0.23 | 3.68 | 1158.205 | 1.54
D | 4002 | 2017-01-12 | 7 | OFF | 31.04 | 3.81 | 0.99 | 0 | 0.91 | 0 | 0.01 | 0.06 | -0.19 | -0.05 | 0 | 0.28 | 0.27 | 0.23 | 37.36 | 1343.323 | 1.91
D | 4002 | 2017-01-12 | 8 | ON | 32.63 | 3.81 | 0.99 | 0 | 0.9 | 0.57 | 0 | 0.04 | -0.25 | -0.05 | 0 | 0.28 | 0.27 | 0.23 | 39.42 | 1437.998 | 2.46
D | 4002 | 2017-01-12 | 9 | ON | 30.61 | 3.81 | 0.99 | 0 | 0.32 | 0.56 | 0.16 | 0.03 | -0.23 | -0.05 | 0 | 0.28 | 0.27 | 0.23 | 36.98 | 1444.978 | 2.03
D | 4002 | 2017-01-12 | 10 | ON | 43.55 | 3.81 | 0.99 | 0 | 0.27 | 0.56 | 0.19 | 0.98 | -0.27 | -0.05 | 0 | 0.28 | 0.27 | 0.23 | 50.81 | 1454.173 | 2.01
D | 4002 | 2017-01-12 | 11 | ON | 29.65 | 3.81 | 0.99 | 0 | 0.29 | 0.57 | 0 | -0.17 | -0.31 | -0.05 | 0 | 0.28 | 0.27 | 0.23 | 35.56 | 1457.164 | 1.85
D | 4002 | 2017-01-12 | 12 | ON | 0.61 | 3.81 | 0.99 | 0 | 0.31 | 0.57 | 0 | 0 | -0.13 | -0.05 | 0 | 0.28 | 0.27 | 0.23 | 6.89 | 1451.234 | 1.87
D | 4002 | 2017-01-12 | 13 | ON | 21.34 | 3.81 | 0.99 | 0 | 0.12 | 0.57 | 0 | 0.01 | -0.26 | -0.05 | 0 | 0.28 | 0.27 | 0.23 | 27.31 | 1441.742 | 1.68
D | 4002 | 2017-01-12 | 14 | ON | 23.13 | 3.81 | 0.99 | 0 | 0.07 | 0.57 | 0 | 0.06 | -0.24 | -0.05 | 0 | 0.28 | 0.27 | 0.23 | 29.12 | 1443.844 | 1.63
D | 4002 | 2017-01-12 | 15 | ON | 23.18 | 3.81 | 0.99 | 0 | 0.06 | 0.58 | 0 | 0.01 | -0.23 | -0.05 | 0 | 0.28 | 0.27 | 0.23 | 29.13 | 1435.172 | 1.63
D | 4002 | 2017-01-12 | 16 | ON | 17.3 | 3.81 | 0.99 | 0 | 0.15 | 0.57 | 0 | 0.01 | -0.2 | -0.05 | 0 | 0.28 | 0.27 | 0.23 | 23.36 | 1447.677 | 1.71
D | 4002 | 2017-01-12 | 17 | ON | 25.4 | 3.81 | 0.99 | 0 | 0.16 | 0.54 | 0 | 0.09 | -0.3 | -0.05 | 0 | 0.28 | 0.27 | 0.23 | 31.42 | 1517.315 | 1.69
D | 4002 | 2017-01-12 | 18 | ON | 22.61 | 3.81 | 0.99 | 0 | 0.96 | 0.52 | 0 | 0 | -0.34 | -0.05 | 0 | 0.28 | 0.27 | 0.23 | 29.28 | 1586.019 | 2.47
D | 4002 | 2017-01-12 | 19 | ON | 19.56 | 3.81 | 0.99 | 0 | 0.33 | 0.52 | 0 | 0.03 | -0.28 | -0.05 | 0 | 0.28 | 0.27 | 0.23 | 25.69 | 1568.045 | 1.84
D | 4002 | 2017-01-12 | 20 | ON | 17.1 | 3.81 | 0.99 | 0 | 0.15 | 0.54 | 0 | 0.01 | -0.24 | -0.05 | 0 | 0.28 | 0.27 | 0.23 | 23.09 | 1518.251 | 1.68
D | 4002 | 2017-01-12 | 21 | ON | 18.85 | 3.81 | 0.99 | 0 | 0.24 | 0.56 | 0 | 0 | -0.2 | -0.05 | 0 | 0.28 | 0.27 | 0.23 | 24.98 | 1442.646 | 1.79
D | 4002 | 2017-01-12 | 22 | ON | 11.96 | 3.81 | 0.99 | 0 | 0.2 | 0.6 | 0 | -0.03 | -0.18 | -0.05 | 0 | 0.28 | 0.27 | 0.23 | 18.08 | 1323.742 | 1.79
D | 4002 | 2017-01-12 | 23 | ON | -15.07 | 3.81 | 0.99 | 0 | 0.32 | 0.67 | 0 | 0.01 | 0.03 | -0.05 | 0 | 0.28 | 0.27 | 0.23 | -8.51 | 1191.021 | 1.98
D | 4002 | 2017-01-12 | 24 | OFF | -23.98 | 3.81 | 0.99 | 0 | 0.6 | 0 | 0 | -0.09 | 0.09 | -0.05 | 0 | 0.28 | 0.27 | 0.23 | -17.85 | 1080.088 | 1.59
D | 4002 | 2017-01-13 | 1 | OFF | 14.06 | 3.81 | 0.23 | 0 | 0.14 | 0 | 0 | 0.1 | -0.13 | -0.05 | 0 | 0.28 | 0.27 | 0.23 | 18.94 | 1012.127 | 0.37
D | 4002 | 2017-01-13 | 2 | OFF | 16.69 | 3.81 | 0.23 | 0 | 0.08 | 0 | 0 | 0.1 | -0.11 | -0.05 | 0 | 0.28 | 0.27 | 0.23 | 21.53 | 972.314 | 0.31
D | 4002 | 2017-01-13 | 3 | OFF | 14.9 | 3.81 | 0.23 | 0 | 0.16 | 0 | 0 | 0.08 | -0.11 | -0.05 | 0 | 0.28 | 0.27 | 0.23 | 19.8 | 954.806 | 0.39
D | 4002 | 2017-01-13 | 4 | OFF | 14.94 | 3.81 | 0.23 | 0 | 0.18 | 0 | 0 | 0.08 | -0.11 | -0.05 | 0 | 0.28 | 0.27 | 0.23 | 19.86 | 957.527 | 0.41
D | 4002 | 2017-01-13 | 5 | OFF | 15.64 | 3.81 | 0.23 | 0 | 0.18 | 0 | 0 | 0.06 | -0.1 | -0.05 | 0 | 0.28 | 0.27 | 0.23 | 20.55 | 1000.369 | 0.41
D | 4002 | 2017-01-13 | 6 | OFF | -1.41 | 3.81 | 0.23 | 0 | 0.37 | 0 | 0 | 0 | -0.14 | -0.05 | 0 | 0.28 | 0.27 | 0.23 | 3.59 | 1114.955 | 0.6
D | 4002 | 2017-01-13 | 7 | OFF | 19.08 | 3.81 | 0.23 | 0 | 0.45 | 0 | 0 | 0.08 | -0.24 | -0.05 | 0 | 0.28 | 0.27 | 0.23 | 24.14 | 1301.533 | 0.68
D | 4002 | 2017-01-13 | 8 | ON | 19.43 | 3.81 | 0.23 | 0 | 0.8 | 0.59 | 0.03 | 0.09 | -0.28 | -0.05 | 0 | 0.28 | 0.27 | 0.23 | 25.43 | 1402.04 | 1.65
D | 4002 | 2017-01-13 | 9 | ON | 15.93 | 3.81 | 0.23 | 0 | 0.54 | 0.58 | 0 | 0.05 | -0.28 | -0.05 | 0.01 | 0.28 | 0.27 | 0.23 | 21.6 | 1415.274 | 1.36
D | 4002 | 2017-01-13 | 10 | ON | 7.28 | 3.81 | 0.23 | 0 | 0.17 | 0.59 | 0 | 0.01 | -0.18 | -0.05 | 0.01 | 0.28 | 0.27 | 0.23 | 12.65 | 1425.552 | 1
D | 4002 | 2017-01-13 | 11 | ON | 19.99 | 3.81 | 0.23 | 0 | 0.26 | 0.58 | 0 | -0.01 | -0.26 | -0.05 | 0 | 0.28 | 0.27 | 0.23 | 25.33 | 1436.442 | 1.07
D | 4002 | 2017-01-13 | 12 | ON | 26.02 | 3.81 | 0.23 | 0 | 0.12 | 0.59 | 0 | -0.04 | -0.33 | -0.05 | 0 | 0.28 | 0.27 | 0.23 | 31.13 | 1427.743 | 0.94
D | 4002 | 2017-01-13 | 13 | ON | 2.04 | 3.81 | 0.23 | 0 | 0.25 | 0.6 | 0 | 0 | -0.21 | -0.05 | 0 | 0.28 | 0.27 | 0.23 | 7.45 | 1412.766 | 1.08
D | 4002 | 2017-01-13 | 14 | ON | 6.86 | 3.81 | 0.23 | 0 | 0.29 | 0.59 | 0 | -0.01 | -0.3 | -0.05 | 0 | 0.28 | 0.27 | 0.23 | 12.2 | 1409.686 | 1.11
D | 4002 | 2017-01-13 | 15 | ON | 21.93 | 3.81 | 0.23 | 0 | 0.13 | 0.59 | 0 | -0.01 | -0.29 | -0.05 | 0 | 0.28 | 0.27 | 0.23 | 27.12 | 1407.392 | 0.95
D | 4002 | 2017-01-13 | 16 | ON | 27.91 | 3.81 | 0.23 | 0 | 0.15 | 0.57 | 0 | -0.03 | -0.39 | -0.05 | 0 | 0.28 | 0.27 | 0.23 | 32.98 | 1426.484 | 0.95
D | 4002 | 2017-01-13 | 17 | ON | 30.04 | 3.81 | 0.23 | 0 | 0.09 | 0.54 | 0 | -0.01 | -0.36 | -0.05 | 0 | 0.28 | 0.27 | 0.23 | 35.07 | 1519.16 | 0.86
D | 4002 | 2017-01-13 | 18 | ON | 33.08 | 3.81 | 0.23 | 0 | 0.1 | 0.51 | 0.19 | 0.06 | -0.48 | -0.05 | 0 | 0.28 | 0.27 | 0.23 | 38.23 | 1626.03 | 1.03
D | 4002 | 2017-01-13 | 19 | ON | 34.03 | 3.81 | 0.23 | 0 | 0.12 | 0.51 | 0.15 | 0.05 | -0.54 | -0.05 | 0 | 0.28 | 0.27 | 0.23 | 39.09 | 1622.865 | 1.01
D | 4002 | 2017-01-13 | 20 | ON | 29.41 | 3.81 | 0.23 | 0 | 0.1 | 0.52 | 0 | 0.04 | -0.48 | -0.05 | 0 | 0.28 | 0.27 | 0.23 | 34.36 | 1592.168 | 0.85
D | 4002 | 2017-01-13 | 21 | ON | 28.16 | 3.81 | 0.23 | 0 | 0.11 | 0.53 | 0 | 0.03 | -0.42 | -0.05 | 0 | 0.28 | 0.27 | 0.23 | 33.18 | 1544.672 | 0.87
D | 4002 | 2017-01-13 | 22 | ON | 28.4 | 3.81 | 0.23 | 0 | 0.15 | 0.56 | 0 | 0 | -0.35 | -0.05 | 0 | 0.28 | 0.27 | 0.23 | 33.53 | 1466.49 | 0.94
D | 4002 | 2017-01-13 | 23 | ON | 20.11 | 3.81 | 0.23 | 0 | 0.61 | 0.59 | 0 | -0.01 | -0.26 | -0.05 | 0 | 0.28 | 0.27 | 0.23 | 25.81 | 1366.103 | 1.43
D | 4002 | 2017-01-13 | 24 | OFF | 15.49 | 3.81 | 0.23 | 0 | 0.72 | 0 | 0 | 0.03 | -0.22 | -0.05 | 0 | 0.28 | 0.27 | 0.23 | 20.79 | 1265.344 | 0.95
D | 4002 | 2017-01-14 | 1 | OFF | 23.87 | 3.81 | 0.68 | 0 | 0.2 | 0 | 0 | 0.07 | -0.21 | -0.05 | 0 | 0.28 | 0.27 | 0.23 | 29.15 | 1194.982 | 0.88
D | 4002 | 2017-01-14 | 2 | OFF | 25.74 | 3.81 | 0.68 | 0 | 0.12 | 0 | 0 | 0.07 | -0.31 | -0.05 | 0 | 0.28 | 0.27 | 0.23 | 30.84 | 1158.976 | 0.8
D | 4002 | 2017-01-14 | 3 | OFF | 20.01 | 3.81 | 0.68 | 0 | 0.07 | 0 | 0 | 0.02 | -0.28 | -0.05 | 0 | 0.28 | 0.27 | 0.23 | 25.04 | 1142.58 | 0.75
D | 4002 | 2017-01-14 | 4 | OFF | -76.53 | 3.81 | 0.68 | 0 | 0.25 | 0 | 0 | -0.64 | -0.19 | -0.05 | 0 | 0.28 | 0.27 | 0.23 | -71.89 | 1143.194 | 0.93
D | 4002 | 2017-01-14 | 5 | OFF | 7.84 | 3.81 | 0.68 | 0 | 0.32 | 0 | 0 | 0.01 | -0.28 | -0.05 | 0 | 0.28 | 0.27 | 0.23 | 13.11 | 1164.261 | 1
D | 4002 | 2017-01-14 | 6 | OFF | 31.98 | 3.81 | 0.68 | 0 | 0.14 | 0 | 0 | 0.03 | -0.29 | -0.05 | 0 | 0.28 | 0.27 | 0.23 | 37.08 | 1217.408 | 0.82
D | 4002 | 2017-01-14 | 7 | OFF | 32.94 | 3.81 | 0.68 | 0 | 0.11 | 0 | 0 | 0.1 | -0.32 | -0.05 | 0 | 0.28 | 0.27 | 0.23 | 38.05 | 1304.5 | 0.79
D | 4002 | 2017-01-14 | 8 | OFF | 21.15 | 3.81 | 0.68 | 0 | 0.27 | 0 | 0 | 0.03 | -0.19 | -0.05 | 0 | 0.28 | 0.27 | 0.23 | 26.48 | 1397.766 | 0.95
D | 4002 | 2017-01-14 | 9 | OFF | 32.53 | 3.81 | 0.68 | 0 | 0.39 | 0 | 0 | 0.08 | -0.31 | -0.05 | 0 | 0.28 | 0.27 | 0.23 | 37.91 | 1481.532 | 1.07
D | 4002 | 2017-01-14 | 10 | OFF | 38.47 | 3.81 | 0.68 | 0 | 0.25 | 0 | 0 | 0.08 | -0.34 | -0.05 | 0 | 0.28 | 0.27 | 0.23 | 43.68 | 1540.899 | 0.93
D | 4002 | 2017-01-14 | 11 | OFF | 40.95 | 3.81 | 0.68 | 0 | 0.13 | 0 | 0.01 | 0.08 | -0.38 | -0.05 | 0 | 0.28 | 0.27 | 0.23 | 46.01 | 1555.535 | 0.82
D | 4002 | 2017-01-14 | 12 | OFF | 41.33 | 3.81 | 0.68 | 0 | 0.13 | 0 | 0.09 | 0.04 | -0.36 | -0.05 | 0 | 0.28 | 0.27 | 0.23 | 46.45 | 1530.748 | 0.9
D | 4002 | 2017-01-14 | 13 | OFF | 38.28 | 3.81 | 0.68 | 0 | 0.13 | 0 | 0 | 0.07 | -0.35 | -0.05 | 0 | 0.28 | 0.27 | 0.23 | 43.35 | 1488.333 | 0.81
D | 4002 | 2017-01-14 | 14 | OFF | 38.27 | 3.81 | 0.68 | 0 | 0.14 | 0 | 0 | 0 | -0.36 | -0.05 | 0 | 0.28 | 0.27 | 0.23 | 43.27 | 1456.345 | 0.82
D | 4002 | 2017-01-14 | 15 | OFF | 39.41 | 3.81 | 0.68 | 0 | 0.05 | 0 | 0 | 0.11 | -0.32 | -0.05 | 0 | 0.28 | 0.27 | 0.23 | 44.47 | 1448.013 | 0.73
D | 4002 | 2017-01-14 | 16 | OFF | 38.95 | 3.81 | 0.68 | 0 | 0.06 | 0 | 0 | 0.11 | -0.33 | -0.05 | 0 | 0.28 | 0.27 | 0.23 | 44.01 | 1468.359 | 0.74
D | 4002 | 2017-01-14 | 17 | OFF | 43.35 | 3.81 | 0.68 | 0 | 0.25 | 0 | 0 | 0.05 | -0.36 | -0.05 | 0 | 0.28 | 0.27 | 0.23 | 48.51 | 1563.197 | 0.93
D | 4002 | 2017-01-14 | 18 | OFF | 46.63 | 3.81 | 0.68 | 0 | 0.03 | 0 | 0 | 0.08 | -0.5 | -0.05 | 0 | 0.28 | 0.27 | 0.23 | 51.46 | 1655.648 | 0.71
D | 4002 | 2017-01-14 | 19 | OFF | 42.48 | 3.81 | 0.68 | 0 | 0.19 | 0 | 0.02 | 0.15 | -0.41 | -0.05 | 0 | 0.28 | 0.27 | 0.23 | 47.65 | 1636.15 | 0.89
D | 4002 | 2017-01-14 | 20 | OFF | 39.82 | 3.81 | 0.68 | 0 | 0.18 | 0 | 0.01 | 0.16 | -0.3 | -0.05 | 0 | 0.28 | 0.27 | 0.23 | 45.09 | 1586.258 | 0.87
D | 4002 | 2017-01-14 | 21 | OFF | 38.9 | 3.81 | 0.68 | 0 | 0.15 | 0 | 0 | 0.16 | -0.29 | -0.05 | 0 | 0.28 | 0.27 | 0.23 | 44.14 | 1523.131 | 0.83
D | 4002 | 2017-01-14 | 22 | OFF | 38.6 | 3.81 | 0.68 | 0 | 0.14 | 0 | 0 | -0.05 | -0.28 | -0.05 | 0 | 0.28 | 0.27 | 0.23 | 43.63 | 1436.395 | 0.82
D | 4002 | 2017-01-14 | 23 | OFF | 31.69 | 3.81 | 0.68 | 0 | 0.36 | 0 | 0.02 | 0.13 | -0.27 | -0.05 | 0 | 0.28 | 0.27 | 0.23 | 37.15 | 1345.856 | 1.06
D | 4002 | 2017-01-14 | 24 | OFF | 32.62 | 3.81 | 0.68 | 0 | 0.38 | 0 | 0 | 0.08 | -0.31 | -0.05 | 0 | 0.28 | 0.27 | 0.23 | 37.99 | 1260.315 | 1.06
D | 4002 | 2017-01-15 | 1 | OFF | 24.81 | 3.81 | 0.49 | 0 | 0.42 | 0 | 0 | 0.07 | -0.27 | -0.05 | 0 | 0.28 | 0.27 | 0.23 | 30.06 | 1178.224 | 0.91
D | 4002 | 2017-01-15 | 2 | OFF | 16.1 | 3.81 | 0.49 | 0 | 0.17 | 0 | 0 | 0.03 | -0.24 | -0.05 | 0 | 0.28 | 0.27 | 0.23 | 21.09 | 1130.348 | 0.66
D | 4002 | 2017-01-15 | 3 | OFF | 29.04 | 3.81 | 0.49 | 0 | 0.09 | 0 | 0 | 0.1 | -0.24 | -0.05 | 0 | 0.28 | 0.27 | 0.23 | 34.02 | 1109.32 | 0.58
D | 4002 | 2017-01-15 | 4 | OFF | 5.02 | 3.81 | 0.49 | 0 | 0.21 | 0 | 0 | 0.02 | -0.12 | -0.05 | 0 | 0.28 | 0.27 | 0.23 | 10.16 | 1107.119 | 0.7
D | 4002 | 2017-01-15 | 5 | OFF | 17.04 | 3.81 | 0.49 | 0 | 0.29 | 0 | 0 | 0.03 | -0.18 | -0.05 | 0 | 0.28 | 0.27 | 0.23 | 22.21 | 1118.974 | 0.78
D | 4002 | 2017-01-15 | 6 | OFF | 25.54 | 3.81 | 0.49 | 0 | 0.33 | 0 | 0 | 0.05 | -0.24 | -0.05 | 0 | 0.28 | 0.27 | 0.23 | 30.71 | 1152.213 | 0.82
D | 4002 | 2017-01-15 | 7 | OFF | 7.03 | 3.81 | 0.49 | 0 | 0.72 | 0 | 0 | 0.05 | -0.14 | -0.05 | 0 | 0.28 | 0.27 | 0.23 | 12.69 | 1208.252 | 1.21
D | 4002 | 2017-01-15 | 8 | OFF | 8.75 | 3.81 | 0.49 | 0 | 0.66 | 0 | 0 | 0.03 | -0.14 | -0.05 | 0 | 0.28 | 0.27 | 0.23 | 14.33 | 1278.187 | 1.15
D | 4002 | 2017-01-15 | 9 | OFF | 25.31 | 3.81 | 0.49 | 0 | 0.34 | 0 | 0 | 0.08 | -0.26 | -0.05 | 0 | 0.28 | 0.27 | 0.23 | 30.5 | 1359.786 | 0.83
D | 4002 | 2017-01-15 | 10 | OFF | 21.22 | 3.81 | 0.49 | 0 | 0.16 | 0 | 0 | 0.05 | -0.29 | -0.05 | 0 | 0.28 | 0.27 | 0.23 | 26.17 | 1408.182 | 0.65
D | 4002 | 2017-01-15 | 11 | OFF | 25.18 | 3.81 | 0.49 | 0 | 0.18 | 0 | 0 | 0.03 | -0.33 | -0.05 | 0 | 0.28 | 0.27 | 0.23 | 30.09 | 1424.362 | 0.67
D | 4002 | 2017-01-15 | 12 | OFF | 30.47 | 3.81 | 0.49 | 0 | 0.09 | 0 | 0 | 0.04 | -0.34 | -0.05 | 0 | 0.28 | 0.27 | 0.23 | 35.29 | 1420.593 | 0.58
D | 4002 | 2017-01-15 | 13 | OFF | 30.21 | 3.81 | 0.49 | 0 | 0.17 | 0 | 0 | 0.05 | -0.35 | -0.05 | 0 | 0.28 | 0.27 | 0.23 | 35.11 | 1401.935 | 0.66
D | 4002 | 2017-01-15 | 14 | OFF | 28.28 | 3.81 | 0.49 | 0 | 0.08 | 0 | 0 | 0.04 | -0.33 | -0.05 | 0 | 0.28 | 0.27 | 0.23 | 33.1 | 1380.354 | 0.57
D | 4002 | 2017-01-15 | 15 | OFF | 18.84 | 3.81 | 0.49 | 0 | 0.42 | 0 | 0 | 0.02 | -0.3 | -0.05 | 0 | 0.28 | 0.27 | 0.23 | 24.01 | 1372.419 | 0.91
D | 4002 | 2017-01-15 | 16 | OFF | 33.52 | 3.81 | 0.49 | 0 | 0.27 | 0 | 0 | 0.06 | -0.35 | -0.05 | 0 | 0.28 | 0.27 | 0.23 | 38.53 | 1397.68 | 0.76
D | 4002 | 2017-01-15 | 17 | OFF | 35.55 | 3.81 | 0.49 | 0 | 0.3 | 0 | 0.04 | 0.03 | -0.36 | -0.05 | 0 | 0.28 | 0.27 | 0.23 | 40.59 | 1503.686 | 0.83
D | 4002 | 2017-01-15 | 18 | OFF | 47.15 | 3.81 | 0.49 | 0 | 0.4 | 0 | 0.1 | 0.15 | -0.42 | -0.05 | 0 | 0.28 | 0.27 | 0.23 | 52.41 | 1631.49 | 0.99
D | 4002 | 2017-01-15 | 19 | OFF | 46.5 | 3.81 | 0.49 | 0 | 0.28 | 0 | 0 | 0.11 | -0.4 | -0.05 | 0 | 0.28 | 0.27 | 0.23 | 51.52 | 1626.448 | 0.77
D | 4002 | 2017-01-15 | 20 | OFF | 42.21 | 3.81 | 0.49 | 0 | 0.28 | 0 | 0.05 | 0.16 | -0.37 | -0.05 | 0 | 0.28 | 0.27 | 0.23 | 47.36 | 1560.909 | 0.82
D | 4002 | 2017-01-15 | 21 | OFF | 39.68 | 3.81 | 0.49 | 0 | 0.05 | 0 | 0.12 | 0.01 | -0.37 | -0.05 | 0 | 0.28 | 0.27 | 0.23 | 44.52 | 1504.07 | 0.66
D | 4002 | 2017-01-15 | 22 | OFF | 41.46 | 3.81 | 0.49 | 0 | 0.16 | 0 | 0.05 | 0.03 | -0.34 | -0.05 | 0 | 0.28 | 0.27 | 0.23 | 46.39 | 1414.401 | 0.7
D | 4002 | 2017-01-15 | 23 | OFF | 37.57 | 3.81 | 0.49 | 0 | 0.5 | 0 | 0.02 | 0.02 | -0.32 | -0.05 | 0 | 0.28 | 0.27 | 0.23 | 42.82 | 1315.656 | 1.01
D | 4002 | 2017-01-15 | 24 | OFF | 42.53 | 3.81 | 0.49 | 0 | 1.24 | 0 | 0.21 | 0.06 | -0.31 | -0.05 | 0 | 0.28 | 0.27 | 0.23 | 48.76 | 1230.88 | 1.94
D | 4002 | 2017-01-16 | 1 | OFF | 37.45 | 3.81 | 0.07 | 0 | 0.29 | 0 | 0.17 | 0.16 | -0.38 | -0.05 | 0 | 0.28 | 0.27 | 0.23 | 42.3 | 1176.159 | 0.53
D | 4002 | 2017-01-16 | 2 | OFF | 33.97 | 3.81 | 0.07 | 0 | 0.31 | 0 | 0.05 | 0.08 | -0.35 | -0.05 | 0 | 0.28 | 0.27 | 0.23 | 38.67 | 1150.806 | 0.43
D | 4002 | 2017-01-16 | 3 | OFF | 34.98 | 3.81 | 0.07 | 0 | 0.28 | 0 | 0 | 0.07 | -0.36 | -0.05 | 0 | 0.28 | 0.27 | 0.23 | 39.58 | 1144.13 | 0.35
D | 4002 | 2017-01-16 | 4 | OFF | 38.31 | 3.81 | 0.07 | 0 | 0.15 | 0 | 0 | 0.04 | -0.36 | -0.05 | 0 | 0.28 | 0.27 | 0.23 | 42.75 | 1153.503 | 0.22
D | 4002 | 2017-01-16 | 5 | OFF | 46.96 | 3.81 | 0.07 | 0 | 0.13 | 0 | 0 | 0.08 | -0.35 | -0.05 | 0 | 0.28 | 0.27 | 0.23 | 51.43 | 1193.892 | 0.2
D | 4002 | 2017-01-16 | 6 | OFF | 50.95 | 3.81 | 0.07 | 0 | 1.3 | 0 | 0.04 | 0.24 | -0.31 | -0.05 | 0 | 0.28 | 0.27 | 0.23 | 56.83 | 1291.988 | 1.41
D | 4002 | 2017-01-16 | 7 | OFF | 43.96 | 3.81 | 0.07 | 0 | 1.42 | 0 | 0 | 0.16 | -0.32 | -0.05 | 0 | 0.28 | 0.27 | 0.23 | 49.83 | 1435.198 | 1.49
D | 4002 | 2017-01-16 | 8 | ON | 42.06 | 3.81 | 0.07 | 0 | 0.71 | 0.49 | 0 | 0.05 | -0.32 | -0.05 | 0 | 0.28 | 0.27 | 0.23 | 47.6 | 1537.851 | 1.27
D | 4002 | 2017-01-16 | 9 | ON | 44.39 | 3.81 | 0.07 | 0 | 0.19 | 0.48 | 0 | 0.03 | -0.36 | -0.05 | 0 | 0.28 | 0.27 | 0.23 | 49.34 | 1595.592 | 0.74
D | 4002 | 2017-01-16 | 10 | ON | 40.84 | 3.81 | 0.07 | 0 | 0.13 | 0.48 | 0 | 0.06 | -0.35 | -0.05 | 0 | 0.28 | 0.27 | 0.23 | 45.77 | 1612.963 | 0.68
D | 4002 | 2017-01-16 | 11 | ON | 35.17 | 3.81 | 0.07 | 0 | 0.17 | 0.35 | 0 | 0.06 | -0.34 | -0.05 | 0 | 0.28 | 0.27 | 0.23 | 40.02 | 1606.832 | 0.59
D | 4002 | 2017-01-16 | 12 | ON | 32.28 | 3.81 | 0.07 | 0 | 0.18 | 0.32 | 0 | 0.07 | -0.34 | -0.05 | 0 | 0.28 | 0.27 | 0.23 | 37.12 | 1577.137 | 0.57
D | 4002 | 2017-01-16 | 13 | ON | 27.23 | 3.81 | 0.07 | 0 | 0.14 | 0.33 | 0 | 0.04 | -0.31 | -0.05 | 0 | 0.28 | 0.27 | 0.23 | 32.04 | 1536.816 | 0.54
D | 4002 | 2017-01-16 | 14 | ON | 28.66 | 3.81 | 0.07 | 0 | 0.13 | 0.51 | 0 | 0.05 | -0.31 | -0.05 | 0 | 0.28 | 0.27 | 0.23 | 33.65 | 1516.422 | 0.71
D | 4002 | 2017-01-16 | 15 | ON | 30.91 | 3.81 | 0.07 | 0 | 0.14 | 0.51 | 0 | 0.02 | -0.33 | -0.05 | 0 | 0.28 | 0.27 | 0.23 | 35.86 | 1497.765 | 0.72
D | 4002 | 2017-01-16 | 16 | ON | 29.44 | 3.81 | 0.07 | 0 | 0.19 | 0.5 | 0 | 0.04 | -0.31 | -0.05 | 0 | 0.28 | 0.27 | 0.23 | 34.47 | 1510.551 | 0.76
D | 4002 | 2017-01-16 | 17 | ON | 32.27 | 3.81 | 0.07 | 0 | 0.17 | 0.47 | 0 | 0.04 | -0.36 | -0.05 | 0 | 0.28 | 0.27 | 0.23 | 37.2 | 1590.97 | 0.71
D | 4002 | 2017-01-16 | 18 | ON | 34.65 | 3.81 | 0.07 | 0 | 0.14 | 0.44 | 0 | 0.03 | -0.45 | -0.05 | 0.01 | 0.28 | 0.27 | 0.23 | 39.43 | 1703.555 | 0.66
D | 4002 | 2017-01-16 | 19 | ON | 37.6 | 3.81 | 0.07 | 0 | 0.1 | 0.44 | 0 | 0.07 | -0.42 | -0.05 | 0 | 0.28 | 0.27 | 0.23 | 42.4 | 1685.188 | 0.61
D | 4002 | 2017-01-16 | 20 | ON | 36.08 | 3.81 | 0.07 | 0 | 0.09 | 0.46 | 0 | 0.08 | -0.34 | -0.05 | 0 | 0.28 | 0.27 | 0.23 | 40.98 | 1629.338 | 0.62
D | 4002 | 2017-01-16 | 21 | ON | 32.79 | 3.81 | 0.07 | 0 | 0.21 | 0.48 | 0 | 0.04 | -0.38 | -0.05 | 0 | 0.28 | 0.27 | 0.23 | 37.75 | 1543.658 | 0.76
D | 4002 | 2017-01-16 | 22 | ON | 31.39 | 3.81 | 0.07 | 0 | 0.12 | 0.51 | 0 | 0.04 | -0.35 | -0.05 | 0 | 0.28 | 0.27 | 0.23 | 36.32 | 1419.674 | 0.7
D | 4002 | 2017-01-16 | 23 | ON | 22.92 | 3.81 | 0.07 | 0 | 0.95 | 0.56 | 0 | 0.07 | -0.27 | -0.05 | 0 | 0.28 | 0.27 | 0.23 | 28.84 | 1289.291 | 1.58
D | 4002 | 2017-01-16 | 24 | OFF | 17.43 | 3.81 | 0.07 | 0 | 0.62 | 0 | 0 | 0.03 | -0.2 | -0.05 | 0 | 0.28 | 0.27 | 0.23 | 22.49 | 1184.801 | 0.69
D | 4002 | 2017-01-17 | 1 | OFF | 31.97 | 3.81 | 0.74 | 0.08 | 0.39 | 0 | 0 | 0.09 | -0.31 | -0.05 | 0 | 0.28 | 0.27 | 0.23 | 37.5 | 1124.053 | 1.21
D | 4002 | 2017-01-17 | 2 | OFF | 29.89 | 3.81 | 0.74 | 0.08 | 0.2 | 0 | 0 | 0.06 | -0.29 | -0.05 | 0 | 0.28 | 0.27 | 0.23 | 35.22 | 1094.172 | 1.02
D | 4002 | 2017-01-17 | 3 | OFF | 19.56 | 3.81 | 0.74 | 0.08 | 0.19 | 0 | 0 | 0.04 | -0.19 | -0.05 | 0 | 0.28 | 0.27 | 0.23 | 24.96 | 1082.959 | 1.01
D | 4002 | 2017-01-17 | 4 | OFF | 28.73 | 3.81 | 0.74 | 0.08 | 0.08 | 0 | 0 | 0.05 | -0.24 | -0.05 | 0 | 0.28 | 0.27 | 0.23 | 33.98 | 1096.001 | 0.9
D | 4002 | 2017-01-17 | 5 | OFF | 31.75 | 3.81 | 0.74 | 0.08 | 0.06 | 0 | 0 | 0.07 | -0.3 | -0.05 | 0 | 0.28 | 0.27 | 0.23 | 36.94 | 1144.972 | 0.88
D | 4002 | 2017-01-17 | 6 | OFF | 29.46 | 3.81 | 0.74 | 0.08 | 0.71 | 0 | 0 | 0.09 | -0.29 | -0.05 | 0 | 0.28 | 0.27 | 0.23 | 35.33 | 1268.033 | 1.53
D | 4002 | 2017-01-17 | 7 | OFF | 38.43 | 3.81 | 0.74 | 0.08 | 0.79 | 0 | 0.06 | -0.03 | -0.32 | -0.05 | 0 | 0.28 | 0.27 | 0.23 | 44.29 | 1457.773 | 1.67
D | 4002 | 2017-01-17 | 8 | ON | 44.32 | 3.81 | 0.74 | 0.08 | 0.37 | 0.53 | 0 | 0 | -0.34 | -0.05 | 0 | 0.28 | 0.27 | 0.23 | 50.24 | 1546.72 | 1.72
D | 4002 | 2017-01-17 | 9 | ON | 42.88 | 3.81 | 0.74 | 0.08 | 0.16 | 0.53 | 0 | 0.05 | -0.32 | -0.05 | 0 | 0.28 | 0.27 | 0.23 | 48.66 | 1543.972 | 1.51
D | 4002 | 2017-01-17 | 10 | ON | 38.71 | 3.81 | 0.74 | 0.08 | 0.11 | 0.53 | 0.03 | 0.09 | -0.29 | -0.05 | 0 | 0.28 | 0.27 | 0.23 | 44.54 | 1520.056 | 1.49
D | 4002 | 2017-01-17 | 11 | ON | 35.22 | 3.81 | 0.74 | 0.08 | 0.11 | 0.54 | 0 | 0.09 | -0.31 | -0.05 | 0 | 0.28 | 0.27 | 0.23 | 41.01 | 1495.073 | 1.47
D | 4002 | 2017-01-17 | 12 | ON | 35.66 | 3.81 | 0.74 | 0.08 | 0.11 | 0.55 | 0 | 0.09 | -0.31 | -0.05 | 0 | 0.28 | 0.27 | 0.23 | 41.46 | 1469.018 | 1.48
D | 4002 | 2017-01-17 | 13 | ON | 35.4 | 3.81 | 0.74 | 0.08 | 0.11 | 0.55 | 0 | 0.03 | -0.32 | -0.05 | 0 | 0.28 | 0.27 | 0.23 | 41.13 | 1439.841 | 1.48
D | 4002 | 2017-01-17 | 14 | ON | 42.89 | 3.81 | 0.74 | 0.08 | 0.08 | 0.55 | 0.14 | 0.06 | -0.34 | -0.05 | 0 | 0.28 | 0.27 | 0.23 | 48.74 | 1439.228 | 1.59
D | 4002 | 2017-01-17 | 15 | ON | 61.78 | 3.81 | 0.74 | 0.08 | 0.21 | 0.54 | 0.38 | -0.06 | -0.32 | -0.05 | 0.02 | 0.28 | 0.27 | 0.23 | 67.91 | 1447.142 | 1.97
D | 4002 | 2017-01-17 | 16 | ON | 38.1 | 3.81 | 0.74 | 0.08 | 0.11 | 0.53 | 0 | 0.13 | -0.23 | -0.05 | 0 | 0.28 | 0.27 | 0.23 | 44 | 1471.392 | 1.46
D | 4002 | 2017-01-17 | 17 | ON | 56.88 | 3.81 | 0.74 | 0.08 | 0.11 | 0.51 | 0.39 | 0.06 | -0.34 | -0.05 | 0 | 0.28 | 0.27 | 0.23 | 62.97 | 1555.951 | 1.83
D | 4002 | 2017-01-17 | 18 | ON | 73.44 | 3.81 | 0.74 | 0.08 | 0.23 | 0.48 | 0.39 | 0.63 | -0.58 | -0.05 | 0.02 | 0.28 | 0.27 | 0.23 | 79.97 | 1651.13 | 1.94
D | 4002 | 2017-01-17 | 19 | ON | 46.9 | 3.81 | 0.74 | 0.08 | 0.13 | 0.49 | 0 | 0.11 | -0.3 | -0.05 | 0 | 0.28 | 0.27 | 0.23 | 52.69 | 1644.694 | 1.44
D | 4002 | 2017-01-17 | 20 | ON | 46.77 | 3.81 | 0.74 | 0.08 | 0.19 | 0.5 | 0.02 | 0.16 | -0.25 | -0.05 | 0 | 0.28 | 0.27 | 0.23 | 52.75 | 1594.313 | 1.53
D | 4002 | 2017-01-17 | 21 | ON | 38.31 | 3.81 | 0.74 | 0.08 | 0.11 | 0.52 | 0.06 | 0.13 | -0.2 | -0.05 | 0 | 0.28 | 0.27 | 0.23 | 44.29 | 1508.312 | 1.51
D | 4002 | 2017-01-17 | 22 | ON | 33.2 | 3.81 | 0.74 | 0.08 | 0.5 | 0.56 | 0 | 0.05 | -0.17 | -0.05 | 0 | 0.28 | 0.27 | 0.23 | 39.5 | 1392.821 | 1.88
D | 4002 | 2017-01-17 | 23 | ON | 31.43 | 3.81 | 0.74 | 0.08 | 0.42 | 0.61 | 0 | 0.09 | -0.15 | -0.05 | 0 | 0.28 | 0.27 | 0.23 | 37.76 | 1259.498 | 1.85
D | 4002 | 2017-01-17 | 24 | OFF | 31.03 | 3.81 | 0.74 | 0.08 | 0.57 | 0 | 0 | 0.08 | -0.1 | -0.05 | 0 | 0.28 | 0.27 | 0.23 | 36.94 | 1153.534 | 1.39
D | 4002 | 2017-01-18 | 1 | OFF | 23.04 | 3.81 | 0.84 | 0 | 0.17 | 0 | 0 | 0.07 | -0.09 | -0.05 | 0 | 0.28 | 0.27 | 0.23 | 28.57 | 1091.004 | 1.01
D | 4002 | 2017-01-18 | 2 | OFF | 24.72 | 3.81 | 0.84 | 0 | 0.18 | 0 | 0 | 0.06 | 0 | -0.05 | 0 | 0.28 | 0.27 | 0.23 | 30.34 | 1058.581 | 1.02
D | 4002 | 2017-01-18 | 3 | OFF | 26.74 | 3.81 | 0.84 | 0 | 0.29 | 0 | 0 | 0.04 | -0.01 | -0.05 | 0 | 0.28 | 0.27 | 0.23 | 32.44 | 1040.676 | 1.13
D | 4002 | 2017-01-18 | 4 | OFF | 20.71 | 3.81 | 0.84 | 0 | 0.29 | 0 | 0 | 0.07 | -0.02 | -0.05 | 0 | 0.28 | 0.27 | 0.23 | 26.43 | 1046.52 | 1.13
D | 4002 | 2017-01-18 | 5 | OFF | 18.48 | 3.81 | 0.84 | 0 | 0.39 | 0 | 0 | 0.04 | -0.05 | -0.05 | 0 | 0.28 | 0.27 | 0.23 | 24.24 | 1090.809 | 1.23
D | 4002 | 2017-01-18 | 6 | OFF | 25.95 | 3.81 | 0.84 | 0 | 0.57 | 0 | 0 | 0.06 | -0.06 | -0.05 | 0 | 0.28 | 0.27 | 0.23 | 31.9 | 1198.205 | 1.41
D | 4002 | 2017-01-18 | 7 | OFF | 32.03 | 3.81 | 0.84 | 0 | 0.33 | 0 | 0.03 | 0.05 | -0.15 | -0.05 | 0 | 0.28 | 0.27 | 0.23 | 37.67 | 1357.644 | 1.2
D | 4002 | 2017-01-18 | 8 | ON | 34.25 | 3.81 | 0.84 | 0 | 0.25 | 0.54 | 0.04 | 0.02 | -0.15 | -0.05 | 0 | 0.28 | 0.27 | 0.23 | 40.33 | 1460.594 | 1.67
D | 4002 | 2017-01-18 | 9 | ON | 30.54 | 3.81 | 0.84 | 0 | 0.18 | 0.53 | 0 | 0.04 | -0.15 | -0.05 | 0 | 0.28 | 0.27 | 0.23 | 36.52 | 1513.004 | 1.55
D | 4002 | 2017-01-18 | 10 | ON | 30.22 | 3.81 | 0.84 | 0 | 0.12 | 0.53 | 0 | 0.01 | -0.15 | -0.05 | 0 | 0.28 | 0.27 | 0.23 | 36.11 | 1532.374 | 1.49
D | 4002 | 2017-01-18 | 11 | ON | 28.42 | 3.81 | 0.84 | 0 | 0.06 | 0.52 | 0 | 0.03 | -0.18 | -0.05 | 0 | 0.28 | 0.27 | 0.23 | 34.23 | 1539.198 | 1.42
D | 4002 | 2017-01-18 | 12 | ON | 28.43 | 3.81 | 0.84 | 0 | 0.07 | 0.52 | 0 | 0.04 | -0.2 | -0.05 | 0 | 0.28 | 0.27 | 0.23 | 34.24 | 1547.364 | 1.43
D | 4002 | 2017-01-18 | 13 | ON | 28.61 | 3.81 | 0.84 | 0 | 0.07 | 0.52 | 0 | 0.08 | -0.21 | -0.05 | 0 | 0.28 | 0.27 | 0.23 | 34.45 | 1537.237 | 1.43
D | 4002 | 2017-01-18 | 14 | ON | 33.16 | 3.81 | 0.84 | 0 | 0.07 | 0.52 | 0.16 | 0.1 | -0.24 | -0.05 | 0 | 0.28 | 0.27 | 0.23 | 39.15 | 1527.877 | 1.59
D | 4002 | 2017-01-18 | 15 | ON | 33.13 | 3.81 | 0.84 | 0 | 0.14 | 0.53 | 0.19 | 0.11 | -0.21 | -0.05 | 0 | 0.28 | 0.27 | 0.23 | 39.27 | 1509.391 | 1.7
D | 4002 | 2017-01-18 | 16 | ON | 29.76 | 3.81 | 0.84 | 0 | 0.08 | 0.53 | 0.06 | 0.12 | -0.2 | -0.05 | 0 | 0.28 | 0.27 | 0.23 | 35.73 | 1512.486 | 1.51
D | 4002 | 2017-01-18 | 17 | ON | 36.57 | 3.81 | 0.84 | 0 | 0.06 | 0.51 | 0.31 | 0.05 | -0.25 | -0.05 | 0 | 0.28 | 0.27 | 0.23 | 42.63 | 1576.181 | 1.72
D | 4002 | 2017-01-18 | 18 | ON | 46.02 | 3.81 | 0.84 | 0 | 0.14 | 0.48 | 0.05 | 0.11 | -0.4 | -0.05 | 0 | 0.28 | 0.27 | 0.23 | 51.78 | 1678.073 | 1.51
D | 4002 | 2017-01-18 | 19 | ON | 34.54 | 3.81 | 0.84 | 0 | 0.06 | 0.49 | 0 | 0.07 | -0.24 | -0.05 | 0 | 0.28 | 0.27 | 0.23 | 40.3 | 1667.248 | 1.39
D | 4002 | 2017-01-18 | 20 | ON | 35.65 | 3.81 | 0.84 | 0 | 0.06 | 0.5 | 0.24 | 0.07 | -0.18 | -0.05 | 0 | 0.28 | 0.27 | 0.23 | 41.72 | 1616.616 | 1.64
D | 4002 | 2017-01-18 | 21 | ON | 28.56 | 3.81 | 0.84 | 0 | 0.07 | 0.52 | 0 | 0.04 | -0.17 | -0.05 | 0 | 0.28 | 0.27 | 0.23 | 34.4 | 1534.152 | 1.43
D | 4002 | 2017-01-18 | 22 | ON | 38.14 | 3.81 | 0.84 | 0 | 0.22 | 0.56 | 0.47 | 0.01 | -0.18 | -0.05 | 0 | 0.28 | 0.27 | 0.23 | 44.6 | 1409.401 | 2.09
D | 4002 | 2017-01-18 | 23 | ON | 34.83 | 3.81 | 0.84 | 0 | 0.43 | 0.61 | 0.35 | 0.08 | -0.24 | -0.05 | 0 | 0.28 | 0.27 | 0.23 | 41.44 | 1271.509 | 2.23
D | 4002 | 2017-01-18 | 24 | OFF | 24.01 | 3.81 | 0.84 | 0 | 0.36 | 0 | 0 | 0.02 | -0.07 | -0.05 | 0 | 0.28 | 0.27 | 0.23 | 29.7 | 1161.489 | 1.2
D | 4002 | 2017-01-19 | 1 | OFF | 28.87 | 3.81 | 0.45 | 0 | 0.13 | 0 | 0 | 0.07 | -0.21 | -0.05 | 0 | 0.28 | 0.27 | 0.23 | 33.85 | 1100.521 | 0.58
D | 4002 | 2017-01-19 | 2 | OFF | 26.39 | 3.81 | 0.45 | 0 | 0.06 | 0 | 0 | 0.09 | -0.17 | -0.05 | 0 | 0.28 | 0.27 | 0.23 | 31.36 | 1063.28 | 0.51
D | 4002 | 2017-01-19 | 3 | OFF | 29.54 | 3.81 | 0.45 | 0 | 0.09 | 0 | 0 | 0.04 | -0.1 | -0.05 | 0 | 0.28 | 0.27 | 0.23 | 34.56 | 1044.577 | 0.54
D | 4002 | 2017-01-19 | 4 | OFF | 30.25 | 3.81 | 0.45 | 0 | 0.13 | 0 | 0 | 0.04 | -0.16 | -0.05 | 0 | 0.28 | 0.27 | 0.23 | 35.25 | 1046.854 | 0.58
D | 4002 | 2017-01-19 | 5 | OFF | 31.27 | 3.81 | 0.45 | 0 | 0.1 | 0 | 0 | 0.13 | -0.08 | -0.05 | 0 | 0.28 | 0.27 | 0.23 | 36.41 | 1088.9 | 0.55
D | 4002 | 2017-01-19 | 6 | OFF | 30.21 | 3.81 | 0.45 | 0 | 0.29 | 0 | 0.06 | 0.03 | -0.06 | -0.05 | 0 | 0.28 | 0.27 | 0.23 | 35.52 | 1204.996 | 0.8
D | 4002 | 2017-01-19 | 7 | OFF | 34.62 | 3.81 | 0.45 | 0 | 0.36 | 0 | 0.13 | 0.13 | -0.17 | -0.05 | 0 | 0.28 | 0.27 | 0.23 | 40.06 | 1390.954 | 0.94
D | 4002 | 2017-01-19 | 8 | ON | 37.01 | 3.81 | 0.45 | 0 | 0.53 | 0.54 | 0 | 0.04 | -0.17 | -0.05 | 0 | 0.28 | 0.27 | 0.23 | 42.94 | 1476.685 | 1.52
D | 4002 | 2017-01-19 | 9 | ON | 36.21 | 3.81 | 0.45 | 0 | 0.18 | 0.54 | 0 | 0.06 | -0.19 | -0.05 | 0 | 0.28 | 0.27 | 0.23 | 41.79 | 1483.025 | 1.17
D | 4002 | 2017-01-19 | 10 | ON | 30.98 | 3.81 | 0.45 | 0 | 0.1 | 0.55 | 0 | 0.06 | -0.19 | -0.05 | 0 | 0.28 | 0.27 | 0.23 | 36.49 | 1488.497 | 1.1
D | 4002 | 2017-01-19 | 11 | ON | 29.6 | 3.81 | 0.45 | 0 | 0.09 | 0.55 | 0.06 | 0.04 | -0.27 | -0.05 | 0 | 0.28 | 0.27 | 0.23 | 35.06 | 1486.244 | 1.15
D | 4002 | 2017-01-19 | 12 | ON | 25.53 | 3.81 | 0.45 | 0 | 0.07 | 0.53 | 0 | 0.06 | -0.23 | -0.05 | 0 | 0.28 | 0.27 | 0.23 | 30.95 | 1471.407 | 1.05
D | 4002 | 2017-01-19 | 13 | ON | 26.04 | 3.81 | 0.45 | 0 | 0.06 | 0.57 | 0 | 0.04 | -0.23 | -0.05 | 0 | 0.28 | 0.27 | 0.23 | 31.47 | 1450.175 | 1.08
D | 4002 | 2017-01-19 | 14 | ON | 26.13 | 3.81 | 0.45 | 0 | 0.07 | 0.57 | 0 | 0.04 | -0.2 | -0.05 | 0 | 0.28 | 0.27 | 0.23 | 31.6 | 1450.664 | 1.09
D | 4002 | 2017-01-19 | 15 | ON | 26.16 | 3.81 | 0.45 | 0 | 0.1 | 0.57 | 0 | 0.03 | -0.22 | -0.05 | 0 | 0.28 | 0.27 | 0.23 | 31.63 | 1432.639 | 1.12
D | 4002 | 2017-01-19 | 16 | ON | 28.2 | 3.81 | 0.45 | 0 | 0.06 | 0.56 | 0 | 0.02 | -0.22 | -0.05 | 0 | 0.28 | 0.27 | 0.23 | 33.61 | 1436.777 | 1.07
D | 4002 | 2017-01-19 | 17 | ON | 31.5 | 3.81 | 0.45 | 0 | 0.04 | 0.53 | 0 | 0.04 | -0.28 | -0.05 | 0 | 0.28 | 0.27 | 0.23 | 36.82 | 1502.179 | 1.02
D | 4002 | 2017-01-19 | 18 | ON | 36.56 | 3.81 | 0.45 | 0 | 0.14 | 0.5 | 0.15 | 0.06 | -0.36 | -0.05 | 0 | 0.28 | 0.27 | 0.23 | 42.04 | 1609.348 | 1.24
D | 4002 | 2017-01-19 | 19 | ON | 34 | 3.81 | 0.45 | 0 | 0.12 | 0.5 | 0.01 | 0.04 | -0.3 | -0.05 | 0 | 0.28 | 0.27 | 0.23 | 39.36 | 1607.718 | 1.08
D | 4002 | 2017-01-19 | 20 | ON | 30.38 | 3.81 | 0.45 | 0 | 0.1 | 0.52 | 0 | 0.03 | -0.31 | -0.05 | 0 | 0.28 | 0.27 | 0.23 | 35.71 | 1561.065 | 1.07
D | 4002 | 2017-01-19 | 21 | ON | 31.36 | 3.81 | 0.45 | 0 | 0.08 | 0.54 | 0.16 | 0.05 | -0.24 | -0.05 | 0 | 0.28 | 0.27 | 0.23 | 36.94 | 1490.026 | 1.23
D | 4002 | 2017-01-19 | 22 | ON | 25.36 | 3.81 | 0.45 | 0 | 0.08 | 0.58 | 0 | 0.04 | -0.25 | -0.05 | 0 | 0.28 | 0.27 | 0.23 | 30.8 | 1373.32 | 1.11
D | 4002 | 2017-01-19 | 23 | ON | 27.03 | 3.81 | 0.45 | 0 | 0.39 | 0.63 | 0.13 | 0.01 | -0.23 | -0.05 | 0 | 0.28 | 0.27 | 0.23 | 32.95 | 1238.815 | 1.6
D | 4002 | 2017-01-19 | 24 | OFF | 21.08 | 3.81 | 0.45 | 0 | 0.25 | 0 | 0 | 0.02 | -0.16 | -0.05 | 0 | 0.28 | 0.27 | 0.23 | 26.18 | 1134.223 | 0.7
D | 4002 | 2017-01-20 | 1 | OFF | 13.07 | 3.81 | 0.75 | 0 | 1.59 | 0 | 0 | 0.01 | -0.16 | -0.05 | 0 | 0.28 | 0.27 | 0.23 | 19.8 | 1073.386 | 2.34
D | 4002 | 2017-01-20 | 2 | OFF | 17.17 | 3.81 | 0.75 | 0 | 0.39 | 0 | 0 | 0.03 | -0.2 | -0.05 | 0 | 0.28 | 0.27 | 0.23 | 22.68 | 1042.188 | 1.14
D | 4002 | 2017-01-20 | 3 | OFF | 22.51 | 3.81 | 0.75 | 0 | 0.11 | 0 | 0 | 0.06 | -0.2 | -0.05 | 0 | 0.28 | 0.27 | 0.23 | 27.77 | 1030.575 | 0.86
D | 4002 | 2017-01-20 | 4 | OFF | 23.81 | 3.81 | 0.75 | 0 | 0.11 | 0 | 0 | 0.04 | -0.2 | -0.05 | 0 | 0.28 | 0.27 | 0.23 | 29.05 | 1037.393 | 0.86
D | 4002 | 2017-01-20 | 5 | OFF | 22.45 | 3.81 | 0.75 | 0 | 0.12 | 0 | 0 | 0.03 | -0.2 | -0.05 | 0 | 0.28 | 0.27 | 0.23 | 27.69 | 1082.234 | 0.87
D | 4002 | 2017-01-20 | 6 | OFF | 20.97 | 3.81 | 0.75 | 0 | 0.6 | 0 | 0 | 0.09 | -0.19 | -0.05 | 0 | 0.28 | 0.27 | 0.23 | 26.76 | 1193.364 | 1.35
D | 4002 | 2017-01-20 | 7 | OFF | 29.44 | 3.81 | 0.75 | 0 | 0.35 | 0 | 0.02 | 0.1 | -0.24 | -0.05 | 0 | 0.28 | 0.27 | 0.23 | 34.96 | 1373.768 | 1.12
D | 4002 | 2017-01-20 | 8 | ON | 31.99 | 3.81 | 0.75 | 0 | 0.32 | 0.53 | 0 | 0.04 | -0.28 | -0.05 | 0 | 0.28 | 0.27 | 0.23 | 37.89 | 1469.242 | 1.6
D | 4002 | 2017-01-20 | 9 | ON | 31.56 | 3.81 | 0.75 | 0 | 0.14 | 0.52 | 0 | 0.04 | -0.25 | -0.05 | 0 | 0.28 | 0.27 | 0.23 | 37.3 | 1485.885 | 1.41
D | 4002 | 2017-01-20 | 10 | ON | 29.93 | 3.81 | 0.75 | 0 | 0.07 | 0.54 | 0 | 0.05 | -0.25 | -0.05 | 0 | 0.28 | 0.27 | 0.23 | 35.63 | 1502.102 | 1.36
D | 4002 | 2017-01-20 | 11 | ON | 29.96 | 3.81 | 0.75 | 0 | 0.07 | 0.54 | 0 | 0.06 | -0.19 | -0.05 | 0 | 0.28 | 0.27 | 0.23 | 35.73 | 1510.805 | 1.36
D | 4002 | 2017-01-20 | 12 | ON | 28.22 | 3.81 | 0.75 | 0 | 0.07 | 0.53 | 0 | 0.06 | -0.2 | -0.05 | 0 | 0.28 | 0.27 | 0.23 | 33.97 | 1493.865 | 1.35
D | 4002 | 2017-01-20 | 13 | ON | 28.03 | 3.81 | 0.75 | 0 | 0.09 | 0.53 | 0 | 0.08 | -0.19 | -0.05 | 0 | 0.28 | 0.27 | 0.23 | 33.83 | 1468.697 | 1.37
D | 4002 | 2017-01-20 | 14 | ON | 28.48 | 3.81 | 0.75 | 0 | 0.08 | 0.53 | 0 | 0.09 | -0.21 | -0.05 | 0 | 0.28 | 0.27 | 0.23 | 34.26 | 1471.057 | 1.36
D | 4002 | 2017-01-20 | 15 | ON | 27.81 | 3.81 | 0.75 | 0 | 0.07 | 0.55 | 0 | 0.06 | -0.21 | -0.05 | 0 | 0.28 | 0.27 | 0.23 | 33.57 | 1451.907 | 1.37
D | 4002 | 2017-01-20 | 16 | ON | 27.99 | 3.81 | 0.75 | 0 | 0.08 | 0.55 | 0 | 0.05 | -0.18 | -0.05 | 0 | 0.28 | 0.27 | 0.23 | 33.78 | 1450.195 | 1.38
D | 4002 | 2017-01-20 | 17 | ON | 27.07 | 3.81 | 0.75 | 0 | 0.07 | 0.46 | 0 | 0.09 | -0.22 | -0.05 | 0 | 0.28 | 0.27 | 0.23 | 32.76 | 1504.719 | 1.28
D | 4002 | 2017-01-20 | 18 | ON | 30.34 | 3.81 | 0.75 | 0 | 0.07 | 0.44 | 0.08 | 0.06 | -0.33 | -0.05 | 0 | 0.28 | 0.27 | 0.23 | 35.95 | 1575.483 | 1.34
D | 4002 | 2017-01-20 | 19 | ON | 28.52 | 3.81 | 0.75 | 0 | 0.07 | 0.5 | 0.01 | 0.03 | -0.27 | -0.05 | 0 | 0.28 | 0.27 | 0.23 | 34.15 | 1555.885 | 1.33
D | 4002 | 2017-01-20 | 20 | ON | 27.29 | 3.81 | 0.75 | 0 | 0.07 | 0.54 | 0.01 | 0.07 | -0.24 | -0.05 | 0 | 0.28 | 0.27 | 0.23 | 33.03 | 1502.791 | 1.37
D | 4002 | 2017-01-20 | 21 | ON | 27.52 | 3.81 | 0.75 | 0 | 0.08 | 0.56 | 0 | 0.03 | -0.22 | -0.05 | 0 | 0.28 | 0.27 | 0.23 | 33.26 | 1439.877 | 1.39
D | 4002 | 2017-01-20 | 22 | ON | 27.2 | 3.81 | 0.75 | 0 | 0.08 | 0.59 | 0 | 0.06 | -0.19 | -0.05 | 0 | 0.28 | 0.27 | 0.23 | 33.03 | 1347.622 | 1.42
D | 4002 | 2017-01-20 | 23 | ON | 32.54 | 3.81 | 0.75 | 0 | 0.22 | 0.64 | 0.23 | 0.09 | -0.24 | -0.05 | 0 | 0.28 | 0.27 | 0.23 | 38.77 | 1237.574 | 1.84
D | 4002 | 2017-01-20 | 24 | OFF | 30.04 | 3.81 | 0.75 | 0 | 0.5 | 0 | 0.19 | 0.09 | -0.15 | -0.05 | 0 | 0.28 | 0.27 | 0.23 | 35.96 | 1129.405 | 1.44
D | 4002 | 2017-01-21 | 1 | OFF | 29.34 | 3.81 | 1.81 | 0 | 0.35 | 0 | 0.01 | 0.05 | -0.22 | -0.05 | 0 | 0.28 | 0.27 | 0.23 | 35.88 | 1050.481 | 2.17
D | 4002 | 2017-01-21 | 2 | OFF | 25.77 | 3.81 | 1.81 | 0 | 0.17 | 0 | 0 | 0.06 | -0.2 | -0.05 | 0 | 0.28 | 0.27 | 0.23 | 32.15 | 1010.788 | 1.98
D | 4002 | 2017-01-21 | 3 | OFF | 25.55 | 3.81 | 1.81 | 0 | 0.11 | 0 | 0 | 0.07 | -0.19 | -0.05 | 0 | 0.28 | 0.27 | 0.23 | 31.89 | 988.024 | 1.92
D | 4002 | 2017-01-21 | 4 | OFF | 25.48 | 3.81 | 1.81 | 0 | 0.1 | 0 | 0 | 0.06 | -0.18 | -0.05 | 0 | 0.28 | 0.27 | 0.23 | 31.81 | 980.373 | 1.91
D | 4002 | 2017-01-21 | 5 | OFF | 25.18 | 3.81 | 1.81 | 0 | 0.1 | 0 | 0 | 0.08 | -0.18 | -0.05 | 0 | 0.28 | 0.27 | 0.23 | 31.53 | 995.759 | 1.91
D | 4002 | 2017-01-21 | 6 | OFF | 24.8 | 3.81 | 1.81 | 0 | 0.15 | 0 | 0 | 0.04 | -0.21 | -0.05 | 0 | 0.28 | 0.27 | 0.23 | 31.13 | 1042.057 | 1.96
D | 4002 | 2017-01-21 | 7 | OFF | 24.68 | 3.81 | 1.81 | 0 | 0.2 | 0 | 0 | 0.08 | -0.17 | -0.05 | 0 | 0.28 | 0.27 | 0.23 | 31.14 | 1122.618 | 2.01
D | 4002 | 2017-01-21 | 8 | OFF | 25.99 | 3.81 | 1.81 | 0 | 0.24 | 0 | 0.01 | 0.06 | -0.2 | -0.05 | 0 | 0.28 | 0.27 | 0.23 | 32.45 | 1217.325 | 2.06
D | 4002 | 2017-01-21 | 9 | OFF | 29.48 | 3.81 | 1.81 | 0 | 0.1 | 0 | 0.13 | 0.02 | -0.23 | -0.05 | 0 | 0.28 | 0.27 | 0.23 | 35.85 | 1305.34 | 2.04
D | 4002 | 2017-01-21 | 10 | OFF | 32.36 | 3.81 | 1.81 | 0 | 0.12 | 0 | 0.23 | 0.06 | -0.25 | -0.05 | 0 | 0.28 | 0.27 | 0.23 | 38.87 | 1357.651 | 2.16
D | 4002 | 2017-01-21 | 11 | OFF | 26.67 | 3.81 | 1.81 | 0 | 0.07 | 0 | 0 | 0.05 | -0.24 | -0.05 | 0 | 0.28 | 0.27 | 0.23 | 32.9 | 1372.735 | 1.88
D | 4002 | 2017-01-21 | 12 | OFF | 25.12 | 3.81 | 1.81 | 0 | 0.15 | 0 | 0 | 0.09 | -0.23 | -0.05 | 0 | 0.28 | 0.27 | 0.23 | 31.48 | 1356.787 | 1.96
D | 4002 | 2017-01-21 | 13 | OFF | 24.59 | 3.81 | 1.81 | 0 | 0.15 | 0 | 0 | 0.08 | -0.24 | -0.05 | 0 | 0.28 | 0.27 | 0.23 | 30.93 | 1320.586 | 1.96
D | 4002 | 2017-01-21 | 14 | OFF | 23.18 | 3.81 | 1.81 | 0 | 0.16 | 0 | 0 | 0.06 | -0.22 | -0.05 | 0 | 0.28 | 0.27 | 0.23 | 29.53 | 1299.146 | 1.97
D | 4002 | 2017-01-21 | 15 | OFF | 22.48 | 3.81 | 1.81 | 0 | 0.18 | 0 | 0 | 0.04 | -0.22 | -0.05 | 0 | 0.28 | 0.27 | 0.23 | 28.83 | 1283.489 | 1.99
D | 4002 | 2017-01-21 | 16 | OFF | 22.86 | 3.81 | 1.81 | 0 | 0.18 | 0 | 0 | 0.05 | -0.22 | -0.05 | 0 | 0.28 | 0.27 | 0.23 | 29.22 | 1288.162 | 1.99
D | 4002 | 2017-01-21 | 17 | OFF | 26.22 | 3.81 | 1.81 | 0 | 0.15 | 0 | 0.12 | 0.03 | -0.27 | -0.05 | 0 | 0.28 | 0.27 | 0.23 | 32.6 | 1354.173 | 2.08
D | 4002 | 2017-01-21 | 18 | OFF | 37.79 | 3.81 | 1.81 | 0 | 0.29 | 0 | 0.4 | 0.03 | -0.43 | -0.05 | 0 | 0.28 | 0.27 | 0.23 | 44.43 | 1447.237 | 2.5
D | 4002 | 2017-01-21 | 19 | OFF | 26.92 | 3.81 | 1.81 | 0 | 0.13 | 0 | 0 | 0.05 | -0.28 | -0.05 | 0 | 0.28 | 0.27 | 0.23 | 33.17 | 1431.595 | 1.94
D | 4002 | 2017-01-21 | 20 | OFF | 25.84 | 3.81 | 1.81 | 0 | 0.12 | 0 | 0.02 | 0.02 | -0.23 | -0.05 | 0 | 0.28 | 0.27 | 0.23 | 32.12 | 1380.321 | 1.95
D | 4002 | 2017-01-21 | 21 | OFF | 25.11 | 3.81 | 1.81 | 0 | 0.12 | 0 | 0 | 0.04 | -0.18 | -0.05 | 0 | 0.28 | 0.27 | 0.23 | 31.44 | 1320.757 | 1.93
D | 4002 | 2017-01-21 | 22 | OFF | 23.68 | 3.81 | 1.81 | 0 | 0.14 | 0 | 0 | 0.02 | -0.19 | -0.05 | 0 | 0.28 | 0.27 | 0.23 | 30 | 1237.305 | 1.95
D | 4002 | 2017-01-21 | 23 | OFF | 25.51 | 3.81 | 1.81 | 0 | 0.28 | 0 | 0.02 | 0.04 | -0.18 | -0.05 | 0 | 0.28 | 0.27 | 0.23 | 32.02 | 1142.753 | 2.11
D | 4002 | 2017-01-21 | 24 | OFF | 25.66 | 3.81 | 1.81 | 0 | 0.34 | 0 | 0.02 | 0.05 | -0.19 | -0.05 | 0 | 0.28 | 0.27 | 0.23 | 32.23 | 1052.688 | 2.17
D | 4002 | 2017-01-22 | 1 | OFF | 23.97 | 3.81 | 2.51 | 0 | 1.08 | 0 | 0 | 0.11 | -0.18 | -0.05 | 0 | 0.28 | 0.27 | 0.23 | 32.03 | 989.978 | 3.59
D | 4002 | 2017-01-22 | 2 | OFF | 23.48 | 3.81 | 2.51 | 0 | 0.57 | 0 | 0 | 0.02 | -0.17 | -0.05 | 0 | 0.28 | 0.27 | 0.23 | 30.95 | 951.791 | 3.08
D | 4002 | 2017-01-22 | 3 | OFF | 21.9 | 3.81 | 2.51 | 0 | 0.24 | 0 | 0 | 0.08 | -0.19 | -0.05 | 0 | 0.28 | 0.27 | 0.23 | 29.08 | 932.115 | 2.75
D | 4002 | 2017-01-22 | 4 | OFF | 23.87 | 3.81 | 2.51 | 0 | 0.19 | 0 | 0 | 0.03 | -0.19 | -0.05 | 0 | 0.28 | 0.27 | 0.23 | 30.95 | 926.56 | 2.7
D | 4002 | 2017-01-22 | 5 | OFF | 23.95 | 3.81 | 2.51 | 0 | 0.09 | 0 | 0 | 0.04 | -0.2 | -0.05 | 0 | 0.28 | 0.27 | 0.23 | 30.93 | 939.507 | 2.6
D | 4002 | 2017-01-22 | 6 | OFF | 23.59 | 3.81 | 2.51 | 0 | 0.17 | 0 | 0 | 0.06 | -0.2 | -0.05 | 0 | 0.28 | 0.27 | 0.23 | 30.67 | 974.755 | 2.68
D | 4002 | 2017-01-22 | 7 | OFF | 23.53 | 3.81 | 2.51 | 0 | 0.11 | 0 | 0 | 0.04 | -0.19 | -0.05 | 0 | 0.28 | 0.27 | 0.23 | 30.54 | 1037.708 | 2.62
D | 4002 | 2017-01-22 | 8 | OFF | 23.88 | 3.81 | 2.51 | 0 | 0.26 | 0 | 0 | 0.05 | -0.21 | -0.05 | 0 | 0.28 | 0.27 | 0.23 | 31.03 | 1122.071 | 2.77
D | 4002 | 2017-01-22 | 9 | OFF | 25.41 | 3.81 | 2.51 | 0 | 0.35 | 0 | 0 | 0.05 | -0.25 | -0.05 | 0 | 0.28 | 0.27 | 0.23 | 32.61 | 1216.436 | 2.86
D | 4002 | 2017-01-22 | 10 | OFF | 26.24 | 3.81 | 2.51 | 0 | 0.08 | 0 | 0.01 | 0.06 | -0.25 | -0.05 | 0 | 0.28 | 0.27 | 0.23 | 33.19 | 1292.645 | 2.6
D | 4002 | 2017-01-22 | 11 | OFF | 25.58 | 3.81 | 2.51 | 0 | 0.07 | 0 | 0.01 | 0.03 | -0.23 | -0.05 | 0 | 0.28 | 0.27 | 0.23 | 32.51 | 1339.369 | 2.59
D | 4002 | 2017-01-22 | 12 | OFF | 30.02 | 3.81 | 2.51 | 0 | 0.09 | 0 | 0.2 | 0.02 | -0.23 | -0.05 | 0 | 0.28 | 0.27 | 0.23 | 37.15 | 1367.943 | 2.8
D | 4002 | 2017-01-22 | 13 | OFF | 41.61 | 3.81 | 2.51 | 0 | 0.18 | 0 | 0.43 | 0.03 | -0.32 | -0.05 | 0 | 0.28 | 0.27 | 0.23 | 48.98 | 1377.756 | 3.12
D | 4002 | 2017-01-22 | 14 | OFF | 29.28 | 3.81 | 2.51 | 0 | 0.12 | 0 | 0 | 0.08 | -0.23 | -0.05 | 0 | 0.28 | 0.27 | 0.23 | 36.3 | 1377.8 | 2.63
D | 4002 | 2017-01-22 | 15 | OFF | 28.25 | 3.81 | 2.51 | 0 | 0.16 | 0 | 0 | 0.05 | -0.23 | -0.05 | 0 | 0.28 | 0.27 | 0.23 | 35.28 | 1378.709 | 2.67
D | 4002 | 2017-01-22 | 16 | OFF | 36.27 | 3.81 | 2.51 | 0 | 0.22 | 0 | 0.26 | 0.02 | -0.29 | -0.05 | 0 | 0.28 | 0.27 | 0.23 | 43.53 | 1402.594 | 2.99
D | 4002 | 2017-01-22 | 17 | OFF | 34.38 | 3.81 | 2.51 | 0 | 0.11 | 0 | 0 | 0.04 | -0.29 | -0.05 | 0 | 0.28 | 0.27 | 0.23 | 41.29 | 1478.468 | 2.62
D | 4002 | 2017-01-22 | 18 | OFF | 45.98 | 3.81 | 2.51 | 0 | 0.95 | 0 | 0 | 0.08 | -0.48 | -0.05 | 0 | 0.28 | 0.27 | 0.23 | 53.58 | 1546.586 | 3.46
D | 4002 | 2017-01-22 | 19 | OFF | 43.73 | 3.81 | 2.51 | 0 | 0.6 | 0 | 0 | 0.06 | -0.44 | -0.05 | 0 | 0.28 | 0.27 | 0.23 | 51 | 1512.246 | 3.11
D | 4002 | 2017-01-22 | 20 | OFF | 26.12 | 3.81 | 2.51 | 0 | 0.28 | 0 | 0 | 0.04 | -0.34 | -0.05 | 0 | 0.28 | 0.27 | 0.23 | 33.15 | 1423.136 | 2.79
D | 4002 | 2017-01-22 | 21 | OFF | 25.96 | 3.81 | 2.51 | 0 | 0.08 | 0 | 0 | 0.05 | -0.3 | -0.05 | 0 | 0.28 | 0.27 | 0.23 | 32.84 | 1357.868 | 2.59
D | 4002 | 2017-01-22 | 22 | OFF | 24.39 | 3.81 | 2.51 | 0 | 0.1 | 0 | 0 | 0.04 | -0.26 | -0.05 | 0 | 0.28 | 0.27 | 0.23 | 31.32 | 1264.892 | 2.61
D | 4002 | 2017-01-22 | 23 | OFF | 26.61 | 3.81 | 2.51 | 0 | 0.3 | 0 | 0 | 0.05 | -0.27 | -0.05 | 0 | 0.28 | 0.27 | 0.23 | 33.74 | 1171.923 | 2.81
D | 4002 | 2017-01-22 | 24 | OFF | 22.93 | 3.81 | 2.51 | 0 | 0.36 | 0 | 0 | 0.04 | -0.22 | -0.05 | 0 | 0.28 | 0.27 | 0.23 | 30.16 | 1071.85 | 2.87
D | 4002 | 2017-01-23 | 1 | OFF | 23.8 | 3.81 | 1.91 | 0 | 0.29 | 0 | 0 | 0.04 | -0.24 | -0.05 | 0 | 0.28 | 0.27 | 0.23 | 30.34 | 1015.755 | 2.2
D | 4002 | 2017-01-23 | 2 | OFF | 31.25 | 3.81 | 1.91 | 0 | 0.13 | 0 | 0 | 0.03 | -0.31 | -0.05 | 0 | 0.28 | 0.27 | 0.23 | 37.55 | 988.03 | 2.04
D | 4002 | 2017-01-23 | 3 | OFF | 28.86 | 3.81 | 1.91 | 0 | 0.13 | 0 | 0 | 0.07 | -0.24 | -0.05 | 0 | 0.28 | 0.27 | 0.23 | 35.27 | 978.927 | 2.04
D | 4002 | 2017-01-23 | 4 | OFF | 26.51 | 3.81 | 1.91 | 0 | 0.12 | 0 | 0 | 0.04 | -0.24 | -0.05 | 0 | 0.28 | 0.27 | 0.23 | 32.88 | 991.333 | 2.03
D | 4002 | 2017-01-23 | 5 | OFF | 26.6 | 3.81 | 1.91 | 0 | 0.12 | 0 | 0 | 0.05 | -0.23 | -0.05 | 0 | 0.28 | 0.27 | 0.23 | 32.99 | 1040.313 | 2.03
D | 4002 | 2017-01-23 | 6 | OFF | 24.67 | 3.81 | 1.91 | 0 | 0.28 | 0 | 0 | 0.02 | -0.21 | -0.05 | 0 | 0.28 | 0.27 | 0.23 | 31.21 | 1159.898 | 2.19
D | 4002 | 2017-01-23 | 7 | OFF | 28 | 3.81 | 1.91 | 0 | 0.39 | 0 | 0.05 | 0.07 | -0.23 | -0.05 | 0 | 0.28 | 0.27 | 0.23 | 34.73 | 1353.068 | 2.35
D | 4002 | 2017-01-23 | 8 | ON | 33.44 | 3.81 | 1.91 | 0 | 0.5 | 0.56 | 0.05 | 0.04 | -0.25 | -0.05 | 0 | 0.28 | 0.27 | 0.23 | 40.79 | 1456.39 | 3.02
D | 4002 | 2017-01-23 | 9 | ON | 27.02 | 3.81 | 1.91 | 0 | 0.12 | 0.55 | 0 | 0.08 | -0.26 | -0.05 | 0 | 0.28 | 0.27 | 0.23 | 33.96 | 1475.607 | 2.58
D | 4002 | 2017-01-23 | 10 | ON | 27.86 | 3.81 | 1.91 | 0 | 0.06 | 0.54 | 0 | -0.01 | -0.28 | -0.05 | 0 | 0.28 | 0.27 | 0.23 | 34.62 | 1498.915 | 2.51
D | 4002 | 2017-01-23 | 11 | ON | 27.89 | 3.81 | 1.91 | 0 | 0.07 | 0.54 | 0 | 0.01 | -0.29 | -0.05 | 0 | 0.28 | 0.27 | 0.23 | 34.67 | 1520.264 | 2.52
D | 4002 | 2017-01-23 | 12 | ON | 29.04 | 3.81 | 1.91 | 0 | 0.08 | 0.52 | 0 | 0.04 | -0.27 | -0.05 | 0 | 0.28 | 0.27 | 0.23 | 35.86 | 1526.688 | 2.51
D | 4002 | 2017-01-23 | 13 | ON | 27.96 | 3.81 | 1.91 | 0 | 0.09 | 0.52 | 0 | 0.07 | -0.31 | -0.05 | 0 | 0.28 | 0.27 | 0.23 | 34.78 | 1521.558 | 2.52
D | 4002 | 2017-01-23 | 14 | ON | 29.07 | 3.81 | 1.91 | 0 | 0.09 | 0.52 | 0 | 0.02 | -0.3 | -0.05 | 0 | 0.28 | 0.27 | 0.23 | 35.85 | 1523.818 | 2.52
D | 4002 | 2017-01-23 | 15 | ON | 29.21 | 3.81 | 1.91 | 0 | 0.1 | 0.52 | 0 | 0.06 | -0.3 | -0.05 | 0 | 0.28 | 0.27 | 0.23 | 36.04 | 1514.272 | 2.53
D | 4002 | 2017-01-23 | 16 | ON | 29.28 | 3.81 | 1.91 | 0 | 0.11 | 0.53 | 0 | 0.02 | -0.3 | -0.05 | 0 | 0.28 | 0.27 | 0.23 | 36.09 | 1524.916 | 2.55
D | 4002 | 2017-01-23 | 17 | ON | 39 | 3.81 | 1.91 | 0 | 0.09 | 0.5 | 0.1 | 0.13 | -0.26 | -0.05 | 0 | 0.28 | 0.27 | 0.23 | 46.01 | 1590.099 | 2.6
D | 4002 | 2017-01-23 | 18 | ON | 37.59 | 3.81 | 1.91 | 0 | 0.24 | 0.48 | 0.21 | 0.13 | -0.43 | -0.05 | 0 | 0.28 | 0.27 | 0.23 | 44.67 | 1690.8 | 2.84
D | 4002 | 2017-01-23 | 19 | ON | 35.39 | 3.81 | 1.91 | 0 | 0.08 | 0.48 | 0 | 0.07 | -0.36 | -0.05 | 0 | 0.28 | 0.27 | 0.23 | 42.11 | 1673.647 | 2.47
D | 4002 | 2017-01-23 | 20 | ON | 33.46 | 3.81 | 1.91 | 0 | 0.16 | 0.5 | 0 | 0.04 | -0.25 | -0.05 | 0 | 0.28 | 0.27 | 0.23 | 40.36 | 1616.387 | 2.57
D | 4002 | 2017-01-23 | 21 | ON | 28.61 | 3.81 | 1.91 | 0 | 0.05 | 0.52 | 0 | 0.02 | -0.22 | -0.05 | 0 | 0.28 | 0.27 | 0.23 | 35.43 | 1529.32 | 2.48
D | 4002 | 2017-01-23 | 22 | ON | 28 | 3.81 | 1.91 | 0 | 0.04 | 0.56 | 0.01 | 0.04 | -0.2 | -0.05 | 0 | 0.28 | 0.27 | 0.23 | 34.9 | 1405.531 | 2.52
D | 4002 | 2017-01-23 | 23 | ON | 28.73 | 3.81 | 1.91 | 0 | 0.2 | 0.61 | 0.18 | 0.05 | -0.21 | -0.05 | 0 | 0.28 | 0.27 | 0.23 | 36.01 | 1273.015 | 2.9
D | 4002 | 2017-01-23 | 24 | OFF | 23.24 | 3.81 | 1.91 | 0 | 0.43 | 0 | 0 | 0.02 | -0.11 | -0.05 | 0 | 0.28 | 0.27 | 0.23 | 30.03 | 1169.193 | 2.34
D | 4002 | 2017-01-24 | 1 | OFF | 25.65 | 3.81 | 0.16 | 0 | 0.13 | 0 | 0 | 0.04 | -0.19 | -0.05 | 0 | 0.28 | 0.27 | 0.23 | 30.33 | 1106.413 | 0.29
D | 4002 | 2017-01-24 | 2 | OFF | 24.76 | 3.81 | 0.16 | 0 | 0.09 | 0 | 0 | 0.06 | -0.18 | -0.05 | 0 | 0.28 | 0.27 | 0.23 | 29.43 | 1078.243 | 0.25
D | 4002 | 2017-01-24 | 3 | OFF | 25.44 | 3.81 | 0.16 | 0 | 0.07 | 0 | 0 | 0.03 | -0.17 | -0.05 | 0 | 0.28 | 0.27 | 0.23 | 30.07 | 1060.448 | 0.23
D | 4002 | 2017-01-24 | 4 | OFF | 25.16 | 3.81 | 0.16 | 0 | 0.14 | 0 | 0 | 0.06 | -0.18 | -0.05 | 0 | 0.28 | 0.27 | 0.23 | 29.88 | 1065.738 | 0.3
D | 4002 | 2017-01-24 | 5 | OFF | 26.39 | 3.81 | 0.16 | 0 | 0.09 | 0 | 0 | 0.02 | -0.18 | -0.05 | 0 | 0.28 | 0.27 | 0.23 | 31.02 | 1111.243 | 0.25
D | 4002 | 2017-01-24 | 6 | OFF | 26.56 | 3.81 | 0.16 | 0 | 0.24 | 0 | 0 | 0.06 | -0.17 | -0.05 | 0 | 0.28 | 0.27 | 0.23 | 31.39 | 1207.553 | 0.4
D | 4002 | 2017-01-24 | 7 | OFF | 24.31 | 3.81 | 0.16 | 0 | 0.24 | 0 | 0 | 0.07 | -0.22 | -0.05 | 0 | 0.28 | 0.27 | 0.23 | 29.1 | 1340.69 | 0.4
D | 4002 | 2017-01-24 | 8 | ON | 27.33 | 3.81 | 0.16 | 0 | 0.36 | 0.55 | 0 | 0.06 | -0.25 | -0.05 | 0 | 0.28 | 0.27 | 0.23 | 32.75 | 1433.373 | 1.07
D | 4002 | 2017-01-24 | 9 | ON | 29.33 | 3.81 | 0.16 | 0 | 0.08 | 0.53 | 0.04 | 0.12 | -0.28 | -0.05 | 0 | 0.28 | 0.27 | 0.23 | 34.52 | 1492.385 | 0.81
D | 4002 | 2017-01-24 | 10 | ON | 28.28 | 3.81 | 0.16 | 0 | 0.05 | 0.51 | 0 | 0.1 | -0.31 | -0.05 | 0 | 0.28 | 0.27 | 0.23 | 33.33 | 1531.673 | 0.72
D | 4002 | 2017-01-24 | 11 | ON | 28.09 | 3.81 | 0.16 | 0 | 0.04 | 0.49 | 0.01 | 0.09 | -0.32 | -0.05 | 0 | 0.28 | 0.27 | 0.23 | 33.1 | 1568.208 | 0.7
D | 4002 | 2017-01-24 | 12 | ON | 28.47 | 3.81 | 0.16 | 0 | 0.07 | 0.49 | 0.02 | 0.1 | -0.27 | -0.05 | 0 | 0.28 | 0.27 | 0.23 | 33.58 | 1582.811 | 0.74
D | 4002 | 2017-01-24 | 13 | ON | 27.62 | 3.81 | 0.16 | 0 | 0.04 | 0.51 | 0 | 0.1 | -0.26 | -0.05 | 0 | 0.28 | 0.27 | 0.23 | 32.71 | 1584.181 | 0.71
D | 4002 | 2017-01-24 | 14 | ON | 27.96 | 3.81 | 0.16 | 0 | 0.06 | 0.51 | 0 | 0.1 | -0.25 | -0.05 | 0 | 0.28 | 0.27 | 0.23 | 33.08 | 1577.721 | 0.73
D | 4002 | 2017-01-24 | 15 | ON | 27.25 | 3.81 | 0.16 | 0 | 0.03 | 0.52 | 0 | 0.1 | -0.26 | -0.05 | 0 | 0.28 | 0.27 | 0.23 | 32.34 | 1555.8 | 0.71
D | 4002 | 2017-01-24 | 16 | ON | 27.54 | 3.81 | 0.16 | 0 | 0.02 | 0.52 | 0 | 0.08 | -0.24 | -0.05 | 0 | 0.28 | 0.27 | 0.23 | 32.62 | 1542.941 | 0.7
D | 4002 | 2017-01-24 | 17 | ON | 28.38 | 3.81 | 0.16 | 0 | 0.03 | 0.5 | 0.01 | 0.09 | -0.3 | -0.05 | 0 | 0.28 | 0.27 | 0.23 | 33.41 | 1595.602 | 0.7
D | 4002 | 2017-01-24 | 18 | ON | 30.09 | 3.81 | 0.16 | 0 | 0.05 | 0.48 | 0 | 0.09 | -0.35 | -0.05 | 0 | 0.28 | 0.27 | 0.23 | 35.06 | 1679.847 | 0.69
D | 4002 | 2017-01-24 | 19 | ON | 29.08 | 3.81 | 0.16 | 0 | 0.05 | 0.49 | 0 | 0.09 | -0.34 | -0.05 | 0 | 0.28 | 0.27 | 0.23 | 34.07 | 1655.2 | 0.7
D | 4002 | 2017-01-24 | 20 | ON | 29.09 | 3.81 | 0.16 | 0 | 0.07 | 0.5 | 0.01 | 0.07 | -0.31 | -0.05 | 0 | 0.28 | 0.27 | 0.23 | 34.13 | 1590.611 | 0.74
D | 4002 | 2017-01-24 | 21 | ON | 26.64 | 3.81 | 0.16 | 0 | 0.06 | 0.53 | 0 | 0.06 | -0.23 | -0.05 | 0 | 0.28 | 0.27 | 0.23 | 31.76 | 1497.709 | 0.75
D | 4002 | 2017-01-24 | 22 | ON | 24.99 | 3.81 | 0.16 | 0 | 0.24 | 0.56 | 0 | 0.05 | -0.21 | -0.05 | 0 | 0.28 | 0.27 | 0.23 | 30.33 | 1376.906 | 0.96
D | 4002 | 2017-01-24 | 23 | ON | 25.4 | 3.81 | 0.16 | 0 | 0.15 | 0.62 | 0 | 0.09 | -0.21 | -0.05 | 0 | 0.28 | 0.27 | 0.23 | 30.75 | 1242.821 | 0.93
D | 4002 | 2017-01-24 | 24 | OFF | 25.09 | 3.81 | 0.16 | 0 | 0.36 | 0 | 0 | 0.01 | -0.14 | -0.05 | 0 | 0.28 | 0.27 | 0.23 | 30.02 | 1132.9 | 0.52
D | 4002 | 2017-01-25 | 1 | OFF | 44.4 | 3.81 | 1.8 | 0 | 0.11 | 0 | 0.91 | -0.08 | -0.26 | -0.05 | 0 | 0.28 | 0.27 | 0.23 | 51.42 | 1063.381 | 2.82
D | 4002 | 2017-01-25 | 2 | OFF | 62.98 | 3.81 | 1.8 | 0 | 0.3 | 0 | 0.22 | 0.19 | -0.3 | -0.05 | 0 | 0.28 | 0.27 | 0.23 | 69.73 | 1026.918 | 2.32
D | 4002 | 2017-01-25 | 3 | OFF | 35.33 | 3.81 | 1.8 | 0 | 0.08 | 0 | 0 | 0.07 | -0.22 | -0.05 | 0 | 0.28 | 0.27 | 0.23 | 41.6 | 1013.626 | 1.88
D | 4002 | 2017-01-25 | 4 | OFF | 29.42 | 3.81 | 1.8 | 0 | 0.1 | 0 | 0 | 0.02 | -0.26 | -0.05 | 0 | 0.28 | 0.27 | 0.23 | 35.62 | 1020.576 | 1.9
D | 4002 | 2017-01-25 | 5 | OFF | 27.98 | 3.81 | 1.8 | 0 | 0.06 | 0 | 0 | 0.09 | -0.27 | -0.05 | 0 | 0.28 | 0.27 | 0.23 | 34.2 | 1063.659 | 1.86
D | 4002 | 2017-01-25 | 6 | OFF | 51.03 | 3.81 | 1.8 | 0 | 0.54 | 0 | 0.67 | 0.13 | -0.28 | -0.05 | 0 | 0.28 | 0.27 | 0.23 | 58.43 | 1181.304 | 3.01
D | 4002 | 2017-01-25 | 7 | OFF | 41.39 | 3.81 | 1.8 | 0 | 0.52 | 0 | 0 | 0.11 | -0.3 | -0.05 | 0 | 0.28 | 0.27 | 0.23 | 48.06 | 1368.468 | 2.32
D | 4002 | 2017-01-25 | 8 | ON | 47.95 | 3.81 | 1.8 | 0 | 0.55 | 0.54 | 0 | 0.05 | -0.27 | -0.05 | 0 | 0.28 | 0.27 | 0.23 | 55.16 | 1461.138 | 2.89
D | 4002 | 2017-01-25 | 9 | ON | 40.04 | 3.81 | 1.8 | 0 | 0.48 | 0.54 | 0 | 0.12 | -0.25 | -0.05 | 0 | 0.28 | 0.27 | 0.23 | 47.27 | 1465.16 | 2.82
D | 4002 | 2017-01-25 | 10 | ON | 27.68 | 3.81 | 1.8 | 0 | 0.13 | 0.55 | 0 | 0.05 | -0.19 | -0.05 | 0 | 0.28 | 0.27 | 0.23 | 34.56 | 1462.116 | 2.48
D | 4002 | 2017-01-25 | 11 | ON | 26.86 | 3.81 | 1.8 | 0 | 0.06 | 0.55 | 0 | 0.07 | -0.18 | -0.05 | 0 | 0.28 | 0.27 | 0.23 | 33.7 | 1459.771 | 2.41
D | 4002 | 2017-01-25 | 12 | ON | 26.7 | 3.81 | 1.8 | 0 | 0.06 | 0.56 | 0 | 0.04 | -0.21 | -0.05 | 0 | 0.28 | 0.27 | 0.23 | 33.49 | 1452.423 | 2.42
D | 4002 | 2017-01-25 | 13 | ON | 26.3 | 3.81 | 1.8 | 0 | 0.07 | 0.57 | 0 | 0.06 | -0.22 | -0.05 | 0 | 0.28 | 0.27 | 0.23 | 33.12 | 1436.408 | 2.44
D | 4002 | 2017-01-25 | 14 | ON | 26.12 | 3.81 | 1.8 | 0 | 0.09 | 0.57 | 0 | 0.05 | -0.23 | -0.05 | 0 | 0.28 | 0.27 | 0.23 | 32.94 | 1433.151 | 2.46
D | 4002 | 2017-01-25 | 15 | ON | 26.74 | 3.81 | 1.8 | 0 | 0.12 | 0.58 | 0 | 0.05 | -0.23 | -0.05 | 0 | 0.28 | 0.27 | 0.23 | 33.6 | 1417.815 | 2.5
D | 4002 | 2017-01-25 | 16 | ON | 37.73 | 3.81 | 1.8 | 0 | 0.05 | 0.57 | 0.14 | 0.34 | -0.23 | -0.05 | 0 | 0.28 | 0.27 | 0.23 | 44.94 | 1438.762 | 2.56
D | 4002 | 2017-01-25 | 17 | ON | 36.04 | 3.81 | 1.8 | 0 | 0.07 | 0.54 | 0.13 | -0.04 | -0.22 | -0.05 | 0 | 0.28 | 0.27 | 0.23 | 42.86 | 1504.585 | 2.54
D | 4002 | 2017-01-25 | 18 | ON | 43.96 | 3.81 | 1.8 | 0 | 0.11 | 0.5 | 0.1 | 0.09 | -0.35 | -0.05 | 0 | 0.28 | 0.27 | 0.23 | 50.75 | 1613.585 | 2.51
D | 4002 | 2017-01-25 | 19 | ON | 40.38 | 3.81 | 1.8 | 0 | 0.1 | 0.5 | 0 | 0.04 | -0.35 | -0.05 | 0 | 0.28 | 0.27 | 0.23 | 47.01 | 1615.939 | 2.4
D | 4002 | 2017-01-25 | 20 | ON | 46.39 | 3.81 | 1.8 | 0 | 0.06 | 0.51 | 0.45 | 0 | -0.31 | -0.05 | 0 | 0.28 | 0.27 | 0.23 | 53.44 | 1569.803 | 2.82
D | 4002 | 2017-01-25 | 21 | ON | 73.69 | 3.81 | 1.8 | 0 | 0.5 | 0.53 | 0.99 | -0.02 | -0.37 | -0.05 | 0 | 0.28 | 0.27 | 0.23 | 81.66 | 1497.775 | 3.82
D | 4002 | 2017-01-25 | 22 | ON | 42.04 | 3.81 | 1.8 | 0 | 0.2 | 0.57 | 0.47 | 0.02 | -0.35 | -0.05 | 0 | 0.28 | 0.27 | 0.23 | 49.29 | 1380.417 | 3.04
D | 4002 | 2017-01-25 | 23 | ON | 26.76 | 3.81 | 1.8 | 0 | 0.14 | 0.63 | 0 | 0.05 | -0.24 | -0.05 | 0 | 0.28 | 0.27 | 0.23 | 33.68 | 1247.006 | 2.57
D | 4002 | 2017-01-25 | 24 | OFF | 25.41 | 3.81 | 1.8 | 0 | 0.15 | 0 | 0 | 0.01 | -0.11 | -0.05 | 0 | 0.28 | 0.27 | 0.23 | 31.8 | 1137.217 | 1.95
D | 4002 | 2017-01-26 | 1 | OFF | 25.96 | 3.81 | 2 | 0.02 | 0.18 | 0 | 0.01 | -0.02 | -0.23 | -0.05 | 0 | 0.28 | 0.27 | 0.23 | 32.46 | 1062.937 | 2.21
D | 4002 | 2017-01-26 | 2 | OFF | 26.61 | 3.81 | 2 | 0.02 | 0.06 | 0 | 0 | 0.09 | -0.26 | -0.05 | 0 | 0.28 | 0.27 | 0.23 | 33.06 | 1027.984 | 2.08
D | 4002 | 2017-01-26 | 3 | OFF | 27.23 | 3.81 | 2 | 0.02 | 0.09 | 0 | 0 | 0.05 | -0.23 | -0.05 | 0 | 0.28 | 0.27 | 0.23 | 33.7 | 1009.536 | 2.11
D | 4002 | 2017-01-26 | 4 | OFF | 26.13 | 3.81 | 2 | 0.02 | 0.15 | 0 | 0 | 0.06 | -0.22 | -0.05 | 0 | 0.28 | 0.27 | 0.23 | 32.68 | 1015.593 | 2.17
D | 4002 | 2017-01-26 | 5 | OFF | 29.69 | 3.81 | 2 | 0.02 | 0.06 | 0 | 0 | 0.08 | -0.24 | -0.05 | 0 | 0.28 | 0.27 | 0.23 | 36.15 | 1050.399 | 2.08
D | 4002 | 2017-01-26 | 6 | OFF | 30.26 | 3.81 | 2 | 0.02 | 0.1 | 0 | 0.01 | 0.13 | -0.31 | -0.05 | 0 | 0.28 | 0.27 | 0.23 | 36.75 | 1164.833 | 2.13
D | 4002 | 2017-01-26 | 7 | OFF | 25.4 | 3.81 | 2 | 0.02 | 0.2 | 0 | 0 | 0.04 | -0.23 | -0.05 | 0 | 0.28 | 0.27 | 0.23 | 31.97 | 1350.527 | 2.22
D | 4002 | 2017-01-26 | 8 | ON | 32.78 | 3.81 | 2 | 0.02 | 0.22 | 0.55 | 0 | 0.02 | -0.25 | -0.05 | 0 | 0.28 | 0.27 | 0.23 | 39.88 | 1440.745 | 2.79
D | 4002 | 2017-01-26 | 9 | ON | 28.43 | 3.81 | 2 | 0.02 | 0.08 | 0.55 | 0 | 0.03 | -0.25 | -0.05 | 0 | 0.28 | 0.27 | 0.23 | 35.4 | 1449.088 | 2.65
D | 4002 | 2017-01-26 | 10 | ON | 30.26 | 3.81 | 2 | 0.02 | 0.07 | 0.55 | 0 | -0.01 | -0.21 | -0.05 | 0 | 0.28 | 0.27 | 0.23 | 37.22 | 1461.874 | 2.64
D | 4002 | 2017-01-26 | 11 | ON | 33.35 | 3.81 | 2 | 0.02 | 0.25 | 0.55 | 0 | 0 | -0.22 | -0.05 | 0 | 0.28 | 0.27 | 0.23 | 40.49 | 1476.339 | 2.82
D | 4002 | 2017-01-26 | 12 | ON | 41.53 | 3.81 | 2 | 0.02 | 0.08 | 0.55 | 0.04 | 0.13 | -0.27 | -0.05 | 0 | 0.28 | 0.27 | 0.23 | 48.62 | 1448.361 | 2.69
D | 4002 | 2017-01-26 | 13 | ON | 28.3 | 3.81 | 2 | 0.02 | 0.07 | 0.56 | 0 | 0.03 | -0.21 | -0.05 | 0 | 0.28 | 0.27 | 0.23 | 35.31 | 1417.432 | 2.65
D | 4002 | 2017-01-26 | 14 | ON | 26.84 | 3.81 | 2 | 0.02 | 0.06 | 0.57 | 0 | 0.02 | -0.22 | -0.05 | 0 | 0.28 | 0.27 | 0.23 | 33.83 | 1393.813 | 2.65
D | 4002 | 2017-01-26 | 15 | ON | 26.84 | 3.81 | 2 | 0.02 | 0.06 | 0.57 | 0 | 0.05 | -0.23 | -0.05 | 0 | 0.28 | 0.27 | 0.23 | 33.85 | 1377.916 | 2.65
D | 4002 | 2017-01-26 | 16 | ON | 27.25 | 3.81 | 2 | 0.02 | 0.06 | 0.57 | 0 | 0.04 | -0.23 | -0.05 | 0 | 0.28 | 0.27 | 0.23 | 34.25 | 1387.44 | 2.65
D | 4002 | 2017-01-26 | 17 | ON | 33.2 | 3.81 | 2 | 0.02 | 0.08 | 0.55 | 0.04 | 0.05 | -0.23 | -0.05 | 0 | 0.28 | 0.27 | 0.23 | 40.25 | 1440.285 | 2.69
D | 4002 | 2017-01-26 | 18 | ON | 40.3 | 3.81 | 2 | 0.02 | 0.09 | 0.51 | 0 | 0.04 | -0.36 | -0.05 | 0 | 0.28 | 0.27 | 0.23 | 47.14 | 1556.9 | 2.62
D | 4002 | 2017-01-26 | 19 | ON | 35.32 | 3.81 | 2 | 0.02 | 0.19 | 0.51 | 0 | 0.07 | -0.33 | -0.05 | 0 | 0.28 | 0.27 | 0.23 | 42.32 | 1571.169 | 2.72
D | 4002 | 2017-01-26 | 20 | ON | 27.86 | 3.81 | 2 | 0.02 | 0.07 | 0.52 | 0 | 0.04 | -0.28 | -0.05 | 0 | 0.28 | 0.27 | 0.23 | 34.77 | 1531.549 | 2.61
D | 4002 | 2017-01-26 | 21 | ON | 27.98 | 3.81 | 2 | 0.02 | 0.14 | 0.54 | 0 | 0.02 | -0.24 | -0.05 | 0 | 0.28 | 0.27 | 0.23 | 35 | 1461.472 | 2.7
D | 4002 | 2017-01-26 | 22 | ON | 26.29 | 3.81 | 2 | 0.02 | 0.08 | 0.58 | 0 | 0.02 | -0.21 | -0.05 | 0 | 0.28 | 0.27 | 0.23 | 33.32 | 1350.866 | 2.68
D | 4002 | 2017-01-26 | 23 | ON | 42.83 | 3.81 | 2 | 0.02 | 0.31 | 0.63 | 0.58 | 0.11 | -0.42 | -0.05 | 0 | 0.28 | 0.27 | 0.23 | 50.6 | 1220.738 | 3.54
D | 4002 | 2017-01-26 | 24 | OFF | 26.42 | 3.81 | 2 | 0.02 | 0.17 | 0 | 0 | 0.03 | -0.23 | -0.05 | 0 | 0.28 | 0.27 | 0.23 | 32.95 | 1115.515 | 2.19
D | 4002 | 2017-01-27 | 1 | OFF | 26.97 | 3.81 | 1.93 | 0 | 0.19 | 0 | 0 | 0.07 | -0.36 | -0.05 | 0 | 0.28 | 0.27 | 0.23 | 33.34 | 1052.25 | 2.12
D | 4002 | 2017-01-27 | 2 | OFF | 25.62 | 3.81 | 1.93 | 0 | 0.07 | 0 | 0 | 0.05 | -0.36 | -0.05 | 0 | 0.28 | 0.27 | 0.23 | 31.85 | 1015.878 | 2
D | 4002 | 2017-01-27 | 3 | OFF | 23.56 | 3.81 | 1.93 | 0 | 0.15 | 0 | 0 | 0 | -0.29 | -0.05 | 0 | 0.28 | 0.27 | 0.23 | 29.89 | 1001.623 | 2.08
D | 4002 | 2017-01-27 | 4 | OFF | 22.35 | 3.81 | 1.93 | 0 | 0.2 | 0 | 0 | 0.02 | -0.28 | -0.05 | 0 | 0.28 | 0.27 | 0.23 | 28.76 | 1006.238 | 2.13
D | 4002 | 2017-01-27 | 5 | OFF | 24.5 | 3.81 | 1.93 | 0 | 0.19 | 0 | 0 | 0.03 | -0.29 | -0.05 | 0 | 0.28 | 0.27 | 0.23 | 30.9 | 1048.409 | 2.12
D | 4002 | 2017-01-27 | 6 | OFF | 27.1 | 3.81 | 1.93 | 0 | 0.51 | 0 | 0 | 0.06 | -0.31 | -0.05 | 0 | 0.28 | 0.27 | 0.23 | 33.83 | 1161.023 | 2.44
D | 4002 | 2017-01-27 | 7 | OFF | 30.81 | 3.81 | 1.93 | 0 | 0.4 | 0 | 0 | 0.02 | -0.35 | -0.05 | 0 | 0.28 | 0.27 | 0.23 | 37.35 | 1343.507 | 2.33
D | 4002 | 2017-01-27 | 8 | ON | 38.09 | 3.81 | 1.93 | 0 | 1.19 | 0.56 | 0.11 | 0.05 | -0.4 | -0.05 | 0 | 0.28 | 0.27 | 0.23 | 46.07 | 1424.676 | 3.79
D | 4002 | 2017-01-27 | 9 | ON | 37.05 | 3.81 | 1.93 | 0 | 0.23 | 0.55 | 0 | 0.06 | -0.34 | -0.05 | 0 | 0.28 | 0.27 | 0.23 | 44.02 | 1433.616 | 2.71
D | 4002 | 2017-01-27 | 10 | ON | 32.32 | 3.81 | 1.93 | 0 | 0.26 | 0.55 | 0 | 0.08 | -0.28 | -0.05 | 0 | 0.28 | 0.27 | 0.23 | 39.4 | 1450.738 | 2.74
D | 4002 | 2017-01-27 | 11 | ON | 32.06 | 3.81 | 1.93 | 0 | 0.1 | 0.53 | 0 | 0.06 | -0.27 | -0.05 | 0 | 0.28 | 0.27 | 0.23 | 38.95 | 1456.696 | 2.56
D | 4002 | 2017-01-27 | 12 | ON | 31.64 | 3.81 | 1.93 | 0 | 0.05 | 0.56 | 0 | 0.03 | -0.28 | -0.05 | 0 | 0.28 | 0.27 | 0.23 | 38.47 | 1451.901 | 2.54
D | 4002 | 2017-01-27 | 13 | ON | 31.88 | 3.81 | 1.93 | 0 | 0.04 | 0.56 | 0.04 | 0.05 | -0.27 | -0.05 | 0 | 0.28 | 0.27 | 0.23 | 38.77 | 1442.063 | 2.57
D | 4002 | 2017-01-27 | 14 | ON | 30.57 | 3.81 | 1.93 | 0 | 0.08 | 0.56 | 0 | 0.11 | -0.29 | -0.05 | 0 | 0.28 | 0.27 | 0.23 | 37.5 | 1439.915 | 2.57
D | 4002 | 2017-01-27 | 15 | ON | 29.95 | 3.81 | 1.93 | 0 | 0.04 | 0.56 | 0.03 | 0.08 | -0.28 | -0.05 | 0 | 0.28 | 0.27 | 0.23 | 36.85 | 1431.149 | 2.56
D | 4002 | 2017-01-27 | 16 | ON | 33.5 | 3.81 | 1.93 | 0 | 0.04 | 0.56 | 0.11 | 0.07 | -0.29 | -0.05 | 0 | 0.28 | 0.27 | 0.23 | 40.46 | 1432.772 | 2.64
D | 4002 | 2017-01-27 | 17 | ON | 37.46 | 3.81 | 1.93 | 0 | 0.18 | 0.54 | 0.19 | 0.11 | -0.33 | -0.05 | 0 | 0.28 | 0.27 | 0.23 | 44.62 | 1472.141 | 2.84
D | 4002 | 2017-01-27 | 18 | ON | 30.99 | 3.81 | 1.93 | 0 | 0.37 | 0.51 | 0 | 0.05 | -0.38 | -0.05 | 0 | 0.28 | 0.27 | 0.23 | 38.01 | 1567.183 | 2.81
D | 4002 | 2017-01-27 | 19 | ON | 29.3 | 3.81 | 1.93 | 0 | 0.05 | 0.52 | 0 | 0.11 | -0.34 | -0.05 | 0 | 0.28 | 0.27 | 0.23 | 36.11 | 1557.921 | 2.5
D | 4002 | 2017-01-27 | 20 | ON | 29.31 | 3.81 | 1.93 | 0 | 0.03 | 0.53 | 0 | 0.08 | -0.3 | -0.05 | 0 | 0.28 | 0.27 | 0.23 | 36.12 | 1509.849 | 2.49
D | 4002 | 2017-01-27 | 21 | ON | 31.17 | 3.81 | 1.93 | 0 | 0.12 | 0.55 | 0.06 | 0.13 | -0.28 | -0.05 | 0 | 0.28 | 0.27 | 0.23 | 38.22 | 1450.48 | 2.66
D | 4002 | 2017-01-27 | 22 | ON | 28.48 | 3.81 | 1.93 | 0 | 0.07 | 0.58 | 0 | 0.12 | -0.27 | -0.05 | 0 | 0.28 | 0.27 | 0.23 | 35.45 | 1360.231 | 2.58
D | 4002 | 2017-01-27 | 23 | ON | 29.07 | 3.81 | 1.93 | 0 | 0.17 | 0.62 | 0.01 | 0.08 | -0.29 | -0.05 | 0 | 0.28 | 0.27 | 0.23 | 36.13 | 1250.974 | 2.73
D | 4002 | 2017-01-27 | 24 | OFF | 27.52 | 3.81 | 1.93 | 0 | 0.12 | 0 | 0 | 0.07 | -0.21 | -0.05 | 0 | 0.28 | 0.27 | 0.23 | 33.97 | 1143.089 | 2.05
D | 4002 | 2017-01-28 | 1 | OFF | 26.71 | 3.81 | 0.35 | 0 | 0.29 | 0 | 0 | 0.07 | -0.3 | -0.05 | 0 | 0.28 | 0.27 | 0.23 | 31.66 | 1068.266 | 0.64
D | 4002 | 2017-01-28 | 2 | OFF | 28.63 | 3.81 | 0.35 | 0 | 0.08 | 0 | 0 | 0.07 | -0.31 | -0.05 | 0 | 0.28 | 0.27 | 0.23 | 33.36 | 1025.569 | 0.43
D | 4002 | 2017-01-28 | 3 | OFF | 26.78 | 3.81 | 0.35 | 0 | 0.05 | 0 | 0 | 0.04 | -0.29 | -0.05 | 0 | 0.28 | 0.27 | 0.23 | 31.47 | 1003.207 | 0.4
D | 4002 | 2017-01-28 | 4 | OFF | 27.36 | 3.81 | 0.35 | 0 | 0.05 | 0 | 0 | 0.07 | -0.29 | -0.05 | 0 | 0.28 | 0.27 | 0.23 | 32.08 | 997.934 | 0.4
D | 4002 | 2017-01-28 | 5 | OFF | 27.09 | 3.81 | 0.35 | 0 | 0.05 | 0 | 0 | -0.01 | -0.3 | -0.05 | 0 | 0.28 | 0.27 | 0.23 | 31.72 | 1013.01 | 0.4
D | 4002 | 2017-01-28 | 6 | OFF | 26.95 | 3.81 | 0.35 | 0 | 0.06 | 0 | 0 | 0.06 | -0.3 | -0.05 | 0 | 0.28 | 0.27 | 0.23 | 31.66 | 1061.751 | 0.41
D | 4002 | 2017-01-28 | 7 | OFF | 28.87 | 3.81 | 0.35 | 0 | 0.19 | 0 | 0 | 0.03 | -0.29 | -0.05 | 0 | 0.28 | 0.27 | 0.23 | 33.69 | 1142.782 | 0.54
D | 4002 | 2017-01-28 | 8 | OFF | 31.15 | 3.81 | 0.35 | 0 | 0.23 | 0 | 0 | 0.07 | -0.32 | -0.05 | 0 | 0.28 | 0.27 | 0.23 | 36.02 | 1225.775 | 0.58
D | 4002 | 2017-01-28 | 9 | OFF | 29.4 | 3.81 | 0.35 | 0 | 0.1 | 0 | 0 | 0.1 | -0.33 | -0.05 | 0 | 0.28 | 0.27 | 0.23 | 34.16 | 1306.877 | 0.45
D | 4002 | 2017-01-28 | 10 | OFF | 29.05 | 3.81 | 0.35 | 0 | 0.15 | 0 | 0 | 0.09 | -0.33 | -0.05 | 0 | 0.28 | 0.27 | 0.23 | 33.85 | 1349.258 | 0.5
D | 4002 | 2017-01-28 | 11 | OFF | 33.33 | 3.81 | 0.35 | 0 | 0.07 | 0 | 0 | 0.1 | -0.37 | -0.05 | 0 | 0.28 | 0.27 | 0.23 | 38.02 | 1375.664 | 0.42
D | 4002 | 2017-01-28 | 12 | OFF | 33.97 | 3.81 | 0.35 | 0 | 0.04 | 0 | 0 | 0.11 | -0.37 | -0.05 | 0 | 0.28 | 0.27 | 0.23 | 38.64 | 1383.587 | 0.39
D | 4002 | 2017-01-28 | 13 | OFF | 33.7 | 3.81 | 0.35 | 0 | 0.16 | 0 | 0 | 0.13 | -0.37 | -0.05 | 0 | 0.28 | 0.27 | 0.23 | 38.51 | 1371.471 | 0.51
D | 4002 | 2017-01-28 | 14 | OFF | 33.17 | 3.81 | 0.35 | 0 | 0.07 | 0 | 0 | 0.12 | -0.37 | -0.05 | 0 | 0.28 | 0.27 | 0.23 | 37.88 | 1350.298 | 0.42
D | 4002 | 2017-01-28 | 15 | OFF | 33.5 | 3.81 | 0.35 | 0 | 0.14 | 0 | 0 | 0.12 | -0.34 | -0.05 | 0 | 0.28 | 0.27 | 0.23 | 38.31 | 1329.917 | 0.49
D | 4002 | 2017-01-28 | 16 | OFF | 33.75 | 3.81 | 0.35 | 0 | 0.04 | 0 | 0 | 0.12 | -0.38 | -0.05 | 0 | 0.28 | 0.27 | 0.23 | 38.42 | 1338.413 | 0.39
D | 4002 | 2017-01-28 | 17 | OFF | 39.78 | 3.81 | 0.35 | 0 | 0.06 | 0 | 0.15 | 0.13 | -0.41 | -0.05 | 0 | 0.28 | 0.27 | 0.23 | 44.6 | 1393.333 | 0.56
D | 4002 | 2017-01-28 | 18 | OFF | 46.43 | 3.81 | 0.35 | 0 | 0.05 | 0 | 0.04 | 0.11 | -0.55 | -0.05 | 0 | 0.28 | 0.27 | 0.23 | 50.97 | 1492.174 | 0.44
D | 4002 | 2017-01-28 | 19 | OFF | 43.47 | 3.81 | 0.35 | 0 | 0.12 | 0 | 0 | 0.13 | -0.48 | -0.05 | 0 | 0.28 | 0.27 | 0.23 | 48.13 | 1484.754 | 0.47
D | 4002 | 2017-01-28 | 20 | OFF | 37.82 | 3.81 | 0.35 | 0 | 0.07 | 0 | 0 | 0.12 | -0.4 | -0.05 | 0 | 0.28 | 0.27 | 0.23 | 42.5 | 1428.974 | 0.42
D | 4002 | 2017-01-28 | 21 | OFF | 34 | 3.81 | 0.35 | 0 | 0.04 | 0 | 0 | 0.12 | -0.32 | -0.05 | 0 | 0.28 | 0.27 | 0.23 | 38.73 | 1378.435 | 0.39
D | 4002 | 2017-01-28 | 22 | OFF | 33.27 | 3.81 | 0.35 | 0 | 0.04 | 0 | 0 | 0.12 | -0.31 | -0.05 | 0 | 0.28 | 0.27 | 0.23 | 38.01 | 1299.448 | 0.39
D | 4002 | 2017-01-28 | 23 | OFF | 36.9 | 3.81 | 0.35 | 0 | 0.33 | 0 | 0.11 | 0.15 | -0.32 | -0.05 | 0 | 0.28 | 0.27 | 0.23 | 42.06 | 1201.721 | 0.79
D | 4002 | 2017-01-28 | 24 | OFF | 34.03 | 3.81 | 0.35 | 0 | 0.37 | 0 | 0.1 | 0.14 | -0.29 | -0.05 | 0 | 0.28 | 0.27 | 0.23 | 39.24 | 1108.326 | 0.82
D | 4002 | 2017-01-29 | 1 | OFF | 24.61 | 3.81 | 0.27 | 0 | 0.14 | 0 | 0 | 0.07 | -0.31 | -0.05 | 0 | 0.28 | 0.27 | 0.23 | 29.32 | 1057.316 | 0.41
D | 4002 | 2017-01-29 | 2 | OFF | 26.58 | 3.81 | 0.27 | 0 | 0.2 | 0 | 0 | 0.08 | -0.27 | -0.05 | 0 | 0.28 | 0.27 | 0.23 | 31.4 | 1018.481 | 0.47
D | 4002 | 2017-01-29 | 3 | OFF | 25.15 | 3.81 | 0.27 | 0 | 0.14 | 0 | 0 | 0.06 | -0.23 | -0.05 | 0 | 0.28 | 0.27 | 0.23 | 29.93 | 997.651 | 0.41
D | 4002 | 2017-01-29 | 4 | OFF | 26.82 | 3.81 | 0.27 | 0 | 0.15 | 0 | 0 | 0.06 | -0.25 | -0.05 | 0 | 0.28 | 0.27 | 0.23 | 31.59 | 993.385 | 0.42
D | 4002 | 2017-01-29 | 5 | OFF | 30.21 | 3.81 | 0.27 | 0 | 0.31 | 0 | 0 | 0.05 | -0.27 | -0.05 | 0 | 0.28 | 0.27 | 0.23 | 35.11 | 1006.509 | 0.58
D | 4002 | 2017-01-29 | 6 | OFF | 17.62 | 3.81 | 0.27 | 0 | 0.35 | 0 | 0 | 0.07 | -0.25 | -0.05 | 0 | 0.28 | 0.27 | 0.23 | 22.6 | 1043.292 | 0.62
D | 4002 | 2017-01-29 | 7 | OFF | 25.15 | 3.81 | 0.27 | 0 | 0.31 | 0 | 0 | 0.05 | -0.23 | -0.05 | 0 | 0.28 | 0.27 | 0.23 | 30.09 | 1100.677 | 0.58
D | 4002 | 2017-01-29 | 8 | OFF | 26.94 | 3.81 | 0.27 | 0 | 0.19 | 0 | 0 | 0.04 | -0.22 | -0.05 | 0 | 0.28 | 0.27 | 0.23 | 31.76 | 1177.479 | 0.46
D | 4002 | 2017-01-29 | 9 | OFF | 30.6 | 3.81 | 0.27 | 0 | 0.12 | 0 | 0 | 0.08 | -0.32 | -0.05 | 0 | 0.28 | 0.27 | 0.23 | 35.29 | 1261.377 | 0.39
D | 4002 | 2017-01-29 | 10 | OFF | 24.67 | 3.81 | 0.27 | 0 | 0.27 | 0 | 0 | 0.02 | -0.29 | -0.05 | 0 | 0.28 | 0.27 | 0.23 | 29.48 | 1307.929 | 0.54
D | 4002 | 2017-01-29 | 11 | OFF | 11.31 | 3.81 | 0.27 | 0 | 0.3 | 0 | 0 | 0.05 | -0.26 | -0.05 | 0 | 0.28 | 0.27 | 0.23 | 16.21 | 1319.613 | 0.57
D | 4002 | 2017-01-29 | 12 | OFF | 16.73 | 3.81 | 0.27 | 0 | 0.2 | 0 | 0 | 0.02 | -0.24 | -0.05 | 0 | 0.28 | 0.27 | 0.23 | 21.52 | 1333.004 | 0.47
D | 4002 | 2017-01-29 | 13 | OFF | 32.41 | 3.81 | 0.27 | 0 | 0.25 | 0 | 0 | 0.01 | -0.28 | -0.05 | 0 | 0.28 | 0.27 | 0.23 | 37.2 | 1345.989 | 0.52
D | 4002 | 2017-01-29 | 14 | OFF | 32.3 | 3.81 | 0.27 | 0 | 0.16 | 0 | 0 | 0.05 | -0.27 | -0.05 | 0 | 0.28 | 0.27 | 0.23 | 37.05 | 1335.289 | 0.43
D | 4002 | 2017-01-29 | 15 | OFF | 30.58 | 3.81 | 0.27 | 0 | 0.18 | 0 | 0 | 0.05 | -0.27 | -0.05 | 0 | 0.28 | 0.27 | 0.23 | 35.35 | 1329.015 | 0.45
D | 4002 | 2017-01-29 | 16 | OFF | 31.4 | 3.81 | 0.27 | 0 | 0.16 | 0 | 0 | 0.01 | -0.27 | -0.05 | 0 | 0.28 | 0.27 | 0.23 | 36.11 | 1336.558 | 0.43
D | 4002 | 2017-01-29 | 17 | OFF | 36.48 | 3.81 | 0.27 | 0 | 0.1 | 0 | 0 | 0 | -0.33 | -0.05 | 0 | 0.28 | 0.27 | 0.23 | 41.06 | 1404.64 | 0.37
D | 4002 | 2017-01-29 | 18 | OFF | 49.15 | 3.81 | 0.27 | 0 | 0.09 | 0 | 0 | 0.06 | -0.48 | -0.05 | 0 | 0.28 | 0.27 | 0.23 | 53.63 | 1540.241 | 0.36
D | 4002 | 2017-01-29 | 19 | OFF | 44.93 | 3.81 | 0.27 | 0 | 0.12 | 0 | 0 | 0.04 | -0.43 | -0.05 | 0 | 0.28 | 0.27 | 0.23 | 49.47 | 1544.708 | 0.39
D | 4002 | 2017-01-29 | 20 | OFF | 42.98 | 3.81 | 0.27 | 0 | 0.06 | 0 | 0 | 0.04 | -0.4 | -0.05 | 0 | 0.28 | 0.27 | 0.23 | 47.49 | 1493.819 | 0.33
D | 4002 | 2017-01-29 | 21 | OFF | 39.54 | 3.81 | 0.27 | 0 | 0.04 | 0 | 0 | 0.07 | -0.38 | -0.05 | 0 | 0.28 | 0.27 | 0.23 | 44.08 | 1419.126 | 0.31
D | 4002 | 2017-01-29 | 22 | OFF | 37.41 | 3.81 | 0.27 | 0 | 0.04 | 0 | 0 | 0.11 | -0.29 | -0.05 | 0 | 0.28 | 0.27 | 0.23 | 42.08 | 1316.313 | 0.31
D | 4002 | 2017-01-29 | 23 | OFF | 34.42 | 3.81 | 0.27 | 0 | 0.06 | 0 | 0 | 0.02 | -0.37 | -0.05 | 0 | 0.28 | 0.27 | 0.23 | 38.94 | 1204.912 | 0.33
D | 4002 | 2017-01-29 | 24 | OFF | 28.34 | 3.81 | 0.27 | 0 | 1.26 | 0 | 0 | 0.09 | -0.23 | -0.05 | 0 | 0.28 | 0.27 | 0.23 | 34.27 | 1117.843 | 1.53
D | 4002 | 2017-01-30 | 1 | OFF | 5.24 | 3.81 | 0.55 | 0 | 0.32 | 0 | 0 | 0 | -0.21 | -0.05 | 0 | 0.28 | 0.27 | 0.23 | 10.44 | 1069.802 | 0.87
D | 4002 | 2017-01-30 | 2 | OFF | 30.8 | 3.81 | 0.55 | 0 | 0.14 | 0 | 0 | 0.04 | -0.26 | -0.05 | 0 | 0.28 | 0.27 | 0.23 | 35.81 | 1048.384 | 0.69
D | 4002 | 2017-01-30 | 3 | OFF | 30.62 | 3.81 | 0.55 | 0 | 0.12 | 0 | 0 | 0.01 | -0.23 | -0.05 | 0 | 0.28 | 0.27 | 0.23 | 35.61 | 1042.917 | 0.67
D | 4002 | 2017-01-30 | 4 | OFF | 30.43 | 3.81 | 0.55 | 0 | 0.13 | 0 | 0 | 0.03 | -0.26 | -0.05 | 0 | 0.28 | 0.27 | 0.23 | 35.42 | 1056.881 | 0.68
D | 4002 | 2017-01-30 | 5 | OFF | 28.72 | 3.81 | 0.55 | 0 | 0.12 | 0 | 0 | 0.07 | -0.29 | -0.05 | 0 | 0.28 | 0.27 | 0.23 | 33.71 | 1111.045 | 0.67
D | 4002 | 2017-01-30 | 6 | OFF | 34.7 | 3.81 | 0.55 | 0 | 0.05 | 0 | 0.23 | 0.06 | -0.33 | -0.05 | 0 | 0.28 | 0.27 | 0.23 | 39.8 | 1240.951 | 0.83
D | 4002 | 2017-01-30 | 7 | OFF | 38.96 | 3.81 | 0.55 | 0 | 0.19 | 0 | 0.03 | -0.02 | -0.38 | -0.05 | 0 | 0.28 | 0.27 | 0.23 | 43.87 | 1437.592 | 0.77
D | 4002 | 2017-01-30 | 8 | ON | 46.03 | 3.81 | 0.55 | 0 | 0.93 | 0.53 | 0 | 0.06 | -0.42 | -0.05 | 0 | 0.28 | 0.27 | 0.23 | 52.22 | 1523.244 | 2.01
D | 4002 | 2017-01-30 | 9 | ON | 37.38 | 3.81 | 0.55 | 0 | 0.17 | 0.52 | 0.04 | 0.05 | -0.35 | -0.05 | 0 | 0.28 | 0.27 | 0.23 | 42.9 | 1521.512 | 1.28
D | 4002 | 2017-01-30 | 10 | ON | 34.89 | 3.81 | 0.55 | 0 | 0.13 | 0.53 | 0 | 0.07 | -0.32 | -0.05 | 0 | 0.28 | 0.27 | 0.23 | 40.39 | 1505.505 | 1.21
D | 4002 | 2017-01-30 | 11 | ON | 33.26 | 3.81 | 0.55 | 0 | 0.07 | 0.54 | 0 | 0.05 | -0.3 | -0.05 | 0 | 0.28 | 0.27 | 0.23 | 38.71 | 1489.551 | 1.16
D | 4002 | 2017-01-30 | 12 | ON | 32.82 | 3.81 | 0.55 | 0 | 0.05 | 0.54 | 0 | 0.09 | -0.3 | -0.05 | 0 | 0.28 | 0.27 | 0.23 | 38.29 | 1482.016 | 1.14
D | 4002 | 2017-01-30 | 13 | ON | 32.87 | 3.81 | 0.55 | 0 | 0.05 | 0.55 | 0 | 0.09 | -0.28 | -0.05 | 0 | 0.28 | 0.27 | 0.23 | 38.37 | 1468.707 | 1.15
D | 4002 | 2017-01-30 | 14 | ON | 32.23 | 3.81 | 0.55 | 0 | 0.05 | 0.55 | 0 | 0.1 | -0.31 | -0.05 | 0 | 0.28 | 0.27 | 0.23 | 37.71 | 1466.259 | 1.15
D | 4002 | 2017-01-30 | 15 | ON | 30.97 | 3.81 | 0.55 | 0 | 0.07 | 0.55 | 0 | 0.1 | -0.29 | -0.05 | 0 | 0.28 | 0.27 | 0.23 | 36.49 | 1453.713 | 1.17
D | 4002 | 2017-01-30 | 16 | ON | 32.09 | 3.81 | 0.55 | 0 | 0.05 | 0.55 | 0 | 0.11 | -0.28 | -0.05 | 0 | 0.28 | 0.27 | 0.23 | 37.61 | 1459.27 | 1.15
D | 4002 | 2017-01-30 | 17 | ON | 34.21 | 3.81 | 0.55 | 0 | 0.07 | 0.52 | 0 | 0.08 | -0.31 | -0.05 | 0 | 0.28 | 0.27 | 0.23 | 39.66 | 1522.366 | 1.14
D | 4002 | 2017-01-30 | 18 | ON | 38.84 | 3.81 | 0.55 | 0 | 0.05 | 0.48 | 0 | 0.13 | -0.51 | -0.05 | 0.01 | 0.28 | 0.27 | 0.23 | 44.09 | 1661.008 | 1.09
D | 4002 | 2017-01-30 | 19 | ON | 39.58 | 3.81 | 0.55 | 0 | 0.06 | 0.48 | 0 | 0.12 | -0.45 | -0.05 | 0 | 0.28 | 0.27 | 0.23 | 44.88 | 1681.514 | 1.09
D | 4002 | 2017-01-30 | 20 | ON | 38.94 | 3.81 | 0.55 | 0 | 0.1 | 0.49 | 0 | 0.1 | -0.42 | -0.05 | 0 | 0.28 | 0.27 | 0.23 | 44.3 | 1636.978 | 1.14
D | 4002 | 2017-01-30 | 21 | ON | 37.63 | 3.81 | 0.55 | 0 | 0.12 | 0.51 | 0.02 | 0.11 | -0.34 | -0.05 | 0 | 0.28 | 0.27 | 0.23 | 43.14 | 1562.275 | 1.2
D | 4002 | 2017-01-30 | 22 | ON | 34.13 | 3.81 | 0.55 | 0 | 0.29 | 0.54 | 0 | 0.1 | -0.31 | -0.05 | 0 | 0.28 | 0.27 | 0.23 | 39.84 | 1447.133 | 1.38
D | 4002 | 2017-01-30 | 23 | ON | 28.76 | 3.81 | 0.55 | 0 | 0.12 | 0.59 | 0 | 0.1 | -0.33 | -0.05 | 0 | 0.28 | 0.27 | 0.23 | 34.33 | 1318.498 | 1.26
D | 4002 | 2017-01-30 | 24 | OFF | 28.49 | 3.81 | 0.55 | 0 | 0.11 | 0 | 0 | 0.03 | -0.24 | -0.05 | 0 | 0.28 | 0.27 | 0.23 | 33.48 | 1217.503 | 0.66
D | 4002 | 2017-01-31 | 1 | OFF | 35.68 | 3.81 | 0.78 | 0 | 0.08 | 0 | 0 | -0.03 | -0.42 | -0.05 | 0 | 0.28 | 0.27 | 0.23 | 40.63 | 1163.338 | 0.86
D | 4002 | 2017-01-31 | 2 | OFF | 33.94 | 3.81 | 0.78 | 0 | 0.03 | 0 | 0 | 0.06 | -0.33 | -0.05 | 0 | 0.28 | 0.27 | 0.23 | 39.02 | 1143.149 | 0.81
D | 4002 | 2017-01-31 | 3 | OFF | 29.49 | 3.81 | 0.78 | 0 | 0.09 | 0 | 0 | 0.05 | -0.36 | -0.05 | 0 | 0.28 | 0.27 | 0.23 | 34.59 | 1136.252 | 0.87
D | 4002 | 2017-01-31 | 4 | OFF | 30.48 | 3.81 | 0.78 | 0 | 0.05 | 0 | 0 | 0.07 | -0.35 | -0.05 | 0 | 0.28 | 0.27 | 0.23 | 35.57 | 1148.207 | 0.83
D | 4002 | 2017-01-31 | 5 | OFF | 30.89 | 3.81 | 0.78 | 0 | 0.05 | 0 | 0 | 0.07 | -0.34 | -0.05 | 0 | 0.28 | 0.27 | 0.23 | 35.99 | 1194.452 | 0.83
D | 4002 | 2017-01-31 | 6 | OFF | 38.25 | 3.81 | 0.78 | 0 | 0.25 | 0 | 0.01 | 0.04 | -0.26 | -0.05 | 0 | 0.28 | 0.27 | 0.23 | 43.61 | 1320.726 | 1.04
D | 4002 | 2017-01-31 | 7 | OFF | 56.69 | 3.81 | 0.78 | 0 | 0.53 | 0 | 0.16 | 0.09 | -0.41 | -0.05 | 0 | 0.28 | 0.27 | 0.23 | 62.38 | 1514.466 | 1.47
D | 4002 | 2017-01-31 | 8 | ON | 54.15 | 3.81 | 0.78 | 0 | 0.66 | 0.49 | 0 | 0.07 | -0.41 | -0.05 | 0 | 0.28 | 0.27 | 0.23 | 60.28 | 1588.747 | 1.93
D | 4002 | 2017-01-31 | 9 | ON | 42.15 | 3.81 | 0.78 | 0 | 0.18 | 0.46 | 0 | 0.08 | -0.37 | -0.05 | 0 | 0.28 | 0.27 | 0.23 | 47.82 | 1577.956 | 1.42
D | 4002 | 2017-01-31 | 10 | ON | 42.11 | 3.81 | 0.78 | 0 | 0.19 | 0.47 | 0 | 0.05 | -0.34 | -0.05 | 0 | 0.28 | 0.27 | 0.23 | 47.8 | 1555.588 | 1.44
D | 4002 | 2017-01-31 | 11 | ON | 38.09 | 3.81 | 0.78 | 0 | 0.06 | 0.48 | 0 | 0.09 | -0.32 | -0.05 | 0 | 0.28 | 0.27 | 0.23 | 43.72 | 1539.324 | 1.32
D | 4002 | 2017-01-31 | 12 | ON | 40.41 | 3.81 | 0.78 | 0 | 0.11 | 0.48 | 0.05 | 0.07 | -0.3 | -0.05 | 0 | 0.28 | 0.27 | 0.23 | 46.14 | 1524.374 | 1.42
D | 4002 | 2017-01-31 | 13 | ON | 40.39 | 3.81 | 0.78 | 0 | 0.13 | 0.49 | 0 | 0.11 | -0.26 | -0.05 | 0 | 0.28 | 0.27 | 0.23 | 46.18 | 1510.587 | 1.4
D | 4002 | 2017-01-31 | 14 | ON | 40.76 | 3.81 | 0.78 | 0 | 0.13 | 0.51 | 0 | 0.11 | -0.24 | -0.05 | 0 | 0.28 | 0.27 | 0.23 | 46.59 | 1510.972 | 1.42
D | 4002 | 2017-01-31 | 15 | ON | 41.34 | 3.81 | 0.78 | 0 | 0.12 | 0.51 | 0 | 0.12 | -0.16 | -0.05 | 0 | 0.28 | 0.27 | 0.23 | 47.25 | 1500.762 | 1.41
D | 4002 | 2017-01-31 | 16 | ON | 39.87 | 3.81 | 0.78 | 0 | 0.08 | 0.51 | 0 | 0.2 | -0.22 | -0.05 | 0 | 0.28 | 0.27 | 0.23 | 45.76 | 1511.524 | 1.37
D | 4002 | 2017-01-31 | 17 | ON | 44.04 | 3.81 | 0.78 | 0 | 0.05 | 0.48 | 0.1 | 0.11 | -0.23 | -0.05 | 0 | 0.28 | 0.27 | 0.23 | 49.87 | 1570.13 | 1.41
D | 4002 | 2017-01-31 | 18 | ON | 44.33 | 3.81 | 0.78 | 0 | 0.09 | 0.45 | 0 | 0.18 | -0.16 | -0.05 | 0 | 0.28 | 0.27 | 0.23 | 50.21 | 1694.358 | 1.32
D | 4002 | 2017-01-31 | 19 | ON | 42.02 | 3.81 | 0.78 | 0 | 0.07 | 0.45 | 0 | 0.15 | -0.26 | -0.05 | 0 | 0.28 | 0.27 | 0.23 | 47.75 | 1706.856 | 1.3
D | 4002 | 2017-01-31 | 20 | ON | 51.98 | 3.81 | 0.78 | 0 | 0.37 | 0.47 | 0.07 | 0.12 | -0.23 | -0.05 | 0 | 0.28 | 0.27 | 0.23 | 58.1 | 1656.865 | 1.69
D | 4002 | 2017-01-31 | 21 | ON | 42.17 | 3.81 | 0.78 | 0 | 0.11 | 0.5 | 0 | 0.12 | -0.18 | -0.05 | 0 | 0.28 | 0.27 | 0.23 | 48.04 | 1585.252 | 1.39
D | 4002 | 2017-01-31 | 22 | ON | 39.33 | 3.81 | 0.78 | 0 | 0.1 | 0.53 | 0 | 0.07 | -0.15 | -0.05 | 0 | 0.28 | 0.27 | 0.23 | 45.2 | 1467.721 | 1.41
D | 4002 | 2017-01-31 | 23 | ON | 38.03 | 3.81 | 0.78 | 0 | 0.42 | 0.58 | 0 | 0.14 | -0.16 | -0.05 | 0 | 0.28 | 0.27 | 0.23 | 44.33 | 1333.066 | 1.78
D | 4002 | 2017-01-31 | 24 | OFF | 38.12 | 3.81 | 0.78 | 0 | 0.34 | 0 | 0 | 0.15 | -0.16 | -0.05 | 0 | 0.28 | 0.27 | 0.23 | 43.77 | 1220.408 | 1.12
T | 744 lines

## whlsecost_hourly_4002_201702
C | Hourly Wholesale Load Cost Report
C | Filename: whlsecost_hourly_4002_201702.csv
C | Report for: 02 2017
C | Report generated: 04/03/2017 11:41:08 EDT
H | Location ID | Local Date | Local Hour | OnOffPeak | RTLMP | Capacity | First Contingency | Second Contingency | Regulation | Forward Reserves | Real-Time Reserves | Inadvertent | Marginal Loss Rev Fund | Auction Rev Rights | Price Responsive Demand Cost | ISO Sched 2 | ISO Sched 3 | NEPOOL Exp | Total Cost | RTLO | Total Ancillary & NCPC
H | Number | Date | Number | String | Number | Number | Number | Number | Number | Number | Number | Number | Number | Number | Number | Number | Number | Number | Number | Number
D | 4002 | 2017-02-01 | 1 | OFF | 36.69 | 4.28 | 0.63 | 0 | 0.04 | 0 | 0 | 0.04 | -0.19 | -0.05 | 0 | 0.32 | 0.33 | 0.23 | 42.32 | 1156.552 | 0.67
D | 4002 | 2017-02-01 | 2 | OFF | 35.28 | 4.28 | 0.63 | 0 | 0.03 | 0 | 0 | 0.07 | -0.14 | -0.05 | 0 | 0.32 | 0.33 | 0.23 | 40.98 | 1123.739 | 0.66
D | 4002 | 2017-02-01 | 3 | OFF | 35.85 | 4.28 | 0.63 | 0 | 0.02 | 0 | 0 | 0.03 | -0.13 | -0.05 | 0 | 0.32 | 0.33 | 0.23 | 41.51 | 1119.519 | 0.65
D | 4002 | 2017-02-01 | 4 | OFF | 36.23 | 4.28 | 0.63 | 0 | 0.06 | 0 | 0 | 0.03 | -0.13 | -0.05 | 0 | 0.32 | 0.33 | 0.23 | 41.93 | 1135.416 | 0.69
D | 4002 | 2017-02-01 | 5 | OFF | 37.39 | 4.28 | 0.63 | 0 | 0.08 | 0 | 0 | 0 | -0.14 | -0.05 | 0 | 0.32 | 0.33 | 0.23 | 43.07 | 1168.901 | 0.71
D | 4002 | 2017-02-01 | 6 | OFF | 44.26 | 4.28 | 0.63 | 0 | 0.48 | 0 | 0 | 0.03 | -0.14 | -0.05 | 0 | 0.32 | 0.33 | 0.23 | 50.37 | 1279.372 | 1.11
D | 4002 | 2017-02-01 | 7 | OFF | 61.14 | 4.28 | 0.63 | 0 | 0.46 | 0 | 0.03 | 0.07 | -0.34 | -0.05 | 0 | 0.32 | 0.33 | 0.23 | 67.1 | 1446.376 | 1.12
D | 4002 | 2017-02-01 | 8 | ON | 48.39 | 4.28 | 0.63 | 0 | 0.53 | 0.54 | 0.1 | 0.05 | -0.48 | -0.05 | 0 | 0.32 | 0.33 | 0.23 | 54.87 | 1532.111 | 1.8
D | 4002 | 2017-02-01 | 9 | ON | 53.5 | 4.28 | 0.63 | 0 | 0.27 | 0.54 | 0.04 | 0.03 | -0.28 | -0.05 | 0.01 | 0.32 | 0.33 | 0.23 | 59.85 | 1559.076 | 1.49
D | 4002 | 2017-02-01 | 10 | ON | 49.3 | 4.28 | 0.63 | 0 | 0.09 | 0.54 | 0 | 0 | -0.27 | -0.05 | 0 | 0.32 | 0.33 | 0.23 | 55.4 | 1563.301 | 1.26
D | 4002 | 2017-02-01 | 11 | ON | 53.77 | 4.28 | 0.63 | 0 | 0.16 | 0.54 | 0.05 | 0.13 | -0.28 | -0.05 | 0.02 | 0.32 | 0.33 | 0.23 | 60.13 | 1562.545 | 1.4
D | 4002 | 2017-02-01 | 12 | ON | 36.16 | 4.28 | 0.63 | 0 | 0.07 | 0.55 | 0 | 0.04 | -0.23 | -0.05 | 0 | 0.32 | 0.33 | 0.23 | 42.33 | 1538.927 | 1.25
D | 4002 | 2017-02-01 | 13 | ON | 35.57 | 4.28 | 0.63 | 0 | 0.06 | 0.56 | 0 | 0.08 | -0.25 | -0.05 | 0 | 0.32 | 0.33 | 0.23 | 41.76 | 1501.794 | 1.25
D | 4002 | 2017-02-01 | 14 | ON | 32.87 | 4.28 | 0.63 | 0 | 0.06 | 0.57 | 0 | 0.04 | -0.23 | -0.05 | 0 | 0.32 | 0.33 | 0.23 | 39.05 | 1486.043 | 1.26
D | 4002 | 2017-02-01 | 15 | ON | 32.36 | 4.28 | 0.63 | 0 | 0.1 | 0.58 | 0 | 0.06 | -0.2 | -0.05 | 0 | 0.32 | 0.33 | 0.23 | 38.64 | 1474.389 | 1.31
D | 4002 | 2017-02-01 | 16 | ON | 31.44 | 4.28 | 0.63 | 0 | 0.09 | 0.57 | 0 | 0.04 | -0.22 | -0.05 | 0 | 0.32 | 0.33 | 0.23 | 37.66 | 1473.927 | 1.29
D | 4002 | 2017-02-01 | 17 | ON | 34.12 | 4.28 | 0.63 | 0 | 0.09 | 0.55 | 0 | -0.02 | -0.29 | -0.05 | 0 | 0.32 | 0.33 | 0.23 | 40.19 | 1523.544 | 1.27
D | 4002 | 2017-02-01 | 18 | ON | 42.42 | 4.28 | 0.63 | 0 | 0.07 | 0.52 | 0 | 0 | -0.43 | -0.05 | 0 | 0.32 | 0.33 | 0.23 | 48.32 | 1649.107 | 1.22
D | 4002 | 2017-02-01 | 19 | ON | 43.86 | 4.28 | 0.63 | 0 | 0.13 | 0.51 | 0 | 0.05 | -0.44 | -0.05 | 0 | 0.32 | 0.33 | 0.23 | 49.85 | 1665.486 | 1.27
D | 4002 | 2017-02-01 | 20 | ON | 36.36 | 4.28 | 0.63 | 0 | 0.08 | 0.52 | 0 | 0.02 | -0.35 | -0.05 | 0 | 0.32 | 0.33 | 0.23 | 42.37 | 1621.465 | 1.23
D | 4002 | 2017-02-01 | 21 | ON | 32.67 | 4.28 | 0.63 | 0 | 0.07 | 0.54 | 0 | 0.08 | -0.35 | -0.05 | 0 | 0.32 | 0.33 | 0.23 | 38.75 | 1547.363 | 1.24
D | 4002 | 2017-02-01 | 22 | ON | 30.53 | 4.28 | 0.63 | 0 | 0.14 | 0.58 | 0 | 0.02 | -0.27 | -0.05 | 0 | 0.32 | 0.33 | 0.23 | 36.74 | 1433.772 | 1.35
D | 4002 | 2017-02-01 | 23 | ON | 25.75 | 4.28 | 0.63 | 0 | 0.11 | 0.63 | 0 | 0.06 | -0.24 | -0.05 | 0 | 0.32 | 0.33 | 0.23 | 32.05 | 1303.147 | 1.37
D | 4002 | 2017-02-01 | 24 | OFF | 27.47 | 4.28 | 0.63 | 0 | 0.29 | 0 | 0 | 0 | -0.19 | -0.05 | 0 | 0.32 | 0.33 | 0.23 | 33.31 | 1197.847 | 0.92
D | 4002 | 2017-02-02 | 1 | OFF | 21.85 | 4.28 | 0.92 | 0 | 0.37 | 0 | 0 | 0 | -0.22 | -0.05 | 0 | 0.32 | 0.33 | 0.23 | 28.03 | 1139.401 | 1.29
D | 4002 | 2017-02-02 | 2 | OFF | 23.85 | 4.28 | 0.92 | 0 | 0.17 | 0 | 0 | 0.06 | -0.25 | -0.05 | 0 | 0.32 | 0.33 | 0.23 | 29.86 | 1111.311 | 1.09
D | 4002 | 2017-02-02 | 3 | OFF | 29.87 | 4.28 | 0.92 | 0 | 0.15 | 0 | 0 | 0.02 | -0.25 | -0.05 | 0 | 0.32 | 0.33 | 0.23 | 35.82 | 1102.34 | 1.07
D | 4002 | 2017-02-02 | 4 | OFF | 30.03 | 4.28 | 0.92 | 0 | 0.16 | 0 | 0 | 0.02 | -0.24 | -0.05 | 0 | 0.32 | 0.33 | 0.23 | 36 | 1111.115 | 1.08
D | 4002 | 2017-02-02 | 5 | OFF | 29.96 | 4.28 | 0.92 | 0 | 0.16 | 0 | 0 | 0.03 | -0.23 | -0.05 | 0 | 0.32 | 0.33 | 0.23 | 35.95 | 1158.008 | 1.08
D | 4002 | 2017-02-02 | 6 | OFF | 37.15 | 4.28 | 0.92 | 0 | 1.07 | 0 | 0 | 0.03 | -0.25 | -0.05 | 0 | 0.32 | 0.33 | 0.23 | 44.03 | 1281.47 | 1.99
D | 4002 | 2017-02-02 | 7 | OFF | 53.87 | 4.28 | 0.92 | 0 | 1.03 | 0 | 0.15 | 0.13 | -0.37 | -0.05 | 0 | 0.32 | 0.33 | 0.23 | 60.84 | 1476.04 | 2.1
D | 4002 | 2017-02-02 | 8 | ON | 48.91 | 4.28 | 0.92 | 0 | 0.54 | 0.55 | 0 | 0.08 | -0.44 | -0.05 | 0 | 0.32 | 0.33 | 0.23 | 55.67 | 1555.281 | 2.01
D | 4002 | 2017-02-02 | 9 | ON | 46.46 | 4.28 | 0.92 | 0 | 0.31 | 0.55 | 0 | 0.02 | -0.3 | -0.05 | 0 | 0.32 | 0.33 | 0.23 | 53.07 | 1547.355 | 1.78
D | 4002 | 2017-02-02 | 10 | ON | 38.11 | 4.28 | 0.92 | 0 | 0.2 | 0.55 | 0 | 0.05 | -0.25 | -0.05 | 0 | 0.32 | 0.33 | 0.23 | 44.69 | 1528.374 | 1.67
D | 4002 | 2017-02-02 | 11 | ON | 40.36 | 4.28 | 0.92 | 0 | 0.14 | 0.57 | 0 | 0.05 | -0.26 | -0.05 | 0 | 0.32 | 0.33 | 0.23 | 46.89 | 1519.776 | 1.63
D | 4002 | 2017-02-02 | 12 | ON | 38.05 | 4.28 | 0.92 | 0 | 0.06 | 0.58 | 0 | 0.02 | -0.26 | -0.05 | 0 | 0.32 | 0.33 | 0.23 | 44.48 | 1512.284 | 1.56
D | 4002 | 2017-02-02 | 13 | ON | 36.69 | 4.28 | 0.92 | 0 | 0.09 | 0.58 | 0 | 0.1 | -0.25 | -0.05 | 0 | 0.32 | 0.33 | 0.23 | 43.24 | 1496.762 | 1.59
D | 4002 | 2017-02-02 | 14 | ON | 33.03 | 4.28 | 0.92 | 0 | 0.24 | 0.58 | 0 | 0.04 | -0.25 | -0.05 | 0 | 0.32 | 0.33 | 0.23 | 39.67 | 1501.925 | 1.74
D | 4002 | 2017-02-02 | 15 | ON | 32.7 | 4.28 | 0.92 | 0 | 0.12 | 0.58 | 0 | 0.08 | -0.26 | -0.05 | 0 | 0.32 | 0.33 | 0.23 | 39.25 | 1497.4 | 1.62
D | 4002 | 2017-02-02 | 16 | ON | 33.76 | 4.28 | 0.92 | 0 | 0.22 | 0.58 | 0 | 0.06 | -0.26 | -0.05 | 0 | 0.32 | 0.33 | 0.23 | 40.39 | 1490.774 | 1.72
D | 4002 | 2017-02-02 | 17 | ON | 37.17 | 4.28 | 0.92 | 0 | 0.08 | 0.55 | 0 | 0.03 | -0.29 | -0.05 | 0 | 0.32 | 0.33 | 0.23 | 43.57 | 1543.328 | 1.55
D | 4002 | 2017-02-02 | 18 | ON | 42.97 | 4.28 | 0.92 | 0 | 0.11 | 0.51 | 0.01 | 0.1 | -0.42 | -0.05 | -0.01 | 0.32 | 0.33 | 0.23 | 49.3 | 1671.903 | 1.54
D | 4002 | 2017-02-02 | 19 | ON | 49.09 | 4.28 | 0.92 | 0 | 0.17 | 0.51 | 0 | 0.08 | -0.46 | -0.05 | 0 | 0.32 | 0.33 | 0.23 | 55.42 | 1695.271 | 1.6
D | 4002 | 2017-02-02 | 20 | ON | 46.51 | 4.28 | 0.92 | 0 | 0.06 | 0.52 | 0 | 0.05 | -0.41 | -0.05 | 0 | 0.32 | 0.33 | 0.23 | 52.76 | 1656.595 | 1.5
D | 4002 | 2017-02-02 | 21 | ON | 38.67 | 4.28 | 0.92 | 0 | 0.05 | 0.53 | 0 | 0.06 | -0.32 | -0.05 | 0 | 0.32 | 0.33 | 0.23 | 45.02 | 1588.993 | 1.5
D | 4002 | 2017-02-02 | 22 | ON | 37.98 | 4.28 | 0.92 | 0 | 0.12 | 0.57 | 0 | 0.01 | -0.33 | -0.05 | 0 | 0.32 | 0.33 | 0.23 | 44.38 | 1479.439 | 1.61
D | 4002 | 2017-02-02 | 23 | ON | 29.2 | 4.28 | 0.92 | 0 | 0.46 | 0.62 | 0 | 0.13 | -0.28 | -0.05 | 0 | 0.32 | 0.33 | 0.23 | 36.16 | 1348.368 | 2
D | 4002 | 2017-02-02 | 24 | OFF | 7.76 | 4.28 | 0.92 | 0 | 0.24 | 0 | 0 | 0.03 | -0.14 | -0.05 | 0 | 0.32 | 0.33 | 0.23 | 13.92 | 1236.51 | 1.16
D | 4002 | 2017-02-03 | 1 | OFF | 17.21 | 4.28 | 0.18 | 0 | 0.24 | 0 | 0 | 0.06 | -0.21 | -0.05 | 0 | 0.32 | 0.33 | 0.23 | 22.59 | 1170.043 | 0.42
D | 4002 | 2017-02-03 | 2 | OFF | 12.45 | 4.28 | 0.18 | 0 | 0.14 | 0 | 0 | 0.06 | -0.27 | -0.05 | 0 | 0.32 | 0.33 | 0.23 | 17.67 | 1139.676 | 0.32
D | 4002 | 2017-02-03 | 3 | OFF | 23.22 | 4.28 | 0.18 | 0 | 0.17 | 0 | 0 | 0.02 | -0.25 | -0.05 | 0 | 0.32 | 0.33 | 0.23 | 28.45 | 1126.797 | 0.35
D | 4002 | 2017-02-03 | 4 | OFF | 30.19 | 4.28 | 0.18 | 0 | 0.23 | 0 | 0 | 0.02 | -0.29 | -0.05 | 0 | 0.32 | 0.33 | 0.23 | 35.44 | 1136.319 | 0.41
D | 4002 | 2017-02-03 | 5 | OFF | 30.18 | 4.28 | 0.18 | 0 | 0.23 | 0 | 0 | 0.07 | -0.3 | -0.05 | 0 | 0.32 | 0.33 | 0.23 | 35.47 | 1181.533 | 0.41
D | 4002 | 2017-02-03 | 6 | OFF | 16.95 | 4.28 | 0.18 | 0 | 0.37 | 0 | 0 | 0.04 | -0.3 | -0.05 | 0 | 0.32 | 0.33 | 0.23 | 22.35 | 1294.067 | 0.55
D | 4002 | 2017-02-03 | 7 | OFF | 35.17 | 4.28 | 0.18 | 0 | 0.8 | 0 | 0 | 0.11 | -0.39 | -0.05 | 0 | 0.32 | 0.33 | 0.23 | 40.98 | 1479.609 | 0.98
D | 4002 | 2017-02-03 | 8 | ON | 29.1 | 4.28 | 0.18 | 0 | 0.68 | 0.54 | 0 | 0.04 | -0.35 | -0.05 | 0 | 0.32 | 0.33 | 0.23 | 35.3 | 1555.598 | 1.4
D | 4002 | 2017-02-03 | 9 | ON | 35.18 | 4.28 | 0.18 | 0 | 0.38 | 0.54 | 0 | 0.06 | -0.32 | -0.05 | 0 | 0.32 | 0.33 | 0.23 | 41.13 | 1549.427 | 1.1
D | 4002 | 2017-02-03 | 10 | ON | 26.8 | 4.28 | 0.18 | 0 | 0.4 | 0.55 | 0 | 0.05 | -0.31 | -0.05 | 0 | 0.32 | 0.33 | 0.23 | 32.78 | 1532.143 | 1.13
D | 4002 | 2017-02-03 | 11 | ON | 36.01 | 4.28 | 0.18 | 0 | 0.19 | 0.55 | 0 | 0.03 | -0.29 | -0.05 | 0 | 0.32 | 0.33 | 0.23 | 41.78 | 1528.657 | 0.92
D | 4002 | 2017-02-03 | 12 | ON | 36.74 | 4.28 | 0.18 | 0 | 0.07 | 0.56 | 0 | 0.07 | -0.31 | -0.05 | 0 | 0.32 | 0.33 | 0.23 | 42.42 | 1520.644 | 0.81
D | 4002 | 2017-02-03 | 13 | ON | 33.34 | 4.28 | 0.18 | 0 | 0.16 | 0.57 | 0 | 0.04 | -0.3 | -0.05 | 0 | 0.32 | 0.33 | 0.23 | 39.1 | 1499.106 | 0.91
D | 4002 | 2017-02-03 | 14 | ON | 32.89 | 4.28 | 0.18 | 0 | 0.19 | 0.57 | 0 | 0.06 | -0.31 | -0.05 | 0 | 0.32 | 0.33 | 0.23 | 38.69 | 1484.472 | 0.94
D | 4002 | 2017-02-03 | 15 | ON | 30.53 | 4.28 | 0.18 | 0 | 0.12 | 0.58 | 0 | 0.06 | -0.31 | -0.05 | 0 | 0.32 | 0.33 | 0.23 | 36.27 | 1469.719 | 0.88
D | 4002 | 2017-02-03 | 16 | ON | 32.25 | 4.28 | 0.18 | 0 | 0.12 | 0.57 | 0 | 0.08 | -0.29 | -0.05 | 0 | 0.32 | 0.33 | 0.23 | 38.02 | 1479.981 | 0.87
D | 4002 | 2017-02-03 | 17 | ON | 33.88 | 4.28 | 0.18 | 0 | 0.18 | 0.55 | 0 | 0.06 | -0.31 | -0.05 | 0 | 0.32 | 0.33 | 0.23 | 39.65 | 1530.76 | 0.91
D | 4002 | 2017-02-03 | 18 | ON | 37.9 | 4.28 | 0.18 | 0 | 0.1 | 0.52 | 0 | 0.07 | -0.36 | -0.05 | 0 | 0.32 | 0.33 | 0.23 | 43.52 | 1629.125 | 0.8
D | 4002 | 2017-02-03 | 19 | ON | 37.55 | 4.28 | 0.18 | 0 | 0.08 | 0.52 | 0 | 0.07 | -0.37 | -0.05 | 0 | 0.32 | 0.33 | 0.23 | 43.14 | 1628.234 | 0.78
D | 4002 | 2017-02-03 | 20 | ON | 37.13 | 4.28 | 0.18 | 0 | 0.08 | 0.53 | 0 | 0.05 | -0.35 | -0.05 | 0 | 0.32 | 0.33 | 0.23 | 42.73 | 1582.518 | 0.79
D | 4002 | 2017-02-03 | 21 | ON | 36.02 | 4.28 | 0.18 | 0 | 0.09 | 0.55 | 0 | 0.04 | -0.33 | -0.05 | 0 | 0.32 | 0.33 | 0.23 | 41.66 | 1524.495 | 0.82
D | 4002 | 2017-02-03 | 22 | ON | 33.62 | 4.28 | 0.18 | 0 | 0.21 | 0.57 | 0 | 0.03 | -0.28 | -0.05 | 0 | 0.32 | 0.33 | 0.23 | 39.44 | 1438.886 | 0.96
D | 4002 | 2017-02-03 | 23 | ON | 28.85 | 4.28 | 0.18 | 0 | 0.19 | 0.61 | 0 | 0.05 | -0.25 | -0.05 | 0 | 0.32 | 0.33 | 0.23 | 34.74 | 1332.223 | 0.98
D | 4002 | 2017-02-03 | 24 | OFF | 33.12 | 4.28 | 0.18 | 0 | 0.2 | 0 | 0 | 0.05 | -0.26 | -0.05 | 0 | 0.32 | 0.33 | 0.23 | 38.4 | 1231.287 | 0.38
D | 4002 | 2017-02-04 | 1 | OFF | 30.98 | 4.28 | 0.14 | 0 | 0.23 | 0 | 0 | 0.12 | -0.34 | -0.05 | 0 | 0.32 | 0.33 | 0.23 | 36.24 | 1159.018 | 0.37
D | 4002 | 2017-02-04 | 2 | OFF | 31.1 | 4.28 | 0.14 | 0 | 0.05 | 0 | 0 | 0.13 | -0.28 | -0.05 | 0 | 0.32 | 0.33 | 0.23 | 36.25 | 1121.073 | 0.19
D | 4002 | 2017-02-04 | 3 | OFF | 31.78 | 4.28 | 0.14 | 0 | 0.08 | 0 | 0 | 0.08 | -0.3 | -0.05 | 0 | 0.32 | 0.33 | 0.23 | 36.89 | 1103.147 | 0.22
D | 4002 | 2017-02-04 | 4 | OFF | 29.52 | 4.28 | 0.14 | 0 | 0.06 | 0 | 0 | 0.06 | -0.3 | -0.05 | 0 | 0.32 | 0.33 | 0.23 | 34.59 | 1103.173 | 0.2
D | 4002 | 2017-02-04 | 5 | OFF | 31.48 | 4.28 | 0.14 | 0 | 0.24 | 0 | 0 | 0.03 | -0.31 | -0.05 | 0 | 0.32 | 0.33 | 0.23 | 36.69 | 1119.934 | 0.38
D | 4002 | 2017-02-04 | 6 | OFF | 34.07 | 4.28 | 0.14 | 0 | 0.1 | 0 | 0 | 0.1 | -0.3 | -0.05 | 0 | 0.32 | 0.33 | 0.23 | 39.22 | 1174.912 | 0.24
D | 4002 | 2017-02-04 | 7 | OFF | 33.09 | 4.28 | 0.14 | 0 | 0.13 | 0 | 0 | 0.05 | -0.3 | -0.05 | 0 | 0.32 | 0.33 | 0.23 | 38.22 | 1262.769 | 0.27
D | 4002 | 2017-02-04 | 8 | OFF | 35.87 | 4.28 | 0.14 | 0 | 0.41 | 0 | 0 | 0.03 | -0.3 | -0.05 | 0 | 0.32 | 0.33 | 0.23 | 41.26 | 1351.248 | 0.55
D | 4002 | 2017-02-04 | 9 | OFF | 33.2 | 4.28 | 0.14 | 0 | 0.17 | 0 | 0 | 0.04 | -0.33 | -0.05 | 0 | 0.32 | 0.33 | 0.23 | 38.33 | 1422.921 | 0.31
D | 4002 | 2017-02-04 | 10 | OFF | 30.28 | 4.28 | 0.14 | 0 | 0.11 | 0 | 0 | 0.06 | -0.33 | -0.05 | 0 | 0.32 | 0.33 | 0.23 | 35.37 | 1453.652 | 0.25
D | 4002 | 2017-02-04 | 11 | OFF | 28.29 | 4.28 | 0.14 | 0 | 0.24 | 0 | 0 | 0.07 | -0.25 | -0.05 | 0 | 0.32 | 0.33 | 0.23 | 33.6 | 1455.185 | 0.38
D | 4002 | 2017-02-04 | 12 | OFF | 11.81 | 4.28 | 0.14 | 0 | 0.12 | 0 | 0 | 0.02 | -0.18 | -0.05 | 0 | 0.32 | 0.33 | 0.23 | 17.02 | 1438.378 | 0.26
D | 4002 | 2017-02-04 | 13 | OFF | -31.27 | 4.28 | 0.14 | 0 | 0.44 | 0 | 0 | -0.01 | -0.12 | -0.05 | 0 | 0.32 | 0.33 | 0.23 | -25.71 | 1415.011 | 0.58
D | 4002 | 2017-02-04 | 14 | OFF | -15.72 | 4.28 | 0.14 | 0 | 0.34 | 0 | 0 | -0.01 | -0.2 | -0.05 | 0 | 0.32 | 0.33 | 0.23 | -10.34 | 1391.17 | 0.48
D | 4002 | 2017-02-04 | 15 | OFF | 19.67 | 4.28 | 0.14 | 0 | 0.11 | 0 | 0 | 0 | -0.15 | -0.05 | 0 | 0.32 | 0.33 | 0.23 | 24.88 | 1372.31 | 0.25
D | 4002 | 2017-02-04 | 16 | OFF | 13.69 | 4.28 | 0.14 | 0 | 0.2 | 0 | 0 | 0.02 | -0.21 | -0.05 | 0 | 0.32 | 0.33 | 0.23 | 18.95 | 1381.205 | 0.34
D | 4002 | 2017-02-04 | 17 | OFF | 29.69 | 4.28 | 0.14 | 0 | 0.1 | 0 | 0 | 0.04 | -0.32 | -0.05 | 0 | 0.32 | 0.33 | 0.23 | 34.76 | 1435.421 | 0.24
D | 4002 | 2017-02-04 | 18 | OFF | 34.53 | 4.28 | 0.14 | 0 | 0.04 | 0 | 0 | 0.04 | -0.5 | -0.05 | 0 | 0.32 | 0.33 | 0.23 | 39.36 | 1557.869 | 0.18
D | 4002 | 2017-02-04 | 19 | OFF | 35.16 | 4.28 | 0.14 | 0 | 0.02 | 0 | 0 | 0.03 | -0.45 | -0.05 | 0 | 0.32 | 0.33 | 0.23 | 40.01 | 1571.541 | 0.16
D | 4002 | 2017-02-04 | 20 | OFF | 32.8 | 4.28 | 0.14 | 0 | 0.04 | 0 | 0 | 0.05 | -0.43 | -0.05 | 0 | 0.32 | 0.33 | 0.23 | 37.71 | 1522.94 | 0.18
D | 4002 | 2017-02-04 | 21 | OFF | 32.44 | 4.28 | 0.14 | 0 | 0.04 | 0 | 0 | 0.05 | -0.35 | -0.05 | 0 | 0.32 | 0.33 | 0.23 | 37.43 | 1463.924 | 0.18
D | 4002 | 2017-02-04 | 22 | OFF | 32.37 | 4.28 | 0.14 | 0 | 0.16 | 0 | 0 | 0.03 | -0.33 | -0.05 | 0 | 0.32 | 0.33 | 0.23 | 37.48 | 1380.457 | 0.3
D | 4002 | 2017-02-04 | 23 | OFF | 30.32 | 4.28 | 0.14 | 0 | 0.15 | 0 | 0 | 0.05 | -0.33 | -0.05 | 0 | 0.32 | 0.33 | 0.23 | 35.44 | 1277.218 | 0.29
D | 4002 | 2017-02-04 | 24 | OFF | 28.87 | 4.28 | 0.14 | 0 | 0.5 | 0 | 0 | 0.06 | -0.29 | -0.05 | 0 | 0.32 | 0.33 | 0.23 | 34.39 | 1178.701 | 0.64
D | 4002 | 2017-02-05 | 1 | OFF | 34.88 | 4.28 | 1.19 | 0 | 0.3 | 0 | 0 | 0.04 | -0.32 | -0.05 | 0 | 0.32 | 0.33 | 0.23 | 41.2 | 1108.23 | 1.49
D | 4002 | 2017-02-05 | 2 | OFF | 30.7 | 4.28 | 1.19 | 0 | 0.27 | 0 | 0 | 0.06 | -0.31 | -0.05 | 0 | 0.32 | 0.33 | 0.23 | 37.02 | 1071.176 | 1.46
D | 4002 | 2017-02-05 | 3 | OFF | 25.58 | 4.28 | 1.19 | 0 | 0.23 | 0 | 0 | 0.07 | -0.27 | -0.05 | 0 | 0.32 | 0.33 | 0.23 | 31.91 | 1049.651 | 1.42
D | 4002 | 2017-02-05 | 4 | OFF | 27.11 | 4.28 | 1.19 | 0 | 0.27 | 0 | 0 | 0.02 | -0.27 | -0.05 | 0 | 0.32 | 0.33 | 0.23 | 33.43 | 1043.514 | 1.46
D | 4002 | 2017-02-05 | 5 | OFF | 28.25 | 4.28 | 1.19 | 0 | 0.22 | 0 | 0 | 0.01 | -0.28 | -0.05 | 0 | 0.32 | 0.33 | 0.23 | 34.5 | 1053.298 | 1.41
D | 4002 | 2017-02-05 | 6 | OFF | 35.51 | 4.28 | 1.19 | 0 | 0.28 | 0 | 0 | 0.08 | -0.28 | -0.05 | 0 | 0.32 | 0.33 | 0.23 | 41.89 | 1089.617 | 1.47
D | 4002 | 2017-02-05 | 7 | OFF | 40.82 | 4.28 | 1.19 | 0 | 0.56 | 0 | 0 | 0.12 | -0.3 | -0.05 | 0 | 0.32 | 0.33 | 0.23 | 47.5 | 1156.772 | 1.75
D | 4002 | 2017-02-05 | 8 | OFF | 39.77 | 4.28 | 1.19 | 0 | 0.39 | 0 | 0 | 0.07 | -0.32 | -0.05 | 0 | 0.32 | 0.33 | 0.23 | 46.21 | 1236.977 | 1.58
D | 4002 | 2017-02-05 | 9 | OFF | 34.17 | 4.28 | 1.19 | 0 | 0.26 | 0 | 0.21 | 0.05 | -0.27 | -0.05 | 0 | 0.32 | 0.33 | 0.23 | 40.72 | 1333.167 | 1.66
D | 4002 | 2017-02-05 | 10 | OFF | 36.36 | 4.28 | 1.19 | 0 | 0.12 | 0 | 0 | 0.04 | -0.29 | -0.05 | 0 | 0.32 | 0.33 | 0.23 | 42.53 | 1393.712 | 1.31
D | 4002 | 2017-02-05 | 11 | OFF | 40.72 | 4.28 | 1.19 | 0 | 0.14 | 0 | 0.01 | 0.07 | -0.31 | -0.05 | 0 | 0.32 | 0.33 | 0.23 | 46.93 | 1410.072 | 1.34
D | 4002 | 2017-02-05 | 12 | OFF | 44.26 | 4.28 | 1.19 | 0 | 0.16 | 0 | 0.01 | -0.04 | -0.3 | -0.05 | 0 | 0.32 | 0.33 | 0.23 | 50.39 | 1412.888 | 1.36
D | 4002 | 2017-02-05 | 13 | OFF | 55.07 | 4.28 | 1.19 | 0 | 0.45 | 0 | 0.31 | 0.08 | -0.38 | -0.05 | 0 | 0.32 | 0.33 | 0.23 | 61.83 | 1400.157 | 1.95
D | 4002 | 2017-02-05 | 14 | OFF | 30.24 | 4.28 | 1.19 | 0 | 0.24 | 0 | 0 | 0.05 | -0.28 | -0.05 | 0 | 0.32 | 0.33 | 0.23 | 36.55 | 1380.313 | 1.43
D | 4002 | 2017-02-05 | 15 | OFF | 30.71 | 4.28 | 1.19 | 0 | 0.12 | 0 | 0 | 0.07 | -0.27 | -0.05 | 0 | 0.32 | 0.33 | 0.23 | 36.93 | 1372.083 | 1.31
D | 4002 | 2017-02-05 | 16 | OFF | 28.7 | 4.28 | 1.19 | 0 | 0.12 | 0 | 0.04 | 0.07 | -0.21 | -0.05 | 0 | 0.32 | 0.33 | 0.23 | 35.02 | 1393.649 | 1.35
D | 4002 | 2017-02-05 | 17 | OFF | 29 | 4.28 | 1.19 | 0 | 0.12 | 0 | 0 | 0.05 | -0.27 | -0.05 | 0 | 0.32 | 0.33 | 0.23 | 35.2 | 1453.475 | 1.31
D | 4002 | 2017-02-05 | 18 | OFF | 33.32 | 4.28 | 1.19 | 0 | 0.21 | 0 | 0 | 0.03 | -0.34 | -0.05 | 0 | 0.32 | 0.33 | 0.23 | 39.52 | 1562.585 | 1.4
D | 4002 | 2017-02-05 | 19 | OFF | 28.5 | 4.28 | 1.19 | 0 | 0.09 | 0 | 0.07 | 0.08 | -0.28 | -0.05 | 0 | 0.32 | 0.33 | 0.23 | 34.76 | 1506.529 | 1.35
D | 4002 | 2017-02-05 | 20 | OFF | 28.54 | 4.28 | 1.19 | 0 | 0.09 | 0 | 0.07 | 0.04 | -0.27 | -0.05 | 0 | 0.32 | 0.33 | 0.23 | 34.77 | 1397.198 | 1.35
D | 4002 | 2017-02-05 | 21 | OFF | 27.14 | 4.28 | 1.19 | 0 | 0.02 | 0 | 0 | 0.02 | -0.27 | -0.05 | 0 | 0.32 | 0.33 | 0.23 | 33.21 | 1341.179 | 1.21
D | 4002 | 2017-02-05 | 22 | OFF | 20.72 | 4.28 | 1.19 | 0 | 0.05 | 0 | 0 | 0.03 | -0.24 | -0.05 | 0 | 0.32 | 0.33 | 0.23 | 26.86 | 1275.132 | 1.24
D | 4002 | 2017-02-05 | 23 | OFF | 26.03 | 4.28 | 1.19 | 0 | 0.36 | 0 | 0 | 0.04 | -0.22 | -0.05 | 0 | 0.32 | 0.33 | 0.23 | 32.51 | 1195.173 | 1.55
D | 4002 | 2017-02-05 | 24 | OFF | 28.32 | 4.28 | 1.19 | 0 | 0.32 | 0 | 0 | 0.06 | -0.3 | -0.05 | 0 | 0.32 | 0.33 | 0.23 | 34.7 | 1138.539 | 1.51
D | 4002 | 2017-02-06 | 1 | OFF | 15.49 | 4.28 | 1.43 | 0 | 0.34 | 0 | 0 | 0.05 | -0.2 | -0.05 | 0 | 0.32 | 0.33 | 0.23 | 22.22 | 1058.792 | 1.77
D | 4002 | 2017-02-06 | 2 | OFF | 16.47 | 4.28 | 1.43 | 0 | 0.14 | 0 | 0 | 0.06 | -0.2 | -0.05 | 0 | 0.32 | 0.33 | 0.23 | 23.01 | 1017.896 | 1.57
D | 4002 | 2017-02-06 | 3 | OFF | -10.15 | 4.28 | 1.43 | 0 | 0.22 | 0 | 0 | -0.03 | -0.12 | -0.05 | 0 | 0.32 | 0.33 | 0.23 | -3.54 | 1008.171 | 1.65
D | 4002 | 2017-02-06 | 4 | OFF | -5.98 | 4.28 | 1.43 | 0 | 0.28 | 0 | 0 | -0.01 | -0.25 | -0.05 | 0 | 0.32 | 0.33 | 0.23 | 0.58 | 1021.886 | 1.71
D | 4002 | 2017-02-06 | 5 | OFF | 22.29 | 4.28 | 1.43 | 0 | 0.17 | 0 | 0 | 0 | -0.27 | -0.05 | 0 | 0.32 | 0.33 | 0.23 | 28.73 | 1071.143 | 1.6
D | 4002 | 2017-02-06 | 6 | OFF | 18.81 | 4.28 | 1.43 | 0 | 0.29 | 0 | 0 | 0.06 | -0.24 | -0.05 | 0 | 0.32 | 0.33 | 0.23 | 25.46 | 1196.605 | 1.72
D | 4002 | 2017-02-06 | 7 | OFF | 40.15 | 4.28 | 1.43 | 0 | 0.88 | 0 | 0.2 | 0.1 | -0.47 | -0.05 | 0 | 0.32 | 0.33 | 0.23 | 47.4 | 1389.284 | 2.51
D | 4002 | 2017-02-06 | 8 | ON | 40.25 | 4.28 | 1.43 | 0 | 0.79 | 0.57 | 0.01 | 0.07 | -0.43 | -0.05 | 0 | 0.32 | 0.33 | 0.23 | 47.8 | 1476.522 | 2.8
D | 4002 | 2017-02-06 | 9 | ON | 26.58 | 4.28 | 1.43 | 0 | 0.35 | 0.57 | 0 | 0.03 | -0.34 | -0.05 | 0 | 0.32 | 0.33 | 0.23 | 33.73 | 1499.908 | 2.35
D | 4002 | 2017-02-06 | 10 | ON | 25.83 | 4.28 | 1.43 | 0 | 0.13 | 0.58 | 0 | 0.07 | -0.31 | -0.05 | 0 | 0.32 | 0.33 | 0.23 | 32.84 | 1490.997 | 2.14
D | 4002 | 2017-02-06 | 11 | ON | 27.93 | 4.28 | 1.43 | 0 | 0.07 | 0.59 | 0 | 0 | -0.36 | -0.05 | 0 | 0.32 | 0.33 | 0.23 | 34.77 | 1494.133 | 2.09
D | 4002 | 2017-02-06 | 12 | ON | 28.51 | 4.28 | 1.43 | 0 | 0.06 | 0.59 | 0 | 0.08 | -0.34 | -0.05 | 0 | 0.32 | 0.33 | 0.23 | 35.44 | 1485.568 | 2.08
D | 4002 | 2017-02-06 | 13 | ON | 26.13 | 4.28 | 1.43 | 0 | 0.09 | 0.6 | 0 | 0.04 | -0.32 | -0.05 | 0 | 0.32 | 0.33 | 0.23 | 33.08 | 1466.64 | 2.12
D | 4002 | 2017-02-06 | 14 | ON | 26.27 | 4.28 | 1.43 | 0 | 0.06 | 0.6 | 0 | 0.06 | -0.33 | -0.05 | 0 | 0.32 | 0.33 | 0.23 | 33.2 | 1461.186 | 2.09
D | 4002 | 2017-02-06 | 15 | ON | 26.58 | 4.28 | 1.43 | 0 | 0.06 | 0.59 | 0 | 0.04 | -0.32 | -0.05 | 0 | 0.32 | 0.33 | 0.23 | 33.49 | 1448.783 | 2.08
D | 4002 | 2017-02-06 | 16 | ON | 29.03 | 4.28 | 1.43 | 0 | 0.06 | 0.59 | 0 | 0.1 | -0.33 | -0.05 | 0 | 0.32 | 0.33 | 0.23 | 35.99 | 1461.914 | 2.08
D | 4002 | 2017-02-06 | 17 | ON | 42.46 | 4.28 | 1.43 | 0 | 0.11 | 0.56 | 0.39 | 0.08 | -0.37 | -0.05 | 0 | 0.32 | 0.33 | 0.23 | 49.77 | 1534.208 | 2.49
D | 4002 | 2017-02-06 | 18 | ON | 45.66 | 4.28 | 1.43 | 0 | 0.21 | 0.52 | 0.27 | 0.1 | -0.55 | -0.05 | 0 | 0.32 | 0.33 | 0.23 | 52.75 | 1655.929 | 2.43
D | 4002 | 2017-02-06 | 19 | ON | 31.97 | 4.28 | 1.43 | 0 | 0.24 | 0.51 | 0 | 0.03 | -0.58 | -0.05 | 0 | 0.32 | 0.33 | 0.23 | 38.71 | 1667.228 | 2.18
D | 4002 | 2017-02-06 | 20 | ON | 32.8 | 4.28 | 1.43 | 0 | 0.22 | 0.52 | 0 | 0.03 | -0.52 | -0.05 | 0 | 0.32 | 0.33 | 0.23 | 39.59 | 1615.071 | 2.17
D | 4002 | 2017-02-06 | 21 | ON | 31.79 | 4.28 | 1.43 | 0 | 0.2 | 0.55 | 0 | 0.09 | -0.41 | -0.05 | 0 | 0.32 | 0.33 | 0.23 | 38.76 | 1520.593 | 2.18
D | 4002 | 2017-02-06 | 22 | ON | 31.27 | 4.28 | 1.43 | 0 | 0.08 | 0.59 | 0 | -0.01 | -0.35 | -0.05 | 0 | 0.32 | 0.33 | 0.23 | 38.12 | 1393.886 | 2.1
D | 4002 | 2017-02-06 | 23 | ON | 29.26 | 4.28 | 1.43 | 0 | 0.26 | 0.65 | 0 | 0.06 | -0.32 | -0.05 | 0 | 0.32 | 0.33 | 0.23 | 36.45 | 1261.624 | 2.34
D | 4002 | 2017-02-06 | 24 | OFF | 29.48 | 4.28 | 1.43 | 0 | 0.19 | 0 | 0.06 | 0.02 | -0.37 | -0.05 | 0 | 0.32 | 0.33 | 0.23 | 35.92 | 1156.502 | 1.68
D | 4002 | 2017-02-07 | 1 | OFF | 30.32 | 4.28 | 2.52 | 0 | 0.07 | 0 | 0 | 0.14 | -0.22 | -0.05 | 0 | 0.32 | 0.33 | 0.23 | 37.94 | 1094.942 | 2.59
D | 4002 | 2017-02-07 | 2 | OFF | 28.16 | 4.28 | 2.52 | 0 | 0.08 | 0 | 0 | 0.06 | -0.2 | -0.05 | 0 | 0.32 | 0.33 | 0.23 | 35.73 | 1064.318 | 2.6
D | 4002 | 2017-02-07 | 3 | OFF | 24.97 | 4.28 | 2.52 | 0 | 0.06 | 0 | 0 | 0.08 | -0.19 | -0.05 | 0 | 0.32 | 0.33 | 0.23 | 32.55 | 1053.562 | 2.58
D | 4002 | 2017-02-07 | 4 | OFF | 25.71 | 4.28 | 2.52 | 0 | 0.07 | 0 | 0 | 0.03 | -0.18 | -0.05 | 0 | 0.32 | 0.33 | 0.23 | 33.26 | 1060.351 | 2.59
D | 4002 | 2017-02-07 | 5 | OFF | 26.98 | 4.28 | 2.52 | 0 | 0.06 | 0 | 0 | 0.06 | -0.2 | -0.05 | 0 | 0.32 | 0.33 | 0.23 | 34.53 | 1103.832 | 2.58
D | 4002 | 2017-02-07 | 6 | OFF | 28.85 | 4.28 | 2.52 | 0 | 0.38 | 0 | 0.01 | 0.09 | -0.25 | -0.05 | 0 | 0.32 | 0.33 | 0.23 | 36.71 | 1214.41 | 2.91
D | 4002 | 2017-02-07 | 7 | OFF | 28.15 | 4.28 | 2.52 | 0 | 0.29 | 0 | 0 | 0.06 | -0.29 | -0.05 | 0 | 0.32 | 0.33 | 0.23 | 35.84 | 1372.173 | 2.81
D | 4002 | 2017-02-07 | 8 | ON | 35.21 | 4.28 | 2.52 | 0 | 0.36 | 0.56 | 0.13 | 0.03 | -0.32 | -0.05 | 0 | 0.32 | 0.33 | 0.23 | 43.6 | 1470.034 | 3.57
D | 4002 | 2017-02-07 | 9 | ON | 36.24 | 4.28 | 2.52 | 0 | 0.12 | 0.55 | 0.15 | -0.01 | -0.28 | -0.05 | 0 | 0.32 | 0.33 | 0.23 | 44.4 | 1516.162 | 3.34
D | 4002 | 2017-02-07 | 10 | ON | 34.24 | 4.28 | 2.52 | 0 | 0.1 | 0.53 | 0.08 | 0.01 | -0.24 | -0.05 | 0 | 0.32 | 0.33 | 0.23 | 42.35 | 1553.712 | 3.23
D | 4002 | 2017-02-07 | 11 | ON | 37.53 | 4.28 | 2.52 | 0 | 0.14 | 0.53 | 0.13 | 0.08 | -0.25 | -0.05 | 0 | 0.32 | 0.33 | 0.23 | 45.79 | 1591.149 | 3.32
D | 4002 | 2017-02-07 | 12 | ON | 27.9 | 4.28 | 2.52 | 0 | 0.09 | 0.52 | 0.02 | 0 | -0.19 | -0.05 | 0 | 0.32 | 0.33 | 0.23 | 35.97 | 1609.067 | 3.15
D | 4002 | 2017-02-07 | 13 | ON | 26.95 | 4.28 | 2.52 | 0 | 0.09 | 0.53 | 0 | 0.03 | -0.17 | -0.05 | 0 | 0.32 | 0.33 | 0.23 | 35.06 | 1604.332 | 3.14
D | 4002 | 2017-02-07 | 14 | ON | 41.67 | 4.28 | 2.52 | 0 | 0.16 | 0.53 | 0 | 0.03 | 0.12 | -0.05 | 0 | 0.32 | 0.33 | 0.23 | 50.14 | 1602.559 | 3.21
D | 4002 | 2017-02-07 | 15 | ON | 34.86 | 4.28 | 2.52 | 0 | 0.13 | 0.53 | 0 | 0.1 | -0.14 | -0.05 | 0 | 0.32 | 0.33 | 0.23 | 43.11 | 1589.374 | 3.18
D | 4002 | 2017-02-07 | 16 | ON | 28.03 | 4.28 | 2.52 | 0 | 0.07 | 0.53 | 0.01 | 0.02 | -0.16 | -0.05 | 0 | 0.32 | 0.33 | 0.23 | 36.13 | 1584.224 | 3.13
D | 4002 | 2017-02-07 | 17 | ON | 37.78 | 4.28 | 2.52 | 0 | 0.18 | 0.52 | 0.13 | 0.1 | -0.2 | -0.05 | 0 | 0.32 | 0.33 | 0.23 | 46.14 | 1624.239 | 3.35
D | 4002 | 2017-02-07 | 18 | ON | 66.18 | 4.28 | 2.52 | 0 | 0.21 | 0.5 | 0.58 | 0.04 | -0.35 | -0.05 | 0.01 | 0.32 | 0.33 | 0.23 | 74.8 | 1739.719 | 3.82
D | 4002 | 2017-02-07 | 19 | ON | 34.34 | 4.28 | 2.52 | 0 | 0.17 | 0.5 | 0 | 0.04 | -0.24 | -0.05 | 0 | 0.32 | 0.33 | 0.23 | 42.44 | 1736.571 | 3.19
D | 4002 | 2017-02-07 | 20 | ON | 26.99 | 4.28 | 2.52 | 0 | 0.14 | 0.51 | 0.01 | 0.05 | -0.16 | -0.05 | 0 | 0.32 | 0.33 | 0.23 | 35.17 | 1679.529 | 3.18
D | 4002 | 2017-02-07 | 21 | ON | 23.78 | 4.28 | 2.52 | 0 | 0.05 | 0.54 | 0 | -0.02 | -0.16 | -0.05 | 0 | 0.32 | 0.33 | 0.23 | 31.82 | 1572.934 | 3.11
D | 4002 | 2017-02-07 | 22 | ON | 26.23 | 4.28 | 2.52 | 0 | 0.12 | 0.58 | 0.1 | 0.01 | -0.14 | -0.05 | 0 | 0.32 | 0.33 | 0.23 | 34.53 | 1446.428 | 3.32
D | 4002 | 2017-02-07 | 23 | ON | 23.11 | 4.28 | 2.52 | 0 | 0.13 | 0.63 | 0.01 | 0.04 | -0.13 | -0.05 | 0 | 0.32 | 0.33 | 0.23 | 31.42 | 1311.2 | 3.29
D | 4002 | 2017-02-07 | 24 | OFF | 35.63 | 4.28 | 2.52 | 0 | 0.22 | 0 | 0 | 0.08 | -0.04 | -0.05 | 0 | 0.32 | 0.33 | 0.23 | 43.52 | 1206.485 | 2.74
D | 4002 | 2017-02-08 | 1 | OFF | 52.6 | 4.28 | 2.47 | 0 | 0.13 | 0 | 0 | -0.23 | -0.18 | -0.05 | 0 | 0.32 | 0.33 | 0.23 | 59.9 | 1141.765 | 2.6
D | 4002 | 2017-02-08 | 2 | OFF | 51.94 | 4.28 | 2.47 | 0 | 0.23 | 0 | 0 | 0.16 | -0.21 | -0.05 | 0 | 0.32 | 0.33 | 0.23 | 59.7 | 1112.322 | 2.7
D | 4002 | 2017-02-08 | 3 | OFF | 32.95 | 4.28 | 2.47 | 0 | 0.21 | 0 | 0 | -0.04 | -0.18 | -0.05 | 0 | 0.32 | 0.33 | 0.23 | 40.52 | 1093.097 | 2.68
D | 4002 | 2017-02-08 | 4 | OFF | 35.3 | 4.28 | 2.47 | 0 | 0.08 | 0 | 0 | -0.02 | -0.19 | -0.05 | 0 | 0.32 | 0.33 | 0.23 | 42.75 | 1101.91 | 2.55
D | 4002 | 2017-02-08 | 5 | OFF | 52.72 | 4.28 | 2.47 | 0 | 0.09 | 0 | 0 | -0.18 | -0.21 | -0.05 | 0 | 0.32 | 0.33 | 0.23 | 60 | 1140.67 | 2.56
D | 4002 | 2017-02-08 | 6 | OFF | 121.53 | 4.28 | 2.47 | 0 | 2.73 | 0 | 0.01 | -0.18 | -0.41 | -0.05 | 0 | 0.32 | 0.33 | 0.23 | 131.26 | 1237.302 | 5.21
D | 4002 | 2017-02-08 | 7 | OFF | 68.69 | 4.28 | 2.47 | 0 | 2.01 | 0 | 0 | 0.08 | -0.25 | -0.05 | 0 | 0.32 | 0.33 | 0.23 | 78.11 | 1382.089 | 4.48
D | 4002 | 2017-02-08 | 8 | ON | 71.96 | 4.28 | 2.47 | 0 | 2 | 0.57 | 0 | 0.1 | -0.37 | -0.05 | 0.02 | 0.32 | 0.33 | 0.23 | 81.86 | 1478.298 | 5.06
D | 4002 | 2017-02-08 | 9 | ON | 54.61 | 4.28 | 2.47 | 0 | 0.59 | 0.53 | 0 | 0.04 | -0.32 | -0.05 | 0.02 | 0.32 | 0.33 | 0.23 | 63.05 | 1524.85 | 3.61
D | 4002 | 2017-02-08 | 10 | ON | 47.22 | 4.28 | 2.47 | 0 | 0.46 | 0.52 | 0.01 | 0.04 | -0.27 | -0.05 | 0 | 0.32 | 0.33 | 0.23 | 55.56 | 1515.337 | 3.46
D | 4002 | 2017-02-08 | 11 | ON | 27.95 | 4.28 | 2.47 | 0 | 0.13 | 0.54 | 0.1 | 0.06 | -0.25 | -0.05 | 0 | 0.32 | 0.33 | 0.23 | 36.11 | 1489.331 | 3.24
D | 4002 | 2017-02-08 | 12 | ON | 23.27 | 4.28 | 2.47 | 0 | 0.13 | 0.57 | 0 | 0.05 | -0.25 | -0.05 | 0 | 0.32 | 0.33 | 0.23 | 31.35 | 1459.55 | 3.17
D | 4002 | 2017-02-08 | 13 | ON | 23.02 | 4.28 | 2.47 | 0 | 0.14 | 0.59 | 0 | 0.03 | -0.25 | -0.05 | 0 | 0.32 | 0.33 | 0.23 | 31.11 | 1423.107 | 3.2
D | 4002 | 2017-02-08 | 14 | ON | 23.07 | 4.28 | 2.47 | 0 | 0.14 | 0.59 | 0 | 0.02 | -0.24 | -0.05 | 0 | 0.32 | 0.33 | 0.23 | 31.16 | 1399.922 | 3.2
D | 4002 | 2017-02-08 | 15 | ON | 23.1 | 4.28 | 2.47 | 0 | 0.13 | 0.6 | 0 | 0.03 | -0.32 | -0.05 | 0 | 0.32 | 0.33 | 0.23 | 31.12 | 1389.978 | 3.2
D | 4002 | 2017-02-08 | 16 | ON | 21.06 | 4.28 | 2.47 | 0 | 0.15 | 0.59 | 0 | 0.05 | -0.24 | -0.05 | 0 | 0.32 | 0.33 | 0.23 | 29.19 | 1392.098 | 3.21
D | 4002 | 2017-02-08 | 17 | ON | 23.44 | 4.28 | 2.47 | 0 | 0.11 | 0.57 | 0 | 0.01 | -0.26 | -0.05 | 0 | 0.32 | 0.33 | 0.23 | 31.45 | 1439.204 | 3.15
D | 4002 | 2017-02-08 | 18 | ON | 36.71 | 4.28 | 2.47 | 0 | 0.1 | 0.52 | 0.36 | 0.01 | -0.34 | -0.05 | 0 | 0.32 | 0.33 | 0.23 | 44.94 | 1555.563 | 3.45
D | 4002 | 2017-02-08 | 19 | ON | 44.28 | 4.28 | 2.47 | 0 | 0.21 | 0.52 | 0 | 0.04 | -0.39 | -0.05 | 0 | 0.32 | 0.33 | 0.23 | 52.24 | 1575.057 | 3.2
D | 4002 | 2017-02-08 | 20 | ON | 28.15 | 4.28 | 2.47 | 0 | 0.09 | 0.53 | 0 | -0.02 | -0.3 | -0.05 | 0 | 0.32 | 0.33 | 0.23 | 36.03 | 1538.66 | 3.09
D | 4002 | 2017-02-08 | 21 | ON | 26.78 | 4.28 | 2.47 | 0 | 0.11 | 0.55 | 0 | 0.03 | -0.29 | -0.05 | 0 | 0.32 | 0.33 | 0.23 | 34.76 | 1468.653 | 3.13
D | 4002 | 2017-02-08 | 22 | ON | 25.91 | 4.28 | 2.47 | 0 | 0.13 | 0.58 | 0 | 0.02 | -0.22 | -0.05 | 0 | 0.32 | 0.33 | 0.23 | 34 | 1363.137 | 3.18
D | 4002 | 2017-02-08 | 23 | ON | 26.92 | 4.28 | 2.47 | 0 | 0.23 | 0.63 | 0 | 0.03 | -0.2 | -0.05 | 0 | 0.32 | 0.33 | 0.23 | 35.19 | 1243.747 | 3.33
D | 4002 | 2017-02-08 | 24 | OFF | 47.66 | 4.28 | 2.47 | 0 | 1.63 | 0 | 0 | 0 | -0.17 | -0.05 | 0 | 0.32 | 0.33 | 0.23 | 56.7 | 1145.928 | 4.1
D | 4002 | 2017-02-09 | 1 | OFF | 27.37 | 4.28 | 0.46 | 0 | 0.11 | 0 | 0 | 0.03 | -0.19 | -0.05 | 0 | 0.32 | 0.33 | 0.23 | 32.89 | 1078.712 | 0.57
D | 4002 | 2017-02-09 | 2 | OFF | 22.14 | 4.28 | 0.46 | 0 | 0.17 | 0 | 0 | 0.05 | -0.11 | -0.05 | 0 | 0.32 | 0.33 | 0.23 | 27.82 | 1047.968 | 0.63
D | 4002 | 2017-02-09 | 3 | OFF | 22.22 | 4.28 | 0.46 | 0 | 0.21 | 0 | 0 | 0.04 | -0.1 | -0.05 | 0 | 0.32 | 0.33 | 0.23 | 27.94 | 1033.446 | 0.67
D | 4002 | 2017-02-09 | 4 | OFF | 21.76 | 4.28 | 0.46 | 0 | 0.14 | 0 | 0 | -0.01 | -0.11 | -0.05 | 0 | 0.32 | 0.33 | 0.23 | 27.35 | 1037.451 | 0.6
D | 4002 | 2017-02-09 | 5 | OFF | 22.98 | 4.28 | 0.46 | 0 | 0.12 | 0 | 0 | 0 | -0.1 | -0.05 | 0 | 0.32 | 0.33 | 0.23 | 28.57 | 1080.546 | 0.58
D | 4002 | 2017-02-09 | 6 | OFF | 16.33 | 4.28 | 0.46 | 0 | 0.45 | 0 | 0 | 0.03 | 0.02 | -0.05 | 0 | 0.32 | 0.33 | 0.23 | 22.4 | 1169.222 | 0.91
D | 4002 | 2017-02-09 | 7 | OFF | 4.68 | 4.28 | 0.46 | 0 | 0.21 | 0 | 0 | 0.01 | -0.01 | -0.05 | 0 | 0.32 | 0.33 | 0.23 | 10.46 | 1313.445 | 0.67
D | 4002 | 2017-02-09 | 8 | ON | 16.99 | 4.28 | 0.46 | 0 | 0.27 | 0.61 | 0 | 0 | -0.05 | -0.05 | 0 | 0.32 | 0.33 | 0.23 | 23.39 | 1413.131 | 1.34
D | 4002 | 2017-02-09 | 9 | ON | 23.87 | 4.28 | 0.46 | 0 | 0.12 | 0.57 | 0 | -0.03 | -0.04 | -0.05 | 0 | 0.32 | 0.33 | 0.23 | 30.06 | 1489.558 | 1.15
D | 4002 | 2017-02-09 | 10 | ON | 26.76 | 4.28 | 0.46 | 0 | 0.12 | 0.55 | 0.02 | 0.02 | -0.04 | -0.05 | 0 | 0.32 | 0.33 | 0.23 | 33 | 1547.853 | 1.15
D | 4002 | 2017-02-09 | 11 | ON | 42.19 | 4.28 | 0.46 | 0 | 0.09 | 0.53 | 0.02 | 0.07 | -0.06 | -0.05 | 0 | 0.32 | 0.33 | 0.23 | 48.41 | 1595.491 | 1.1
D | 4002 | 2017-02-09 | 12 | ON | 43.42 | 4.28 | 0.46 | 0 | 0.08 | 0.52 | 0.01 | 0.07 | -0.1 | -0.05 | 0 | 0.32 | 0.33 | 0.23 | 49.57 | 1615.965 | 1.07
D | 4002 | 2017-02-09 | 13 | ON | 44.15 | 4.28 | 0.46 | 0 | 0.08 | 0.52 | 0.01 | 0.04 | -0.1 | -0.05 | 0 | 0.32 | 0.33 | 0.23 | 50.27 | 1612.467 | 1.07
D | 4002 | 2017-02-09 | 14 | ON | 44.61 | 4.28 | 0.46 | 0 | 0.09 | 0.52 | 0.04 | 0.02 | -0.12 | -0.05 | 0 | 0.32 | 0.33 | 0.23 | 50.73 | 1603.754 | 1.11
D | 4002 | 2017-02-09 | 15 | ON | 39.14 | 4.28 | 0.46 | 0 | 0.07 | 0.53 | 0 | 0.12 | -0.14 | -0.05 | 0 | 0.32 | 0.33 | 0.23 | 45.29 | 1572.307 | 1.06
D | 4002 | 2017-02-09 | 16 | ON | 36.82 | 4.28 | 0.46 | 0 | 0.12 | 0.53 | 0 | 0.07 | -0.14 | -0.05 | 0 | 0.32 | 0.33 | 0.23 | 42.97 | 1557.3 | 1.11
D | 4002 | 2017-02-09 | 17 | ON | 36.96 | 4.28 | 0.46 | 0 | 0.12 | 0.52 | 0 | 0.02 | -0.21 | -0.05 | 0 | 0.32 | 0.33 | 0.23 | 42.98 | 1587.632 | 1.1
D | 4002 | 2017-02-09 | 18 | ON | 38.47 | 4.28 | 0.46 | 0 | 0.07 | 0.49 | 0 | 0.02 | -0.23 | -0.05 | 0 | 0.32 | 0.33 | 0.23 | 44.39 | 1710.065 | 1.02
D | 4002 | 2017-02-09 | 19 | ON | 38.88 | 4.28 | 0.46 | 0 | 0.13 | 0.49 | 0 | 0.07 | -0.26 | -0.05 | 0 | 0.32 | 0.33 | 0.23 | 44.88 | 1728.588 | 1.08
D | 4002 | 2017-02-09 | 20 | ON | 38.12 | 4.28 | 0.46 | 0 | 0.15 | 0.5 | 0 | 0.04 | -0.27 | -0.05 | 0 | 0.32 | 0.33 | 0.23 | 44.11 | 1672.973 | 1.11
D | 4002 | 2017-02-09 | 21 | ON | 35.74 | 4.28 | 0.46 | 0 | 0.26 | 0.52 | 0 | 0.05 | -0.25 | -0.05 | 0 | 0.32 | 0.33 | 0.23 | 41.89 | 1597.55 | 1.24
D | 4002 | 2017-02-09 | 22 | ON | 24.94 | 4.28 | 0.46 | 0 | 0.18 | 0.55 | 0 | 0.07 | -0.16 | -0.05 | 0 | 0.32 | 0.33 | 0.23 | 31.15 | 1490.141 | 1.19
D | 4002 | 2017-02-09 | 23 | ON | 11.41 | 4.28 | 0.46 | 0 | 0.86 | 0.59 | 0 | 0.02 | -0.12 | -0.05 | 0 | 0.32 | 0.33 | 0.23 | 18.33 | 1373.593 | 1.91
D | 4002 | 2017-02-09 | 24 | OFF | 17.75 | 4.28 | 0.46 | 0 | 0.99 | 0 | 0 | -0.02 | -0.11 | -0.05 | 0 | 0.32 | 0.33 | 0.23 | 24.18 | 1279.853 | 1.45
D | 4002 | 2017-02-10 | 1 | OFF | 20.64 | 4.28 | 0.24 | 0 | 0.24 | 0 | 0 | -0.03 | -0.18 | -0.05 | 0 | 0.32 | 0.33 | 0.23 | 26.02 | 1223.862 | 0.48
D | 4002 | 2017-02-10 | 2 | OFF | 11.62 | 4.28 | 0.24 | 0 | 0.19 | 0 | 0 | 0.01 | -0.17 | -0.05 | 0 | 0.32 | 0.33 | 0.23 | 17 | 1195.186 | 0.43
D | 4002 | 2017-02-10 | 3 | OFF | 3.59 | 4.28 | 0.24 | 0 | 0.2 | 0 | 0 | 0.01 | -0.08 | -0.05 | 0 | 0.32 | 0.33 | 0.23 | 9.07 | 1185.141 | 0.44
D | 4002 | 2017-02-10 | 4 | OFF | 0.02 | 4.28 | 0.24 | 0 | 0.2 | 0 | 0 | 0 | -0.04 | -0.05 | 0 | 0.32 | 0.33 | 0.23 | 5.53 | 1196.098 | 0.44
D | 4002 | 2017-02-10 | 5 | OFF | 0.03 | 4.28 | 0.24 | 0 | 0.2 | 0 | 0 | 0 | -0.06 | -0.05 | 0 | 0.32 | 0.33 | 0.23 | 5.52 | 1238.919 | 0.44
D | 4002 | 2017-02-10 | 6 | OFF | 23.64 | 4.28 | 0.24 | 0 | 0.76 | 0 | 0 | 0.08 | -0.35 | -0.05 | 0 | 0.32 | 0.33 | 0.23 | 29.48 | 1343.494 | 1
D | 4002 | 2017-02-10 | 7 | OFF | 29.5 | 4.28 | 0.24 | 0 | 0.95 | 0 | 0 | 0.06 | -0.32 | -0.05 | 0 | 0.32 | 0.33 | 0.23 | 35.54 | 1510.538 | 1.19
D | 4002 | 2017-02-10 | 8 | ON | 27.6 | 4.28 | 0.24 | 0 | 0.67 | 0.52 | 0 | 0 | -0.35 | -0.05 | 0.01 | 0.32 | 0.33 | 0.23 | 33.8 | 1596.145 | 1.44
D | 4002 | 2017-02-10 | 9 | ON | 21.65 | 4.28 | 0.24 | 0 | 0.42 | 0.51 | 0 | 0.03 | -0.23 | -0.05 | 0.01 | 0.32 | 0.33 | 0.23 | 27.74 | 1611.696 | 1.18
D | 4002 | 2017-02-10 | 10 | ON | 20.03 | 4.28 | 0.24 | 0 | 0.29 | 0.51 | 0 | 0.02 | -0.23 | -0.05 | 0.01 | 0.32 | 0.33 | 0.23 | 25.98 | 1621.817 | 1.05
D | 4002 | 2017-02-10 | 11 | ON | 38.16 | 4.28 | 0.24 | 0 | 0.11 | 0.51 | 0 | 0 | -0.3 | -0.05 | 0 | 0.32 | 0.33 | 0.23 | 43.83 | 1628.991 | 0.86
D | 4002 | 2017-02-10 | 12 | ON | 40.6 | 4.28 | 0.24 | 0 | 0.06 | 0.52 | 0 | 0.06 | -0.33 | -0.05 | 0 | 0.32 | 0.33 | 0.23 | 46.26 | 1613.25 | 0.82
D | 4002 | 2017-02-10 | 13 | ON | 39.29 | 4.28 | 0.24 | 0 | 0.07 | 0.53 | 0 | 0.07 | -0.31 | -0.05 | 0 | 0.32 | 0.33 | 0.23 | 45 | 1588.587 | 0.84
D | 4002 | 2017-02-10 | 14 | ON | 37.36 | 4.28 | 0.24 | 0 | 0.09 | 0.53 | 0 | 0 | -0.3 | -0.05 | 0 | 0.32 | 0.33 | 0.23 | 43.03 | 1572.787 | 0.86
D | 4002 | 2017-02-10 | 15 | ON | 35.39 | 4.28 | 0.24 | 0 | 0.1 | 0.54 | 0 | 0.03 | -0.29 | -0.05 | 0 | 0.32 | 0.33 | 0.23 | 41.12 | 1548.28 | 0.88
D | 4002 | 2017-02-10 | 16 | ON | 27.81 | 4.28 | 0.24 | 0 | 0.17 | 0.54 | 0 | 0 | -0.24 | -0.05 | 0 | 0.32 | 0.33 | 0.23 | 33.63 | 1536.232 | 0.95
D | 4002 | 2017-02-10 | 17 | ON | 30.02 | 4.28 | 0.24 | 0 | 0.25 | 0.53 | 0 | 0.01 | -0.25 | -0.05 | 0 | 0.32 | 0.33 | 0.23 | 35.91 | 1572.823 | 1.02
D | 4002 | 2017-02-10 | 18 | ON | 35.5 | 4.28 | 0.24 | 0 | 0.14 | 0.5 | 0 | -0.05 | -0.33 | -0.05 | 0 | 0.32 | 0.33 | 0.23 | 41.11 | 1675.529 | 0.88
D | 4002 | 2017-02-10 | 19 | ON | 42 | 4.28 | 0.24 | 0 | 0.1 | 0.5 | 0 | 0.06 | -0.38 | -0.05 | 0 | 0.32 | 0.33 | 0.23 | 47.63 | 1699.849 | 0.84
D | 4002 | 2017-02-10 | 20 | ON | 39.23 | 4.28 | 0.24 | 0 | 0.07 | 0.51 | 0 | 0.02 | -0.32 | -0.05 | 0 | 0.32 | 0.33 | 0.23 | 44.86 | 1673.245 | 0.82
D | 4002 | 2017-02-10 | 21 | ON | 34.58 | 4.28 | 0.24 | 0 | 0.14 | 0.52 | 0 | 0.02 | -0.29 | -0.05 | 0 | 0.32 | 0.33 | 0.23 | 40.32 | 1613.16 | 0.9
D | 4002 | 2017-02-10 | 22 | ON | 40.17 | 4.28 | 0.24 | 0 | 0.06 | 0.55 | 0 | 0.12 | -0.29 | -0.05 | 0 | 0.32 | 0.33 | 0.23 | 45.96 | 1522.856 | 0.85
D | 4002 | 2017-02-10 | 23 | ON | 41.06 | 4.28 | 0.24 | 0 | 0.2 | 0.59 | 0 | 0.07 | -0.2 | -0.05 | 0 | 0.32 | 0.33 | 0.23 | 47.07 | 1408.284 | 1.03
D | 4002 | 2017-02-10 | 24 | OFF | 41.14 | 4.28 | 0.24 | 0 | 0.19 | 0 | 0 | 0.05 | -0.08 | -0.05 | 0 | 0.32 | 0.33 | 0.23 | 46.65 | 1297.094 | 0.43
D | 4002 | 2017-02-11 | 1 | OFF | 50.84 | 4.28 | 1.73 | 0 | 0.1 | 0 | 0.49 | 0 | -0.08 | -0.05 | 0 | 0.32 | 0.33 | 0.23 | 58.19 | 1223.867 | 2.32
D | 4002 | 2017-02-11 | 2 | OFF | 43.04 | 4.28 | 1.73 | 0 | 0.05 | 0 | 0 | 0.06 | -0.07 | -0.05 | 0 | 0.32 | 0.33 | 0.23 | 49.92 | 1186.12 | 1.78
D | 4002 | 2017-02-11 | 3 | OFF | 44.71 | 4.28 | 1.73 | 0 | 0.11 | 0 | 0 | 0.11 | -0.08 | -0.05 | 0 | 0.32 | 0.33 | 0.23 | 51.69 | 1167.397 | 1.84
D | 4002 | 2017-02-11 | 4 | OFF | 46.21 | 4.28 | 1.73 | 0 | 0.05 | 0 | 0 | 0.06 | -0.08 | -0.05 | 0 | 0.32 | 0.33 | 0.23 | 53.08 | 1161.717 | 1.78
D | 4002 | 2017-02-11 | 5 | OFF | 44.67 | 4.28 | 1.73 | 0 | 0.01 | 0 | 0.01 | 0.05 | -0.03 | -0.05 | 0 | 0.32 | 0.33 | 0.23 | 51.55 | 1175.871 | 1.75
D | 4002 | 2017-02-11 | 6 | OFF | 42.04 | 4.28 | 1.73 | 0 | 0.08 | 0 | 0.01 | 0.15 | -0.03 | -0.05 | 0 | 0.32 | 0.33 | 0.23 | 49.09 | 1222.356 | 1.82
D | 4002 | 2017-02-11 | 7 | OFF | 40.63 | 4.28 | 1.73 | 0 | 0.77 | 0 | 0 | 0.09 | -0.16 | -0.05 | 0 | 0.32 | 0.33 | 0.23 | 48.17 | 1302.441 | 2.5
D | 4002 | 2017-02-11 | 8 | OFF | 45.64 | 4.28 | 1.73 | 0 | 0.55 | 0 | 0 | 0.02 | -0.22 | -0.05 | 0 | 0.32 | 0.33 | 0.23 | 52.83 | 1392.353 | 2.28
D | 4002 | 2017-02-11 | 9 | OFF | 58.88 | 4.28 | 1.73 | 0 | 0.17 | 0 | 0.19 | 0.06 | -0.26 | -0.05 | 0 | 0.32 | 0.33 | 0.23 | 65.88 | 1485.687 | 2.09
D | 4002 | 2017-02-11 | 10 | OFF | 66.66 | 4.28 | 1.73 | 0 | 1 | 0 | 0.15 | 0.04 | -0.25 | -0.05 | 0 | 0.32 | 0.33 | 0.23 | 74.44 | 1549.805 | 2.88
D | 4002 | 2017-02-11 | 11 | OFF | 64.53 | 4.28 | 1.73 | 0 | 0.95 | 0 | 0.39 | 0.07 | -0.27 | -0.05 | 0 | 0.32 | 0.33 | 0.23 | 72.51 | 1579.134 | 3.07
D | 4002 | 2017-02-11 | 12 | OFF | 64.15 | 4.28 | 1.73 | 0 | 0.92 | 0 | 0.71 | 0.14 | -0.21 | -0.05 | 0 | 0.32 | 0.33 | 0.23 | 72.55 | 1575.669 | 3.36
D | 4002 | 2017-02-11 | 13 | OFF | 46.71 | 4.28 | 1.73 | 0 | 0.12 | 0 | 0.08 | 0 | -0.21 | -0.05 | 0 | 0.32 | 0.33 | 0.23 | 53.54 | 1553.777 | 1.93
D | 4002 | 2017-02-11 | 14 | OFF | 39.79 | 4.28 | 1.73 | 0 | 0.08 | 0 | 0 | 0.08 | -0.17 | -0.05 | 0 | 0.32 | 0.33 | 0.23 | 46.62 | 1537.193 | 1.81
D | 4002 | 2017-02-11 | 15 | OFF | 36.97 | 4.28 | 1.73 | 0 | 0.09 | 0 | 0 | 0.07 | -0.12 | -0.05 | 0 | 0.32 | 0.33 | 0.23 | 43.85 | 1512.601 | 1.82
D | 4002 | 2017-02-11 | 16 | OFF | 35.33 | 4.28 | 1.73 | 0 | 0.05 | 0 | 0 | 0.04 | -0.15 | -0.05 | 0 | 0.32 | 0.33 | 0.23 | 42.11 | 1501.25 | 1.78
D | 4002 | 2017-02-11 | 17 | OFF | 35.12 | 4.28 | 1.73 | 0 | 0.04 | 0 | 0 | 0.07 | -0.15 | -0.05 | 0 | 0.32 | 0.33 | 0.23 | 41.92 | 1533.716 | 1.77
D | 4002 | 2017-02-11 | 18 | OFF | 48.79 | 4.28 | 1.73 | 0 | 0.17 | 0 | 0.1 | 0.08 | -0.3 | -0.05 | 0 | 0.32 | 0.33 | 0.23 | 55.68 | 1629.678 | 2
D | 4002 | 2017-02-11 | 19 | OFF | 48.15 | 4.28 | 1.73 | 0 | 0.14 | 0 | 0 | -0.04 | -0.3 | -0.05 | 0 | 0.32 | 0.33 | 0.23 | 54.79 | 1639.137 | 1.87
D | 4002 | 2017-02-11 | 20 | OFF | 51.06 | 4.28 | 1.73 | 0 | 0.2 | 0 | 0.15 | -0.04 | -0.29 | -0.05 | 0 | 0.32 | 0.33 | 0.23 | 57.92 | 1586.178 | 2.08
D | 4002 | 2017-02-11 | 21 | OFF | 62.03 | 4.28 | 1.73 | 0 | 0.25 | 0 | 0.19 | -0.08 | -0.26 | -0.05 | 0 | 0.32 | 0.33 | 0.23 | 68.97 | 1517.391 | 2.17
D | 4002 | 2017-02-11 | 22 | OFF | 47.13 | 4.28 | 1.73 | 0 | 0.16 | 0 | 0.01 | 0.06 | -0.28 | -0.05 | 0 | 0.32 | 0.33 | 0.23 | 53.92 | 1432.483 | 1.9
D | 4002 | 2017-02-11 | 23 | OFF | 45.54 | 4.28 | 1.73 | 0 | 0.31 | 0 | 0.16 | 0.01 | -0.19 | -0.05 | 0 | 0.32 | 0.33 | 0.23 | 52.67 | 1332.182 | 2.2
D | 4002 | 2017-02-11 | 24 | OFF | 51.28 | 4.28 | 1.73 | 0 | 0.42 | 0 | 0.12 | -0.01 | -0.29 | -0.05 | 0 | 0.32 | 0.33 | 0.23 | 58.36 | 1242.388 | 2.27
D | 4002 | 2017-02-12 | 1 | OFF | 48.12 | 4.28 | 9.94 | 0 | 0.23 | 0 | 0.31 | -0.02 | -0.21 | -0.05 | 0 | 0.32 | 0.33 | 0.23 | 63.48 | 1173.613 | 10.48
D | 4002 | 2017-02-12 | 2 | OFF | 50.76 | 4.28 | 9.94 | 0 | 0.53 | 0 | 0 | 0.03 | -0.29 | -0.05 | 0 | 0.32 | 0.33 | 0.23 | 66.08 | 1131.678 | 10.47
D | 4002 | 2017-02-12 | 3 | OFF | 66.11 | 4.28 | 9.94 | 0 | 0.42 | 0 | 0 | 0.04 | -0.36 | -0.05 | 0 | 0.32 | 0.33 | 0.23 | 81.26 | 1110.412 | 10.36
D | 4002 | 2017-02-12 | 4 | OFF | 59.23 | 4.28 | 9.94 | 0 | 0.33 | 0 | 0 | -0.03 | -0.28 | -0.05 | 0 | 0.32 | 0.33 | 0.23 | 74.3 | 1097.55 | 10.27
D | 4002 | 2017-02-12 | 5 | OFF | 57.83 | 4.28 | 9.94 | 0 | 0.34 | 0 | 0 | 0.01 | -0.15 | -0.05 | 0 | 0.32 | 0.33 | 0.23 | 73.08 | 1106.509 | 10.28
D | 4002 | 2017-02-12 | 6 | OFF | 42.3 | 4.28 | 9.94 | 0 | 0.41 | 0 | 0 | 0.04 | -0.24 | -0.05 | 0 | 0.32 | 0.33 | 0.23 | 57.56 | 1142.827 | 10.35
D | 4002 | 2017-02-12 | 7 | OFF | 52.31 | 4.28 | 9.94 | 0 | 0.46 | 0 | 0 | 0.04 | -0.24 | -0.05 | 0 | 0.32 | 0.33 | 0.23 | 67.62 | 1204.932 | 10.4
D | 4002 | 2017-02-12 | 8 | OFF | 44.54 | 4.28 | 9.94 | 0 | 0.42 | 0 | 0 | 0.02 | -0.16 | -0.05 | 0 | 0.32 | 0.33 | 0.23 | 59.87 | 1281.472 | 10.36
D | 4002 | 2017-02-12 | 9 | OFF | 47.24 | 4.28 | 9.94 | 0 | 0.32 | 0 | 0 | 0.01 | -0.18 | -0.05 | 0 | 0.32 | 0.33 | 0.23 | 62.44 | 1379.648 | 10.26
D | 4002 | 2017-02-12 | 10 | OFF | 59.21 | 4.28 | 9.94 | 0 | 0.4 | 0 | 0.17 | 0.02 | -0.2 | -0.05 | 0 | 0.32 | 0.33 | 0.23 | 74.65 | 1440.11 | 10.51
D | 4002 | 2017-02-12 | 11 | OFF | 51.94 | 4.28 | 9.94 | 0 | 0.28 | 0 | 0 | -0.11 | -0.18 | -0.05 | 0 | 0.32 | 0.33 | 0.23 | 66.98 | 1474.701 | 10.22
D | 4002 | 2017-02-12 | 12 | OFF | 53.25 | 4.28 | 9.94 | 0 | 0.25 | 0 | 0 | -0.04 | -0.16 | -0.05 | 0 | 0.32 | 0.33 | 0.23 | 68.35 | 1502.598 | 10.19
D | 4002 | 2017-02-12 | 13 | OFF | 58.79 | 4.28 | 9.94 | 0 | 0.2 | 0 | 0 | -0.06 | -0.21 | -0.05 | 0 | 0.32 | 0.33 | 0.23 | 73.77 | 1512.742 | 10.14
D | 4002 | 2017-02-12 | 14 | OFF | 57.58 | 4.28 | 9.94 | 0 | 0.21 | 0 | 0 | 0.03 | -0.1 | -0.05 | 0 | 0.32 | 0.33 | 0.23 | 72.77 | 1513.586 | 10.15
D | 4002 | 2017-02-12 | 15 | OFF | 57.15 | 4.28 | 9.94 | 0 | 0.11 | 0 | 0 | -0.11 | 0.01 | -0.05 | 0 | 0.32 | 0.33 | 0.23 | 72.21 | 1510.784 | 10.05
D | 4002 | 2017-02-12 | 16 | OFF | 65.17 | 4.28 | 9.94 | 0 | 0.24 | 0 | 0 | -0.09 | 0.01 | -0.05 | 0 | 0.32 | 0.33 | 0.23 | 80.38 | 1512.582 | 10.18
D | 4002 | 2017-02-12 | 17 | OFF | 99.24 | 4.28 | 9.94 | 0 | 0.31 | 0 | 0 | -0.22 | -0.01 | -0.05 | 0 | 0.32 | 0.33 | 0.23 | 114.37 | 1556.425 | 10.25
D | 4002 | 2017-02-12 | 18 | OFF | 162.3 | 4.28 | 9.94 | 0 | 0.79 | 0 | 0.86 | 0.28 | -0.09 | -0.05 | 0 | 0.32 | 0.33 | 0.23 | 179.19 | 1640.638 | 11.59
D | 4002 | 2017-02-12 | 19 | OFF | 35.57 | 4.28 | 9.94 | 0 | 0.18 | 0 | 0 | -0.02 | 0.07 | -0.05 | 0 | 0.32 | 0.33 | 0.23 | 50.85 | 1628.122 | 10.12
D | 4002 | 2017-02-12 | 20 | OFF | 29.52 | 4.28 | 9.94 | 0 | 0.09 | 0 | 0 | 0.02 | 0 | -0.05 | 0 | 0.32 | 0.33 | 0.23 | 44.68 | 1551.819 | 10.03
D | 4002 | 2017-02-12 | 21 | OFF | 28.79 | 4.28 | 9.94 | 0 | 0.17 | 0 | 0 | 0 | -0.06 | -0.05 | 0 | 0.32 | 0.33 | 0.23 | 43.95 | 1456.049 | 10.11
D | 4002 | 2017-02-12 | 22 | OFF | 31.57 | 4.28 | 9.94 | 0 | 0.1 | 0 | 0 | 0.02 | -0.03 | -0.05 | 0 | 0.32 | 0.33 | 0.23 | 46.71 | 1359.82 | 10.04
D | 4002 | 2017-02-12 | 23 | OFF | 47.75 | 4.28 | 9.94 | 0 | 0.85 | 0 | 0 | 0.02 | 0.04 | -0.05 | 0 | 0.32 | 0.33 | 0.23 | 63.71 | 1259.876 | 10.79
D | 4002 | 2017-02-12 | 24 | OFF | 31.54 | 4.28 | 9.94 | 0 | 0.22 | 0 | 0 | -0.08 | 0 | -0.05 | 0 | 0.32 | 0.33 | 0.23 | 46.73 | 1173.298 | 10.16
D | 4002 | 2017-02-13 | 1 | OFF | 32.49 | 4.28 | 0.98 | 0.08 | 0.12 | 0 | 0 | 0.01 | -0.01 | -0.05 | 0 | 0.32 | 0.33 | 0.23 | 38.78 | 1110.363 | 1.18
D | 4002 | 2017-02-13 | 2 | OFF | 47.55 | 4.28 | 0.98 | 0.08 | 0.22 | 0 | 0 | 0.11 | -0.13 | -0.05 | 0 | 0.32 | 0.33 | 0.23 | 53.92 | 1076.775 | 1.28
D | 4002 | 2017-02-13 | 3 | OFF | 41.68 | 4.28 | 0.98 | 0.08 | 0.35 | 0 | 0 | 0.04 | -0.18 | -0.05 | 0 | 0.32 | 0.33 | 0.23 | 48.06 | 1061.16 | 1.41
D | 4002 | 2017-02-13 | 4 | OFF | 35.75 | 4.28 | 0.98 | 0.08 | 0.14 | 0 | 0 | 0.02 | -0.17 | -0.05 | 0 | 0.32 | 0.33 | 0.23 | 41.91 | 1064.315 | 1.2
D | 4002 | 2017-02-13 | 5 | OFF | 48.66 | 4.28 | 0.98 | 0.08 | 0.14 | 0 | 0 | 0.09 | -0.24 | -0.05 | 0 | 0.32 | 0.33 | 0.23 | 54.82 | 1091.46 | 1.2
D | 4002 | 2017-02-13 | 6 | OFF | 49.25 | 4.28 | 0.98 | 0.08 | 0.4 | 0 | 0 | 0.04 | -0.27 | -0.05 | 0 | 0.32 | 0.33 | 0.23 | 55.59 | 1165.045 | 1.46
D | 4002 | 2017-02-13 | 7 | OFF | 59.92 | 4.28 | 0.98 | 0.08 | 1.37 | 0 | 0.49 | 0.09 | -0.31 | -0.05 | 0 | 0.32 | 0.33 | 0.23 | 67.73 | 1263.669 | 2.92
D | 4002 | 2017-02-13 | 8 | ON | 37.27 | 4.28 | 0.98 | 0.08 | 0.85 | 0.49 | 0 | 0.04 | -0.23 | -0.05 | 0 | 0.32 | 0.33 | 0.23 | 44.59 | 1342.014 | 2.4
D | 4002 | 2017-02-13 | 9 | ON | 40.88 | 4.28 | 0.98 | 0.08 | 0.16 | 0.46 | 0 | 0.04 | -0.27 | -0.05 | 0 | 0.32 | 0.33 | 0.23 | 47.44 | 1415.416 | 1.68
D | 4002 | 2017-02-13 | 10 | ON | 49.02 | 4.28 | 0.98 | 0.08 | 0.52 | 0.45 | 0.01 | 0.06 | -0.33 | -0.05 | 0 | 0.32 | 0.33 | 0.23 | 55.9 | 1474.09 | 2.04
D | 4002 | 2017-02-13 | 11 | ON | 43.58 | 4.28 | 0.98 | 0.08 | 0.3 | 0.45 | 0 | 0.02 | -0.29 | -0.05 | 0 | 0.32 | 0.33 | 0.23 | 50.23 | 1519.106 | 1.81
D | 4002 | 2017-02-13 | 12 | ON | 45.76 | 4.28 | 0.98 | 0.08 | 0.4 | 0.45 | 0 | 0.03 | -0.32 | -0.05 | 0 | 0.32 | 0.33 | 0.23 | 52.49 | 1541.939 | 1.91
D | 4002 | 2017-02-13 | 13 | ON | 36.43 | 4.28 | 0.98 | 0.08 | 0.34 | 0.45 | 0 | 0.01 | -0.24 | -0.05 | 0 | 0.32 | 0.33 | 0.23 | 43.16 | 1540.126 | 1.85
D | 4002 | 2017-02-13 | 14 | ON | 33.83 | 4.28 | 0.98 | 0.08 | 0.31 | 0.45 | 0.01 | 0.01 | -0.21 | -0.05 | 0 | 0.32 | 0.33 | 0.23 | 40.57 | 1527.48 | 1.83
D | 4002 | 2017-02-13 | 15 | ON | 30.33 | 4.28 | 0.98 | 0.08 | 0.48 | 0.37 | 0 | -0.01 | -0.23 | -0.05 | 0 | 0.32 | 0.33 | 0.23 | 37.11 | 1509.288 | 1.91
D | 4002 | 2017-02-13 | 16 | ON | 32.05 | 4.28 | 0.98 | 0.08 | 0.51 | 0.46 | 0 | 0.01 | -0.22 | -0.05 | 0 | 0.32 | 0.33 | 0.23 | 38.98 | 1503.263 | 2.03
D | 4002 | 2017-02-13 | 17 | ON | 29.2 | 4.28 | 0.98 | 0.08 | 0.14 | 0.44 | 0 | 0.02 | -0.2 | -0.05 | 0 | 0.32 | 0.33 | 0.23 | 35.77 | 1551.27 | 1.64
D | 4002 | 2017-02-13 | 18 | ON | 41.41 | 4.28 | 0.98 | 0.08 | 0.07 | 0.42 | 0.03 | -0.02 | -0.3 | -0.05 | 0 | 0.32 | 0.33 | 0.23 | 47.78 | 1671.674 | 1.58
D | 4002 | 2017-02-13 | 19 | ON | 48.37 | 4.28 | 0.98 | 0.08 | 0.28 | 0.41 | 0 | 0.03 | -0.33 | -0.05 | 0 | 0.32 | 0.33 | 0.23 | 54.93 | 1702.232 | 1.75
D | 4002 | 2017-02-13 | 20 | ON | 42.33 | 4.28 | 0.98 | 0.08 | 0.32 | 0.42 | 0.06 | -0.09 | -0.28 | -0.05 | 0 | 0.32 | 0.33 | 0.23 | 48.93 | 1646.76 | 1.86
D | 4002 | 2017-02-13 | 21 | ON | 43.17 | 4.28 | 0.98 | 0.08 | 0.37 | 0.43 | 0.08 | 0.03 | -0.28 | -0.05 | 0 | 0.32 | 0.33 | 0.23 | 49.97 | 1556.384 | 1.94
D | 4002 | 2017-02-13 | 22 | ON | 29.55 | 4.28 | 0.98 | 0.08 | 0.29 | 0.46 | 0.02 | -0.05 | -0.21 | -0.05 | 0 | 0.32 | 0.33 | 0.23 | 36.23 | 1432.433 | 1.83
D | 4002 | 2017-02-13 | 23 | ON | 30.58 | 4.28 | 0.98 | 0.08 | 0.33 | 0.5 | 0 | -0.05 | -0.19 | -0.05 | 0 | 0.32 | 0.33 | 0.23 | 37.34 | 1298.71 | 1.89
D | 4002 | 2017-02-13 | 24 | OFF | 41.09 | 4.28 | 0.98 | 0.08 | 0.16 | 0 | 0 | -0.11 | -0.26 | -0.05 | 0 | 0.32 | 0.33 | 0.23 | 47.05 | 1196.344 | 1.22
D | 4002 | 2017-02-14 | 1 | OFF | 35.53 | 4.28 | 0.13 | 0 | 0.14 | 0 | 0 | -0.01 | -0.21 | -0.05 | 0 | 0.32 | 0.33 | 0.23 | 40.69 | 1139.324 | 0.27
D | 4002 | 2017-02-14 | 2 | OFF | 29.62 | 4.28 | 0.13 | 0 | 0.1 | 0 | 0 | 0 | -0.19 | -0.05 | 0 | 0.32 | 0.33 | 0.23 | 34.77 | 1112.34 | 0.23
D | 4002 | 2017-02-14 | 3 | OFF | 30.35 | 4.28 | 0.13 | 0 | 0.09 | 0 | 0 | 0.02 | -0.18 | -0.05 | 0 | 0.32 | 0.33 | 0.23 | 35.52 | 1102.574 | 0.22
D | 4002 | 2017-02-14 | 4 | OFF | 29.54 | 4.28 | 0.13 | 0 | 0.08 | 0 | 0 | -0.04 | -0.19 | -0.05 | 0 | 0.32 | 0.33 | 0.23 | 34.63 | 1114.457 | 0.21
D | 4002 | 2017-02-14 | 5 | OFF | 28.37 | 4.28 | 0.13 | 0 | 0.07 | 0 | 0 | 0.09 | -0.19 | -0.05 | 0 | 0.32 | 0.33 | 0.23 | 33.58 | 1164.361 | 0.2
D | 4002 | 2017-02-14 | 6 | OFF | 28.52 | 4.28 | 0.13 | 0 | 0.19 | 0 | 0 | 0.06 | -0.23 | -0.05 | 0 | 0.32 | 0.33 | 0.23 | 33.78 | 1285.688 | 0.32
D | 4002 | 2017-02-14 | 7 | OFF | 35.72 | 4.28 | 0.13 | 0 | 0.17 | 0 | 0 | 0.02 | -0.28 | -0.05 | 0 | 0.32 | 0.33 | 0.23 | 40.87 | 1471.852 | 0.3
D | 4002 | 2017-02-14 | 8 | ON | 36.96 | 4.28 | 0.13 | 0 | 0.37 | 0.47 | 0 | 0.02 | -0.29 | -0.05 | 0 | 0.32 | 0.33 | 0.23 | 42.77 | 1534.592 | 0.97
D | 4002 | 2017-02-14 | 9 | ON | 31.23 | 4.28 | 0.13 | 0 | 0.26 | 0.47 | 0 | 0.04 | -0.25 | -0.05 | 0 | 0.32 | 0.33 | 0.23 | 36.99 | 1521.691 | 0.86
D | 4002 | 2017-02-14 | 10 | ON | 29.86 | 4.28 | 0.13 | 0 | 0.1 | 0.48 | 0 | 0.03 | -0.2 | -0.05 | 0 | 0.32 | 0.33 | 0.23 | 35.51 | 1505.955 | 0.71
D | 4002 | 2017-02-14 | 11 | ON | 30.63 | 4.28 | 0.13 | 0 | 0.08 | 0.48 | 0 | 0.03 | -0.19 | -0.05 | 0 | 0.32 | 0.33 | 0.23 | 36.27 | 1494.332 | 0.69
D | 4002 | 2017-02-14 | 12 | ON | 28 | 4.28 | 0.13 | 0 | 0.16 | 0.49 | 0 | 0.02 | -0.17 | -0.05 | 0 | 0.32 | 0.33 | 0.23 | 33.74 | 1478.009 | 0.78
D | 4002 | 2017-02-14 | 13 | ON | 27.16 | 4.28 | 0.13 | 0 | 0.1 | 0.5 | 0 | 0.04 | -0.17 | -0.05 | 0 | 0.32 | 0.33 | 0.23 | 32.87 | 1457.46 | 0.73
D | 4002 | 2017-02-14 | 14 | ON | 25.75 | 4.28 | 0.13 | 0 | 0.08 | 0.51 | 0 | 0.03 | -0.17 | -0.05 | 0 | 0.32 | 0.33 | 0.23 | 31.44 | 1436.091 | 0.72
D | 4002 | 2017-02-14 | 15 | ON | 17.43 | 4.28 | 0.13 | 0 | 0.14 | 0.52 | 0 | 0.03 | -0.14 | -0.05 | 0 | 0.32 | 0.33 | 0.23 | 23.22 | 1412.215 | 0.79
D | 4002 | 2017-02-14 | 16 | ON | 9.12 | 4.28 | 0.13 | 0 | 0.28 | 0.52 | 0 | 0.01 | -0.1 | -0.05 | 0 | 0.32 | 0.33 | 0.23 | 15.07 | 1411.597 | 0.93
D | 4002 | 2017-02-14 | 17 | ON | 21.4 | 4.28 | 0.13 | 0 | 0.24 | 0.5 | 0 | 0.02 | -0.17 | -0.05 | 0 | 0.32 | 0.33 | 0.23 | 27.23 | 1450.398 | 0.87
D | 4002 | 2017-02-14 | 18 | ON | 24.51 | 4.28 | 0.13 | 0 | 0.1 | 0.47 | 0 | 0.06 | -0.21 | -0.05 | 0 | 0.32 | 0.33 | 0.23 | 30.17 | 1568.043 | 0.7
D | 4002 | 2017-02-14 | 19 | ON | 28.9 | 4.28 | 0.13 | 0 | 0.06 | 0.45 | 0 | 0.03 | -0.23 | -0.05 | 0 | 0.32 | 0.33 | 0.23 | 34.45 | 1623.402 | 0.64
D | 4002 | 2017-02-14 | 20 | ON | 26.87 | 4.28 | 0.13 | 0 | 0.04 | 0.46 | 0 | 0.03 | -0.2 | -0.05 | 0 | 0.32 | 0.33 | 0.23 | 32.44 | 1589.289 | 0.63
D | 4002 | 2017-02-14 | 21 | ON | 26.74 | 4.28 | 0.13 | 0 | 0.09 | 0.47 | 0 | 0.01 | -0.2 | -0.05 | 0 | 0.32 | 0.33 | 0.23 | 32.35 | 1525.216 | 0.69
D | 4002 | 2017-02-14 | 22 | ON | 25.21 | 4.28 | 0.13 | 0 | 0.17 | 0.5 | 0 | 0.05 | -0.17 | -0.05 | 0 | 0.32 | 0.33 | 0.23 | 31 | 1414.739 | 0.8
D | 4002 | 2017-02-14 | 23 | ON | 29.26 | 4.28 | 0.13 | 0 | 0.2 | 0.55 | 0 | 0.06 | -0.15 | -0.05 | 0 | 0.32 | 0.33 | 0.23 | 35.16 | 1282.761 | 0.88
D | 4002 | 2017-02-14 | 24 | OFF | 29.28 | 4.28 | 0.13 | 0 | 0.21 | 0 | 0.01 | -0.04 | -0.12 | -0.05 | 0 | 0.32 | 0.33 | 0.23 | 34.58 | 1179.464 | 0.35
D | 4002 | 2017-02-15 | 1 | OFF | 32.27 | 4.28 | 0.48 | 0.06 | 0.07 | 0 | 0.18 | -0.01 | -0.15 | -0.05 | 0 | 0.32 | 0.33 | 0.23 | 38.01 | 1125.066 | 0.79
D | 4002 | 2017-02-15 | 2 | OFF | 26.9 | 4.28 | 0.48 | 0.06 | 0.04 | 0 | 0 | 0.02 | -0.14 | -0.05 | 0 | 0.32 | 0.33 | 0.23 | 32.47 | 1099.941 | 0.58
D | 4002 | 2017-02-15 | 3 | OFF | 33.37 | 4.28 | 0.48 | 0.06 | 0.09 | 0 | 0 | 0.05 | -0.15 | -0.05 | 0 | 0.32 | 0.33 | 0.23 | 39.01 | 1084.079 | 0.63
D | 4002 | 2017-02-15 | 4 | OFF | 30.01 | 4.28 | 0.48 | 0.06 | 0.06 | 0 | 0 | 0.09 | -0.13 | -0.05 | 0 | 0.32 | 0.33 | 0.23 | 35.68 | 1089.414 | 0.6
D | 4002 | 2017-02-15 | 5 | OFF | 28.17 | 4.28 | 0.48 | 0.06 | 0.04 | 0 | 0 | 0.04 | -0.12 | -0.05 | 0 | 0.32 | 0.33 | 0.23 | 33.78 | 1140.072 | 0.58
D | 4002 | 2017-02-15 | 6 | OFF | 26.1 | 4.28 | 0.48 | 0.06 | 0.12 | 0 | 0 | 0.08 | -0.14 | -0.05 | 0 | 0.32 | 0.33 | 0.23 | 31.81 | 1252.586 | 0.66
D | 4002 | 2017-02-15 | 7 | OFF | 31.66 | 4.28 | 0.48 | 0.06 | 0.23 | 0 | 0 | 0.07 | -0.22 | -0.05 | 0 | 0.32 | 0.33 | 0.23 | 37.39 | 1430.131 | 0.77
D | 4002 | 2017-02-15 | 8 | ON | 40.83 | 4.28 | 0.48 | 0.06 | 0.33 | 0.48 | 0 | -0.03 | -0.22 | -0.05 | 0 | 0.32 | 0.33 | 0.23 | 47.04 | 1505.935 | 1.35
D | 4002 | 2017-02-15 | 9 | ON | 40.21 | 4.28 | 0.48 | 0.06 | 0.18 | 0.48 | 0 | 0.07 | -0.23 | -0.05 | 0 | 0.32 | 0.33 | 0.23 | 46.36 | 1523.707 | 1.2
D | 4002 | 2017-02-15 | 10 | ON | 32.68 | 4.28 | 0.48 | 0.06 | 0.06 | 0.48 | 0 | 0.04 | -0.2 | -0.05 | 0 | 0.32 | 0.33 | 0.23 | 38.71 | 1532.988 | 1.08
D | 4002 | 2017-02-15 | 11 | ON | 29.64 | 4.28 | 0.48 | 0.06 | 0.08 | 0.48 | 0.03 | 0.02 | -0.2 | -0.05 | 0 | 0.32 | 0.33 | 0.23 | 35.7 | 1535.658 | 1.13
D | 4002 | 2017-02-15 | 12 | ON | 28.89 | 4.28 | 0.48 | 0.06 | 0.09 | 0.48 | 0 | 0.03 | -0.2 | -0.05 | 0 | 0.32 | 0.33 | 0.23 | 34.94 | 1533.514 | 1.11
D | 4002 | 2017-02-15 | 13 | ON | 29.16 | 4.28 | 0.48 | 0.06 | 0.23 | 0.49 | 0 | 0.04 | -0.19 | -0.05 | 0 | 0.32 | 0.33 | 0.23 | 35.38 | 1521.417 | 1.26
D | 4002 | 2017-02-15 | 14 | ON | 28.28 | 4.28 | 0.48 | 0.06 | 0.12 | 0.49 | 0 | 0.03 | -0.18 | -0.05 | 0 | 0.32 | 0.33 | 0.23 | 34.39 | 1515.493 | 1.15
D | 4002 | 2017-02-15 | 15 | ON | 27.61 | 4.28 | 0.48 | 0.06 | 0.1 | 0.5 | 0 | 0.03 | -0.16 | -0.05 | 0 | 0.32 | 0.33 | 0.23 | 33.73 | 1496.647 | 1.14
D | 4002 | 2017-02-15 | 16 | ON | 27.52 | 4.28 | 0.48 | 0.06 | 0.1 | 0.5 | 0 | 0.04 | -0.16 | -0.05 | 0 | 0.32 | 0.33 | 0.23 | 33.65 | 1495.484 | 1.14
D | 4002 | 2017-02-15 | 17 | ON | 27.43 | 4.28 | 0.48 | 0.06 | 0.09 | 0.48 | 0 | 0.04 | -0.17 | -0.05 | 0 | 0.32 | 0.33 | 0.23 | 33.52 | 1521.444 | 1.11
D | 4002 | 2017-02-15 | 18 | ON | 34.19 | 4.28 | 0.48 | 0.06 | 0.07 | 0.46 | 0 | 0.04 | -0.22 | -0.05 | 0 | 0.32 | 0.33 | 0.23 | 40.19 | 1622.644 | 1.07
D | 4002 | 2017-02-15 | 19 | ON | 33.18 | 4.28 | 0.48 | 0.06 | 0.09 | 0.45 | 0 | 0.04 | -0.18 | -0.05 | 0 | 0.32 | 0.33 | 0.23 | 39.23 | 1648.215 | 1.08
D | 4002 | 2017-02-15 | 20 | ON | 31.18 | 4.28 | 0.48 | 0.06 | 0.17 | 0.46 | 0 | 0.02 | -0.17 | -0.05 | 0 | 0.32 | 0.33 | 0.23 | 37.31 | 1600.294 | 1.17
D | 4002 | 2017-02-15 | 21 | ON | 28.6 | 4.28 | 0.48 | 0.06 | 0.14 | 0.48 | 0.01 | 0.04 | -0.16 | -0.05 | 0 | 0.32 | 0.33 | 0.23 | 34.76 | 1523.452 | 1.17
D | 4002 | 2017-02-15 | 22 | ON | 26.81 | 4.28 | 0.48 | 0.06 | 0.09 | 0.51 | 0 | 0.08 | -0.12 | -0.05 | 0 | 0.32 | 0.33 | 0.23 | 33.02 | 1401.976 | 1.14
D | 4002 | 2017-02-15 | 23 | ON | 24.42 | 4.28 | 0.48 | 0.06 | 0.19 | 0.56 | 0 | 0.04 | -0.1 | -0.05 | 0 | 0.32 | 0.33 | 0.23 | 30.76 | 1265.272 | 1.29
D | 4002 | 2017-02-15 | 24 | OFF | 19.93 | 4.28 | 0.48 | 0.06 | 0.24 | 0 | 0 | 0.03 | -0.09 | -0.05 | 0 | 0.32 | 0.33 | 0.23 | 25.76 | 1155.366 | 0.78
D | 4002 | 2017-02-16 | 1 | OFF | 8.44 | 4.28 | 0.21 | 0.08 | 0.42 | 0 | 0 | 0.04 | -0.1 | -0.05 | 0 | 0.32 | 0.33 | 0.23 | 14.2 | 969.896 | 0.71
D | 4002 | 2017-02-16 | 2 | OFF | 16.28 | 4.28 | 0.21 | 0.08 | 0.27 | 0 | 0 | 0.06 | 0.08 | -0.05 | 0 | 0.32 | 0.33 | 0.23 | 22.09 | 952.876 | 0.56
D | 4002 | 2017-02-16 | 3 | OFF | 16.98 | 4.28 | 0.21 | 0.08 | 0.26 | 0 | 0 | 0.02 | 0.05 | -0.05 | 0 | 0.32 | 0.33 | 0.23 | 22.71 | 947.68 | 0.55
D | 4002 | 2017-02-16 | 4 | OFF | 6.28 | 4.28 | 0.21 | 0.08 | 0.23 | 0 | 0 | 0.01 | 0.02 | -0.05 | 0 | 0.32 | 0.33 | 0.23 | 11.94 | 953.2 | 0.52
D | 4002 | 2017-02-16 | 5 | OFF | 13.99 | 4.28 | 0.21 | 0.08 | 0.2 | 0 | 0 | 0.02 | 0.06 | -0.05 | 0 | 0.32 | 0.33 | 0.23 | 19.67 | 987.998 | 0.49
D | 4002 | 2017-02-16 | 6 | OFF | 23.28 | 4.28 | 0.21 | 0.08 | 0.27 | 0 | 0 | 0.02 | 0.13 | -0.05 | 0 | 0.32 | 0.33 | 0.23 | 29.1 | 1073.452 | 0.56
D | 4002 | 2017-02-16 | 7 | OFF | 29.6 | 4.28 | 0.21 | 0.08 | 0.53 | 0 | 0.16 | 0.08 | 0.15 | -0.05 | 0 | 0.32 | 0.33 | 0.23 | 35.92 | 1203.378 | 0.98
D | 4002 | 2017-02-16 | 8 | ON | 31.63 | 4.28 | 0.21 | 0.08 | 0.67 | 0.5 | 0.08 | 0.03 | -0.07 | -0.05 | 0 | 0.32 | 0.33 | 0.23 | 38.24 | 1381.484 | 1.54
D | 4002 | 2017-02-16 | 9 | ON | 28.83 | 4.28 | 0.21 | 0.08 | 0.24 | 0.49 | 0 | 0.01 | -0.19 | -0.05 | 0 | 0.32 | 0.33 | 0.23 | 34.78 | 1506.955 | 1.02
D | 4002 | 2017-02-16 | 10 | ON | 28.66 | 4.28 | 0.21 | 0.08 | 0.15 | 0.49 | 0 | 0.07 | -0.22 | -0.05 | 0 | 0.32 | 0.33 | 0.23 | 34.55 | 1515.129 | 0.93
D | 4002 | 2017-02-16 | 11 | ON | 28.71 | 4.28 | 0.21 | 0.08 | 0.08 | 0.49 | 0 | 0.01 | -0.24 | -0.05 | 0 | 0.32 | 0.33 | 0.23 | 34.45 | 1515.154 | 0.86
D | 4002 | 2017-02-16 | 12 | ON | 28.41 | 4.28 | 0.21 | 0.08 | 0.09 | 0.49 | 0 | 0.03 | -0.21 | -0.05 | 0 | 0.32 | 0.33 | 0.23 | 34.21 | 1518.872 | 0.87
D | 4002 | 2017-02-16 | 13 | ON | 28.1 | 4.28 | 0.21 | 0.08 | 0.1 | 0.5 | 0 | 0.03 | -0.23 | -0.05 | 0 | 0.32 | 0.33 | 0.23 | 33.9 | 1503.581 | 0.89
D | 4002 | 2017-02-16 | 14 | ON | 27.65 | 4.28 | 0.21 | 0.08 | 0.1 | 0.51 | 0 | 0.03 | 0.06 | -0.05 | 0 | 0.32 | 0.33 | 0.23 | 33.75 | 1326.787 | 0.9
D | 4002 | 2017-02-16 | 15 | ON | 27.28 | 4.28 | 0.21 | 0.08 | 0.11 | 0.51 | 0 | 0.03 | 0.11 | -0.05 | 0 | 0.32 | 0.33 | 0.23 | 33.44 | 1286.416 | 0.91
D | 4002 | 2017-02-16 | 16 | ON | 27.71 | 4.28 | 0.21 | 0.08 | 0.1 | 0.5 | 0 | 0.06 | 0.1 | -0.05 | 0 | 0.32 | 0.33 | 0.23 | 33.87 | 1279.296 | 0.89
D | 4002 | 2017-02-16 | 17 | ON | 27.63 | 4.28 | 0.21 | 0.08 | 0.11 | 0.49 | 0 | 0.02 | 0.11 | -0.05 | 0 | 0.32 | 0.33 | 0.23 | 33.76 | 1305.008 | 0.89
D | 4002 | 2017-02-16 | 18 | ON | 31.47 | 4.28 | 0.21 | 0.08 | 0.12 | 0.46 | 0 | 0.05 | 0.06 | -0.05 | 0 | 0.32 | 0.33 | 0.23 | 37.56 | 1400.307 | 0.87
D | 4002 | 2017-02-16 | 19 | ON | 38.5 | 4.28 | 0.21 | 0.08 | 0.17 | 0.45 | 0 | 0.01 | 0.13 | -0.05 | 0 | 0.32 | 0.33 | 0.23 | 44.66 | 1448.136 | 0.91
D | 4002 | 2017-02-16 | 20 | ON | 37.85 | 4.28 | 0.21 | 0.08 | 0.18 | 0.45 | 0 | 0 | 0.12 | -0.05 | 0 | 0.32 | 0.33 | 0.23 | 44 | 1422.509 | 0.92
D | 4002 | 2017-02-16 | 21 | ON | 32.93 | 4.28 | 0.21 | 0.08 | 0.18 | 0.47 | 0.09 | 0.05 | 0.09 | -0.05 | 0 | 0.32 | 0.33 | 0.23 | 39.21 | 1360.806 | 1.03
D | 4002 | 2017-02-16 | 22 | ON | 28.28 | 4.28 | 0.21 | 0.08 | 0.18 | 0.5 | 0 | 0.04 | 0.08 | -0.05 | 0 | 0.32 | 0.33 | 0.23 | 34.48 | 1264.97 | 0.97
D | 4002 | 2017-02-16 | 23 | ON | 26.74 | 4.28 | 0.21 | 0.08 | 0.2 | 0.55 | 0 | 0.01 | 0.11 | -0.05 | 0 | 0.32 | 0.33 | 0.23 | 33.01 | 1150.795 | 1.04
D | 4002 | 2017-02-16 | 24 | OFF | 31.53 | 4.28 | 0.21 | 0.08 | 0.3 | 0 | 0.05 | -0.06 | 0.15 | -0.05 | 0 | 0.32 | 0.33 | 0.23 | 37.37 | 1054.63 | 0.64
D | 4002 | 2017-02-17 | 1 | OFF | 30.06 | 4.28 | 0.2 | 0 | 0.13 | 0 | 0 | 0.05 | -0.13 | -0.05 | 0 | 0.32 | 0.33 | 0.23 | 35.42 | 1144.688 | 0.33
D | 4002 | 2017-02-17 | 2 | OFF | 28.9 | 4.28 | 0.2 | 0 | 0.04 | 0 | 0 | 0.17 | -0.31 | -0.05 | 0 | 0.32 | 0.33 | 0.23 | 34.11 | 1114.278 | 0.24
D | 4002 | 2017-02-17 | 3 | OFF | 27.42 | 4.28 | 0.2 | 0 | 0.23 | 0 | 0 | 0.13 | -0.24 | -0.05 | 0 | 0.32 | 0.33 | 0.23 | 32.85 | 1100.146 | 0.43
D | 4002 | 2017-02-17 | 4 | OFF | 25.49 | 4.28 | 0.2 | 0 | 0.28 | 0 | 0 | 0.06 | -0.22 | -0.05 | 0 | 0.32 | 0.33 | 0.23 | 30.92 | 1109.113 | 0.48
D | 4002 | 2017-02-17 | 5 | OFF | 26.85 | 4.28 | 0.2 | 0 | 0.23 | 0 | 0 | 0.02 | -0.18 | -0.05 | 0 | 0.32 | 0.33 | 0.23 | 32.23 | 1154.45 | 0.43
D | 4002 | 2017-02-17 | 6 | OFF | 28.71 | 4.28 | 0.2 | 0 | 0.18 | 0 | 0 | 0.03 | -0.22 | -0.05 | 0 | 0.32 | 0.33 | 0.23 | 34.01 | 1272.019 | 0.38
D | 4002 | 2017-02-17 | 7 | OFF | 29.11 | 4.28 | 0.2 | 0 | 0.12 | 0 | 0 | 0.06 | -0.25 | -0.05 | 0 | 0.32 | 0.33 | 0.23 | 34.35 | 1448.879 | 0.32
D | 4002 | 2017-02-17 | 8 | ON | 44.57 | 4.28 | 0.2 | 0 | 0.22 | 0.48 | 0.16 | -0.01 | -0.35 | -0.05 | 0 | 0.32 | 0.33 | 0.23 | 50.38 | 1524.631 | 1.06
D | 4002 | 2017-02-17 | 9 | ON | 44.94 | 4.28 | 0.2 | 0 | 0.19 | 0.48 | 0.4 | 0.03 | -0.32 | -0.05 | 0 | 0.32 | 0.33 | 0.23 | 51.03 | 1525.948 | 1.27
D | 4002 | 2017-02-17 | 10 | ON | 29.71 | 4.28 | 0.2 | 0 | 0.03 | 0.49 | 0 | 0.04 | -0.26 | -0.05 | 0 | 0.32 | 0.33 | 0.23 | 35.32 | 1517.578 | 0.72
D | 4002 | 2017-02-17 | 11 | ON | 27.71 | 4.28 | 0.2 | 0 | 0.07 | 0.49 | 0 | 0.02 | -0.25 | -0.05 | 0 | 0.32 | 0.33 | 0.23 | 33.35 | 1510.502 | 0.76
D | 4002 | 2017-02-17 | 12 | ON | 27 | 4.28 | 0.2 | 0 | 0.09 | 0.5 | 0 | 0.01 | -0.23 | -0.05 | 0 | 0.32 | 0.33 | 0.23 | 32.68 | 1489.346 | 0.79
D | 4002 | 2017-02-17 | 13 | ON | 26.62 | 4.28 | 0.2 | 0 | 0.07 | 0.51 | 0 | 0.03 | -0.24 | -0.05 | 0 | 0.32 | 0.33 | 0.23 | 32.3 | 1456.947 | 0.78
D | 4002 | 2017-02-17 | 14 | ON | 25.47 | 4.28 | 0.2 | 0 | 0.08 | 0.52 | 0 | 0.02 | -0.23 | -0.05 | 0 | 0.32 | 0.33 | 0.23 | 31.17 | 1435.962 | 0.8
D | 4002 | 2017-02-17 | 15 | ON | 24.19 | 4.28 | 0.2 | 0 | 0.09 | 0.53 | 0 | 0.03 | -0.22 | -0.05 | 0 | 0.32 | 0.33 | 0.23 | 29.93 | 1412.965 | 0.82
D | 4002 | 2017-02-17 | 16 | ON | 12.8 | 4.28 | 0.2 | 0 | 0.14 | 0.53 | 0 | 0.02 | -0.14 | -0.05 | 0 | 0.32 | 0.33 | 0.23 | 18.66 | 1404.925 | 0.87
D | 4002 | 2017-02-17 | 17 | ON | 22.99 | 4.28 | 0.2 | 0 | 0.12 | 0.51 | 0 | -0.01 | -0.21 | -0.05 | 0 | 0.32 | 0.33 | 0.23 | 28.71 | 1447.175 | 0.83
D | 4002 | 2017-02-17 | 18 | ON | 27.62 | 4.28 | 0.2 | 0 | 0.06 | 0.48 | 0 | 0.02 | -0.27 | -0.05 | 0 | 0.32 | 0.33 | 0.23 | 33.22 | 1555.619 | 0.74
D | 4002 | 2017-02-17 | 19 | ON | 28.79 | 4.28 | 0.2 | 0 | 0.07 | 0.46 | 0 | 0.02 | -0.28 | -0.05 | 0 | 0.32 | 0.33 | 0.23 | 34.37 | 1590.437 | 0.73
D | 4002 | 2017-02-17 | 20 | ON | 28.46 | 4.28 | 0.2 | 0 | 0.16 | 0.47 | 0 | 0.01 | -0.25 | -0.05 | 0 | 0.32 | 0.33 | 0.23 | 34.16 | 1548.205 | 0.83
D | 4002 | 2017-02-17 | 21 | ON | 27.34 | 4.28 | 0.2 | 0 | 0.07 | 0.49 | 0 | 0.01 | -0.24 | -0.05 | 0 | 0.32 | 0.33 | 0.23 | 32.98 | 1495.424 | 0.76
D | 4002 | 2017-02-17 | 22 | ON | 26.86 | 4.28 | 0.2 | 0 | 0.06 | 0.52 | 0 | -0.02 | -0.2 | -0.05 | 0 | 0.32 | 0.33 | 0.23 | 32.53 | 1406.625 | 0.78
D | 4002 | 2017-02-17 | 23 | ON | 25.52 | 4.28 | 0.2 | 0 | 0.13 | 0.55 | 0 | 0.03 | -0.17 | -0.05 | 0 | 0.32 | 0.33 | 0.23 | 31.37 | 1296.85 | 0.88
D | 4002 | 2017-02-17 | 24 | OFF | 23.85 | 4.28 | 0.2 | 0 | 0.21 | 0 | 0 | 0.02 | -0.15 | -0.05 | 0 | 0.32 | 0.33 | 0.23 | 29.24 | 1190.64 | 0.41
D | 4002 | 2017-02-18 | 1 | OFF | 23.46 | 4.28 | 0.51 | 0.05 | 0.12 | 0 | 0 | 0.01 | -0.18 | -0.05 | 0 | 0.32 | 0.33 | 0.23 | 29.08 | 1117.961 | 0.68
D | 4002 | 2017-02-18 | 2 | OFF | 23.31 | 4.28 | 0.51 | 0.05 | 0.06 | 0 | 0 | 0 | -0.14 | -0.05 | 0 | 0.32 | 0.33 | 0.23 | 28.9 | 1076.791 | 0.62
D | 4002 | 2017-02-18 | 3 | OFF | 23.05 | 4.28 | 0.51 | 0.05 | 0.05 | 0 | 0 | 0.01 | -0.15 | -0.05 | 0 | 0.32 | 0.33 | 0.23 | 28.63 | 1052.59 | 0.61
D | 4002 | 2017-02-18 | 4 | OFF | 23.02 | 4.28 | 0.51 | 0.05 | 0.05 | 0 | 0 | 0.01 | -0.13 | -0.05 | 0 | 0.32 | 0.33 | 0.23 | 28.62 | 1045.899 | 0.61
D | 4002 | 2017-02-18 | 5 | OFF | 25.11 | 4.28 | 0.51 | 0.05 | 0.06 | 0 | 0 | 0.02 | -0.14 | -0.05 | 0 | 0.32 | 0.33 | 0.23 | 30.72 | 1061.757 | 0.62
D | 4002 | 2017-02-18 | 6 | OFF | 27.01 | 4.28 | 0.51 | 0.05 | 0.06 | 0 | 0 | 0.04 | -0.15 | -0.05 | 0 | 0.32 | 0.33 | 0.23 | 32.63 | 1113.003 | 0.62
D | 4002 | 2017-02-18 | 7 | OFF | 41.97 | 4.28 | 0.51 | 0.05 | 0.27 | 0 | 0 | 0.08 | -0.19 | -0.05 | 0 | 0.32 | 0.33 | 0.23 | 47.8 | 1193.65 | 0.83
D | 4002 | 2017-02-18 | 8 | OFF | 31.01 | 4.28 | 0.51 | 0.05 | 0.13 | 0 | 0.08 | 0 | -0.19 | -0.05 | 0 | 0.32 | 0.33 | 0.23 | 36.7 | 1280.009 | 0.77
D | 4002 | 2017-02-18 | 9 | OFF | 27.44 | 4.28 | 0.51 | 0.05 | 0.11 | 0 | 0 | 0.05 | -0.15 | -0.05 | 0 | 0.32 | 0.33 | 0.23 | 33.12 | 1366.085 | 0.67
D | 4002 | 2017-02-18 | 10 | OFF | 29.05 | 4.28 | 0.51 | 0.05 | 0.08 | 0 | 0.06 | 0.03 | -0.16 | -0.05 | 0 | 0.32 | 0.33 | 0.23 | 34.73 | 1392.354 | 0.7
D | 4002 | 2017-02-18 | 11 | OFF | 40.47 | 4.28 | 0.51 | 0.05 | 0.26 | 0 | 0.06 | 0.04 | -0.22 | -0.05 | 0 | 0.32 | 0.33 | 0.23 | 46.28 | 1377.829 | 0.88
D | 4002 | 2017-02-18 | 12 | OFF | 41.49 | 4.28 | 0.51 | 0.05 | 0.23 | 0 | 0.4 | 0.02 | -0.24 | -0.05 | 0 | 0.32 | 0.33 | 0.23 | 47.57 | 1342.921 | 1.19
D | 4002 | 2017-02-18 | 13 | OFF | 28.78 | 4.28 | 0.51 | 0.05 | 0.14 | 0 | 0.14 | 0.04 | -0.16 | -0.05 | 0 | 0.32 | 0.33 | 0.23 | 34.61 | 1301.896 | 0.84
D | 4002 | 2017-02-18 | 14 | OFF | 22.36 | 4.28 | 0.51 | 0.05 | 0.13 | 0 | 0 | 0.04 | -0.13 | -0.05 | 0 | 0.32 | 0.33 | 0.23 | 28.07 | 1270.598 | 0.69
D | 4002 | 2017-02-18 | 15 | OFF | 20.86 | 4.28 | 0.51 | 0.05 | 0.09 | 0 | 0 | 0.02 | -0.11 | -0.05 | 0 | 0.32 | 0.33 | 0.23 | 26.53 | 1240.783 | 0.65
D | 4002 | 2017-02-18 | 16 | OFF | 20.61 | 4.28 | 0.51 | 0.05 | 0.09 | 0 | 0 | 0.04 | -0.11 | -0.05 | 0 | 0.32 | 0.33 | 0.23 | 26.3 | 1240.547 | 0.65
D | 4002 | 2017-02-18 | 17 | OFF | 21.86 | 4.28 | 0.51 | 0.05 | 0.1 | 0 | 0 | 0.01 | -0.14 | -0.05 | 0 | 0.32 | 0.33 | 0.23 | 27.5 | 1287.803 | 0.66
D | 4002 | 2017-02-18 | 18 | OFF | 31.45 | 4.28 | 0.51 | 0.05 | 0.07 | 0 | 0.1 | -0.02 | -0.21 | -0.05 | 0 | 0.32 | 0.33 | 0.23 | 37.06 | 1399.87 | 0.73
D | 4002 | 2017-02-18 | 19 | OFF | 31.85 | 4.28 | 0.51 | 0.05 | 0.11 | 0 | 0.03 | 0.04 | -0.22 | -0.05 | 0 | 0.32 | 0.33 | 0.23 | 37.48 | 1447.108 | 0.7
D | 4002 | 2017-02-18 | 20 | OFF | 23.9 | 4.28 | 0.51 | 0.05 | 0.08 | 0 | 0 | 0 | -0.15 | -0.05 | 0 | 0.32 | 0.33 | 0.23 | 29.5 | 1404.835 | 0.64
D | 4002 | 2017-02-18 | 21 | OFF | 24.32 | 4.28 | 0.51 | 0.05 | 0.09 | 0 | 0 | -0.02 | -0.14 | -0.05 | 0 | 0.32 | 0.33 | 0.23 | 29.92 | 1346.987 | 0.65
D | 4002 | 2017-02-18 | 22 | OFF | 28.9 | 4.28 | 0.51 | 0.05 | 0.17 | 0 | 0.01 | 0.01 | -0.16 | -0.05 | 0 | 0.32 | 0.33 | 0.23 | 34.6 | 1265.673 | 0.74
D | 4002 | 2017-02-18 | 23 | OFF | 25.78 | 4.28 | 0.51 | 0.05 | 0.86 | 0 | 0.08 | 0.03 | -0.15 | -0.05 | 0 | 0.32 | 0.33 | 0.23 | 32.27 | 1169.163 | 1.5
D | 4002 | 2017-02-18 | 24 | OFF | 20.86 | 4.28 | 0.51 | 0.05 | 0.54 | 0 | 0.22 | 0.03 | -0.2 | -0.05 | 0 | 0.32 | 0.33 | 0.23 | 27.12 | 1074.375 | 1.32
D | 4002 | 2017-02-19 | 1 | OFF | 24.88 | 4.28 | 0.63 | 0 | 0.67 | 0 | 0 | -0.05 | -0.19 | -0.05 | 0 | 0.32 | 0.33 | 0.23 | 31.05 | 1006.852 | 1.3
D | 4002 | 2017-02-19 | 2 | OFF | 29.61 | 4.28 | 0.63 | 0 | 0.27 | 0 | 0 | -0.02 | -0.17 | -0.05 | 0 | 0.32 | 0.33 | 0.23 | 35.43 | 967.126 | 0.9
D | 4002 | 2017-02-19 | 3 | OFF | 42.29 | 4.28 | 0.63 | 0 | 0.25 | 0 | 0 | 0.07 | -0.16 | -0.05 | 0 | 0.32 | 0.33 | 0.23 | 48.19 | 946.896 | 0.88
D | 4002 | 2017-02-19 | 4 | OFF | 115.41 | 4.28 | 0.63 | 0 | 1.05 | 0 | 0 | 0.68 | -0.88 | -0.05 | 0 | 0.32 | 0.33 | 0.23 | 122 | 942.016 | 1.68
D | 4002 | 2017-02-19 | 5 | OFF | 57.25 | 4.28 | 0.63 | 0 | 0.4 | 0 | 0 | -0.08 | -0.29 | -0.05 | 0 | 0.32 | 0.33 | 0.23 | 63.02 | 953.57 | 1.03
D | 4002 | 2017-02-19 | 6 | OFF | 204.49 | 4.28 | 0.63 | 0 | 1.37 | 0 | 0 | 0.65 | -1.03 | -0.05 | 0 | 0.32 | 0.33 | 0.23 | 211.22 | 991.386 | 2
D | 4002 | 2017-02-19 | 7 | OFF | 25.93 | 4.28 | 0.63 | 0 | 1.07 | 0 | 0 | 0.06 | -0.14 | -0.05 | 0 | 0.32 | 0.33 | 0.23 | 32.66 | 1051.154 | 1.7
D | 4002 | 2017-02-19 | 8 | OFF | 21.51 | 4.28 | 0.63 | 0 | 0.44 | 0 | 0 | 0.03 | -0.13 | -0.05 | 0 | 0.32 | 0.33 | 0.23 | 27.59 | 1129.672 | 1.07
D | 4002 | 2017-02-19 | 9 | OFF | 22.18 | 4.28 | 0.63 | 0 | 0.33 | 0 | 0 | 0 | -0.12 | -0.05 | 0 | 0.32 | 0.33 | 0.23 | 28.13 | 1217.93 | 0.96
D | 4002 | 2017-02-19 | 10 | OFF | 25.61 | 4.28 | 0.63 | 0 | 0.12 | 0 | 0.13 | 0.01 | -0.13 | -0.05 | 0 | 0.32 | 0.33 | 0.23 | 31.48 | 1270.062 | 0.88
D | 4002 | 2017-02-19 | 11 | OFF | 22.1 | 4.28 | 0.63 | 0 | 0.14 | 0 | 0.02 | 0.01 | -0.11 | -0.05 | 0 | 0.32 | 0.33 | 0.23 | 27.9 | 1278.734 | 0.79
D | 4002 | 2017-02-19 | 12 | OFF | 21 | 4.28 | 0.63 | 0 | 0.1 | 0 | 0 | 0.05 | -0.11 | -0.05 | 0 | 0.32 | 0.33 | 0.23 | 26.78 | 1276.59 | 0.73
D | 4002 | 2017-02-19 | 13 | OFF | 15.52 | 4.28 | 0.63 | 0 | 0.16 | 0 | 0 | 0.07 | -0.1 | -0.05 | 0 | 0.32 | 0.33 | 0.23 | 21.39 | 1251.13 | 0.79
D | 4002 | 2017-02-19 | 14 | OFF | 13.45 | 4.28 | 0.63 | 0 | 0.19 | 0 | 0 | 0.03 | -0.09 | -0.05 | 0 | 0.32 | 0.33 | 0.23 | 19.32 | 1221.707 | 0.82
D | 4002 | 2017-02-19 | 15 | OFF | 14.52 | 4.28 | 0.63 | 0 | 0.23 | 0 | 0 | 0.03 | -0.11 | -0.05 | 0 | 0.32 | 0.33 | 0.23 | 20.41 | 1211.347 | 0.86
D | 4002 | 2017-02-19 | 16 | OFF | 16.97 | 4.28 | 0.63 | 0 | 0.19 | 0 | 0 | 0.06 | -0.11 | -0.05 | 0 | 0.32 | 0.33 | 0.23 | 22.85 | 1221.735 | 0.82
D | 4002 | 2017-02-19 | 17 | OFF | 14.11 | 4.28 | 0.63 | 0 | 0.12 | 0 | 0 | 0.01 | -0.09 | -0.05 | 0 | 0.32 | 0.33 | 0.23 | 19.89 | 1277.673 | 0.75
D | 4002 | 2017-02-19 | 18 | OFF | 20.86 | 4.28 | 0.63 | 0 | 0.05 | 0 | 0 | 0.05 | -0.16 | -0.05 | 0 | 0.32 | 0.33 | 0.23 | 26.54 | 1402.321 | 0.68
D | 4002 | 2017-02-19 | 19 | OFF | 24.97 | 4.28 | 0.63 | 0 | 0.12 | 0 | 0.02 | 0.05 | -0.2 | -0.05 | 0 | 0.32 | 0.33 | 0.23 | 30.7 | 1454.607 | 0.77
D | 4002 | 2017-02-19 | 20 | OFF | 31.81 | 4.28 | 0.63 | 0 | 0.11 | 0 | 0 | -0.01 | -0.22 | -0.05 | 0 | 0.32 | 0.33 | 0.23 | 37.43 | 1401.128 | 0.74
D | 4002 | 2017-02-19 | 21 | OFF | 26.95 | 4.28 | 0.63 | 0 | 0.23 | 0 | 0.16 | 0.02 | -0.15 | -0.05 | 0 | 0.32 | 0.33 | 0.23 | 32.95 | 1325.337 | 1.02
D | 4002 | 2017-02-19 | 22 | OFF | 24.35 | 4.28 | 0.63 | 0 | 0.17 | 0 | 0.1 | -0.01 | -0.14 | -0.05 | 0 | 0.32 | 0.33 | 0.23 | 30.21 | 1223.161 | 0.9
D | 4002 | 2017-02-19 | 23 | OFF | 29.59 | 4.28 | 0.63 | 0 | 0.44 | 0 | 0.36 | 0.03 | -0.13 | -0.05 | 0 | 0.32 | 0.33 | 0.23 | 36.03 | 1115.139 | 1.43
D | 4002 | 2017-02-19 | 24 | OFF | 6.96 | 4.28 | 0.63 | 0 | 0.51 | 0 | 0 | -0.01 | 0.03 | -0.05 | 0 | 0.32 | 0.33 | 0.23 | 13.23 | 1024.197 | 1.14
D | 4002 | 2017-02-20 | 1 | OFF | 20.76 | 4.28 | 0.17 | 0 | 0.08 | 0 | 0 | 0.05 | -0.11 | -0.05 | 0 | 0.32 | 0.33 | 0.23 | 26.06 | 967.012 | 0.25
D | 4002 | 2017-02-20 | 2 | OFF | 17.82 | 4.28 | 0.17 | 0 | 0.02 | 0 | 0 | 0 | -0.12 | -0.05 | 0 | 0.32 | 0.33 | 0.23 | 23 | 940.224 | 0.19
D | 4002 | 2017-02-20 | 3 | OFF | 18 | 4.28 | 0.17 | 0 | 0.02 | 0 | 0 | 0.02 | -0.1 | -0.05 | 0 | 0.32 | 0.33 | 0.23 | 23.22 | 933.277 | 0.19
D | 4002 | 2017-02-20 | 4 | OFF | 19.89 | 4.28 | 0.17 | 0 | 0.04 | 0 | 0 | -0.01 | -0.14 | -0.05 | 0 | 0.32 | 0.33 | 0.23 | 25.06 | 944.062 | 0.21
D | 4002 | 2017-02-20 | 5 | OFF | 14.26 | 4.28 | 0.17 | 0 | 0.11 | 0 | 0 | -0.01 | -0.06 | -0.05 | 0 | 0.32 | 0.33 | 0.23 | 19.58 | 986.566 | 0.28
D | 4002 | 2017-02-20 | 6 | OFF | 13.52 | 4.28 | 0.17 | 0 | 0.22 | 0 | 0 | 0 | -0.11 | -0.05 | 0 | 0.32 | 0.33 | 0.23 | 18.91 | 1086.955 | 0.39
D | 4002 | 2017-02-20 | 7 | OFF | 2.49 | 4.28 | 0.17 | 0 | 0.46 | 0 | 0 | 0.01 | -0.04 | -0.05 | 0 | 0.32 | 0.33 | 0.23 | 8.2 | 1240.997 | 0.63
D | 4002 | 2017-02-20 | 8 | ON | 10.15 | 4.28 | 0.17 | 0 | 0.46 | 0.58 | 0 | 0 | -0.11 | -0.05 | 0 | 0.32 | 0.33 | 0.23 | 16.36 | 1331.88 | 1.21
D | 4002 | 2017-02-20 | 9 | ON | 18.49 | 4.28 | 0.17 | 0 | 0.22 | 0.56 | 0 | 0 | -0.15 | -0.05 | 0 | 0.32 | 0.33 | 0.23 | 24.4 | 1371.639 | 0.95
D | 4002 | 2017-02-20 | 10 | ON | 8.78 | 4.28 | 0.17 | 0 | 0.13 | 0.56 | 0 | 0.01 | -0.11 | -0.05 | 0 | 0.32 | 0.33 | 0.23 | 14.65 | 1390.393 | 0.86
D | 4002 | 2017-02-20 | 11 | ON | 14.79 | 4.28 | 0.17 | 0 | 0.08 | 0.56 | 0 | 0.01 | -0.13 | -0.05 | 0 | 0.32 | 0.33 | 0.23 | 20.59 | 1396.381 | 0.81
D | 4002 | 2017-02-20 | 12 | ON | 18.3 | 4.28 | 0.17 | 0 | 0.07 | 0.56 | 0 | 0.01 | -0.14 | -0.05 | 0 | 0.32 | 0.33 | 0.23 | 24.08 | 1386.839 | 0.8
D | 4002 | 2017-02-20 | 13 | ON | 13.74 | 4.28 | 0.17 | 0 | 0.09 | 0.57 | 0 | 0.01 | -0.13 | -0.05 | 0 | 0.32 | 0.33 | 0.23 | 19.56 | 1359.042 | 0.83
D | 4002 | 2017-02-20 | 14 | ON | 13.23 | 4.28 | 0.17 | 0 | 0.07 | 0.58 | 0 | 0.02 | -0.13 | -0.05 | 0 | 0.32 | 0.33 | 0.23 | 19.05 | 1345.674 | 0.82
D | 4002 | 2017-02-20 | 15 | ON | 16.06 | 4.28 | 0.17 | 0 | 0.08 | 0.58 | 0 | 0.03 | -0.11 | -0.05 | 0 | 0.32 | 0.33 | 0.23 | 21.92 | 1333.569 | 0.83
D | 4002 | 2017-02-20 | 16 | ON | 19.02 | 4.28 | 0.17 | 0 | 0.07 | 0.57 | 0 | 0.02 | -0.13 | -0.05 | 0 | 0.32 | 0.33 | 0.23 | 24.83 | 1345.332 | 0.81
D | 4002 | 2017-02-20 | 17 | ON | 20.76 | 4.28 | 0.17 | 0 | 0.11 | 0.54 | 0 | -0.06 | -0.15 | -0.05 | 0 | 0.32 | 0.33 | 0.23 | 26.48 | 1402.37 | 0.82
D | 4002 | 2017-02-20 | 18 | ON | 25.34 | 4.28 | 0.17 | 0 | 0.09 | 0.5 | 0.03 | -0.03 | -0.2 | -0.05 | 0 | 0.32 | 0.33 | 0.23 | 31.01 | 1523.893 | 0.79
D | 4002 | 2017-02-20 | 19 | ON | 29.66 | 4.28 | 0.17 | 0 | 0.18 | 0.48 | 0.03 | 0.05 | -0.28 | -0.05 | 0 | 0.32 | 0.33 | 0.23 | 35.4 | 1583.569 | 0.86
D | 4002 | 2017-02-20 | 20 | ON | 27.48 | 4.28 | 0.17 | 0 | 0.2 | 0.49 | 0.01 | 0.05 | -0.25 | -0.05 | 0 | 0.32 | 0.33 | 0.23 | 33.26 | 1538.358 | 0.87
D | 4002 | 2017-02-20 | 21 | ON | 24.95 | 4.28 | 0.17 | 0 | 0.08 | 0.51 | 0 | 0.04 | -0.22 | -0.05 | 0 | 0.32 | 0.33 | 0.23 | 30.64 | 1464.823 | 0.76
D | 4002 | 2017-02-20 | 22 | ON | 22.35 | 4.28 | 0.17 | 0 | 0.07 | 0.55 | 0 | 0 | -0.17 | -0.05 | 0 | 0.32 | 0.33 | 0.23 | 28.08 | 1349.178 | 0.79
D | 4002 | 2017-02-20 | 23 | ON | 20.37 | 4.28 | 0.17 | 0 | 0.22 | 0.59 | 0 | -0.02 | -0.14 | -0.05 | 0 | 0.32 | 0.33 | 0.23 | 26.3 | 1217.995 | 0.98
D | 4002 | 2017-02-20 | 24 | OFF | 7.55 | 4.28 | 0.17 | 0 | 0.62 | 0 | 0 | -0.02 | -0.19 | -0.05 | 0 | 0.32 | 0.33 | 0.23 | 13.24 | 1121.001 | 0.79
D | 4002 | 2017-02-21 | 1 | OFF | 22.54 | 4.28 | 0.5 | 0 | 0.23 | 0 | 0 | 0 | -0.13 | -0.05 | 0 | 0.32 | 0.33 | 0.23 | 28.25 | 1068.089 | 0.73
D | 4002 | 2017-02-21 | 2 | OFF | 21.01 | 4.28 | 0.5 | 0 | 0.12 | 0 | 0 | 0.01 | -0.15 | -0.05 | 0 | 0.32 | 0.33 | 0.23 | 26.6 | 1044.75 | 0.62
D | 4002 | 2017-02-21 | 3 | OFF | 21.67 | 4.28 | 0.5 | 0 | 0.15 | 0 | 0 | -0.01 | -0.14 | -0.05 | 0 | 0.32 | 0.33 | 0.23 | 27.28 | 1036.722 | 0.65
D | 4002 | 2017-02-21 | 4 | OFF | 22.23 | 4.28 | 0.5 | 0 | 0.15 | 0 | 0 | -0.01 | -0.15 | -0.05 | 0 | 0.32 | 0.33 | 0.23 | 27.83 | 1051.007 | 0.65
D | 4002 | 2017-02-21 | 5 | OFF | 20.23 | 4.28 | 0.5 | 0 | 0.14 | 0 | 0 | 0.02 | -0.17 | -0.05 | 0 | 0.32 | 0.33 | 0.23 | 25.83 | 1100.454 | 0.64
D | 4002 | 2017-02-21 | 6 | OFF | 15.49 | 4.28 | 0.5 | 0 | 0.36 | 0 | 0 | -0.02 | -0.21 | -0.05 | 0 | 0.32 | 0.33 | 0.23 | 21.23 | 1226.882 | 0.86
D | 4002 | 2017-02-21 | 7 | OFF | 26.12 | 4.28 | 0.5 | 0 | 0.28 | 0 | 0.16 | 0 | -0.23 | -0.05 | 0 | 0.32 | 0.33 | 0.23 | 31.94 | 1409.56 | 0.94
D | 4002 | 2017-02-21 | 8 | ON | 23.01 | 4.28 | 0.5 | 0 | 0.26 | 0.51 | 0 | 0.04 | -0.22 | -0.05 | 0 | 0.32 | 0.33 | 0.23 | 29.21 | 1486.26 | 1.27
D | 4002 | 2017-02-21 | 9 | ON | 22.13 | 4.28 | 0.5 | 0 | 0.08 | 0.51 | 0 | 0.02 | -0.22 | -0.05 | 0 | 0.32 | 0.33 | 0.23 | 28.13 | 1479.694 | 1.09
D | 4002 | 2017-02-21 | 10 | ON | 21.55 | 4.28 | 0.5 | 0 | 0.09 | 0.52 | 0 | -0.01 | -0.2 | -0.05 | 0 | 0.32 | 0.33 | 0.23 | 27.56 | 1458.709 | 1.11
D | 4002 | 2017-02-21 | 11 | ON | 19.99 | 4.28 | 0.5 | 0 | 0.07 | 0.51 | 0 | 0.04 | -0.19 | -0.05 | 0 | 0.32 | 0.33 | 0.23 | 26.03 | 1446.24 | 1.08
D | 4002 | 2017-02-21 | 12 | ON | 18.61 | 4.28 | 0.5 | 0 | 0.1 | 0.54 | 0 | 0.02 | -0.15 | -0.05 | 0 | 0.32 | 0.33 | 0.23 | 24.73 | 1423.24 | 1.14
D | 4002 | 2017-02-21 | 13 | ON | 19.72 | 4.28 | 0.5 | 0 | 0.12 | 0.55 | 0 | 0.01 | -0.13 | -0.05 | 0 | 0.32 | 0.33 | 0.23 | 25.88 | 1398.041 | 1.17
D | 4002 | 2017-02-21 | 14 | ON | 20.66 | 4.28 | 0.5 | 0 | 0.11 | 0.55 | 0 | 0.02 | -0.14 | -0.05 | 0 | 0.32 | 0.33 | 0.23 | 26.81 | 1388.835 | 1.16
D | 4002 | 2017-02-21 | 15 | ON | 20.85 | 4.28 | 0.5 | 0 | 0.07 | 0.55 | 0 | 0.03 | -0.14 | -0.05 | 0 | 0.32 | 0.33 | 0.23 | 26.97 | 1379.049 | 1.12
D | 4002 | 2017-02-21 | 16 | ON | 21.84 | 4.28 | 0.5 | 0 | 0.07 | 0.54 | 0 | 0.03 | -0.15 | -0.05 | 0 | 0.32 | 0.33 | 0.23 | 27.94 | 1387.051 | 1.11
D | 4002 | 2017-02-21 | 17 | ON | 24.02 | 4.28 | 0.5 | 0 | 0.09 | 0.52 | 0 | 0.04 | -0.17 | -0.05 | 0 | 0.32 | 0.33 | 0.23 | 30.11 | 1433.276 | 1.11
D | 4002 | 2017-02-21 | 18 | ON | 25.04 | 4.28 | 0.5 | 0 | 0.09 | 0.48 | 0 | 0.02 | -0.2 | -0.05 | 0 | 0.32 | 0.33 | 0.23 | 31.04 | 1552.685 | 1.07
D | 4002 | 2017-02-21 | 19 | ON | 24.8 | 4.28 | 0.5 | 0 | 0.09 | 0.47 | 0 | 0.02 | -0.19 | -0.05 | 0 | 0.32 | 0.33 | 0.23 | 30.8 | 1595.087 | 1.06
D | 4002 | 2017-02-21 | 20 | ON | 24.75 | 4.28 | 0.5 | 0 | 0.09 | 0.48 | 0 | 0.02 | -0.19 | -0.05 | 0 | 0.32 | 0.33 | 0.23 | 30.76 | 1552.858 | 1.07
D | 4002 | 2017-02-21 | 21 | ON | 23.43 | 4.28 | 0.5 | 0 | 0.09 | 0.5 | 0 | 0.01 | -0.18 | -0.05 | 0 | 0.32 | 0.33 | 0.23 | 29.46 | 1475.859 | 1.09
D | 4002 | 2017-02-21 | 22 | ON | 22.96 | 4.28 | 0.5 | 0 | 0.1 | 0.54 | 0 | 0.01 | -0.16 | -0.05 | 0 | 0.32 | 0.33 | 0.23 | 29.06 | 1356.809 | 1.14
D | 4002 | 2017-02-21 | 23 | ON | 23.33 | 4.28 | 0.5 | 0 | 0.14 | 0.59 | 0 | 0.01 | -0.12 | -0.05 | 0 | 0.32 | 0.33 | 0.23 | 29.56 | 1220.572 | 1.23
D | 4002 | 2017-02-21 | 24 | OFF | 24.17 | 4.28 | 0.5 | 0 | 0.49 | 0 | 0.13 | -0.08 | -0.1 | -0.05 | 0 | 0.32 | 0.33 | 0.23 | 30.22 | 1114.16 | 1.12
D | 4002 | 2017-02-22 | 1 | OFF | 17.59 | 4.28 | 0.12 | 0 | 0.07 | 0 | 0 | 0.02 | -0.1 | -0.05 | 0 | 0.32 | 0.33 | 0.23 | 22.81 | 1049.901 | 0.19
D | 4002 | 2017-02-22 | 2 | OFF | 16.12 | 4.28 | 0.12 | 0 | 0.06 | 0 | 0 | 0.06 | -0.08 | -0.05 | 0 | 0.32 | 0.33 | 0.23 | 21.39 | 1020.363 | 0.18
D | 4002 | 2017-02-22 | 3 | OFF | 14.56 | 4.28 | 0.12 | 0 | 0.1 | 0 | 0 | -0.06 | -0.06 | -0.05 | 0 | 0.32 | 0.33 | 0.23 | 19.77 | 1003.607 | 0.22
D | 4002 | 2017-02-22 | 4 | OFF | 13.41 | 4.28 | 0.12 | 0 | 0.21 | 0 | 0 | 0.01 | -0.07 | -0.05 | 0 | 0.32 | 0.33 | 0.23 | 18.79 | 1003.03 | 0.33
D | 4002 | 2017-02-22 | 5 | OFF | 13.93 | 4.28 | 0.12 | 0 | 0.19 | 0 | 0 | 0.01 | -0.07 | -0.05 | 0 | 0.32 | 0.33 | 0.23 | 19.29 | 1046.028 | 0.31
D | 4002 | 2017-02-22 | 6 | OFF | 10.52 | 4.28 | 0.12 | 0 | 0.42 | 0 | 0 | -0.02 | -0.16 | -0.05 | 0 | 0.32 | 0.33 | 0.23 | 15.99 | 1161.25 | 0.54
D | 4002 | 2017-02-22 | 7 | OFF | 20.04 | 4.28 | 0.12 | 0 | 0.3 | 0 | 0 | 0.02 | -0.13 | -0.05 | 0 | 0.32 | 0.33 | 0.23 | 25.46 | 1335.954 | 0.42
D | 4002 | 2017-02-22 | 8 | ON | 22.64 | 4.28 | 0.12 | 0 | 0.17 | 0.53 | 0 | 0.03 | -0.15 | -0.05 | 0 | 0.32 | 0.33 | 0.23 | 28.45 | 1413.176 | 0.82
D | 4002 | 2017-02-22 | 9 | ON | 30.04 | 4.28 | 0.12 | 0 | 0.11 | 0.52 | 0.3 | 0.04 | -0.18 | -0.05 | 0 | 0.32 | 0.33 | 0.23 | 36.06 | 1417.629 | 1.05
D | 4002 | 2017-02-22 | 10 | ON | 23.34 | 4.28 | 0.12 | 0 | 0.08 | 0.53 | 0 | 0.07 | -0.14 | -0.05 | 0 | 0.32 | 0.33 | 0.23 | 29.11 | 1404.548 | 0.73
D | 4002 | 2017-02-22 | 11 | ON | 21.08 | 4.28 | 0.12 | 0 | 0.11 | 0.54 | 0 | 0.07 | -0.13 | -0.05 | 0 | 0.32 | 0.33 | 0.23 | 26.9 | 1403.203 | 0.77
D | 4002 | 2017-02-22 | 12 | ON | 20.61 | 4.28 | 0.12 | 0 | 0.09 | 0.55 | 0 | 0.02 | -0.13 | -0.05 | 0 | 0.32 | 0.33 | 0.23 | 26.37 | 1387.958 | 0.76
D | 4002 | 2017-02-22 | 13 | ON | 19.85 | 4.28 | 0.12 | 0 | 0.09 | 0.56 | 0 | 0.01 | -0.12 | -0.05 | 0 | 0.32 | 0.33 | 0.23 | 25.62 | 1359.212 | 0.77
D | 4002 | 2017-02-22 | 14 | ON | 19.41 | 4.28 | 0.12 | 0 | 0.08 | 0.56 | 0 | 0.02 | -0.11 | -0.05 | 0 | 0.32 | 0.33 | 0.23 | 25.19 | 1343.124 | 0.76
D | 4002 | 2017-02-22 | 15 | ON | 18.97 | 4.28 | 0.12 | 0 | 0.08 | 0.57 | 0 | 0.03 | -0.12 | -0.05 | 0 | 0.32 | 0.33 | 0.23 | 24.76 | 1331.262 | 0.77
D | 4002 | 2017-02-22 | 16 | ON | 18.98 | 4.28 | 0.12 | 0 | 0.08 | 0.57 | 0 | 0.03 | -0.11 | -0.05 | 0 | 0.32 | 0.33 | 0.23 | 24.78 | 1331.123 | 0.77
D | 4002 | 2017-02-22 | 17 | ON | 20 | 4.28 | 0.12 | 0 | 0.08 | 0.55 | 0 | 0.01 | -0.13 | -0.05 | 0 | 0.32 | 0.33 | 0.23 | 25.74 | 1364.751 | 0.75
D | 4002 | 2017-02-22 | 18 | ON | 20.89 | 4.28 | 0.12 | 0 | 0.07 | 0.51 | 0 | 0.03 | -0.17 | -0.05 | 0 | 0.32 | 0.33 | 0.23 | 26.56 | 1466.48 | 0.7
D | 4002 | 2017-02-22 | 19 | ON | 25.13 | 4.28 | 0.12 | 0 | 0.17 | 0.49 | 0 | 0.07 | -0.19 | -0.05 | 0 | 0.32 | 0.33 | 0.23 | 30.9 | 1535.835 | 0.78
D | 4002 | 2017-02-22 | 20 | ON | 22.06 | 4.28 | 0.12 | 0 | 0.17 | 0.51 | 0.01 | 0.06 | -0.15 | -0.05 | 0 | 0.32 | 0.33 | 0.23 | 27.89 | 1499.006 | 0.81
D | 4002 | 2017-02-22 | 21 | ON | 20.45 | 4.28 | 0.12 | 0 | 0.09 | 0.53 | 0 | 0.03 | -0.13 | -0.05 | 0 | 0.32 | 0.33 | 0.23 | 26.2 | 1431.849 | 0.74
D | 4002 | 2017-02-22 | 22 | ON | 23.24 | 4.28 | 0.12 | 0 | 0.16 | 0.56 | 0.21 | 0.06 | -0.18 | -0.05 | 0 | 0.32 | 0.33 | 0.23 | 29.28 | 1321.377 | 1.05
D | 4002 | 2017-02-22 | 23 | ON | 15.82 | 4.28 | 0.12 | 0 | 0.95 | 0.61 | 0 | 0.01 | -0.09 | -0.05 | 0 | 0.32 | 0.33 | 0.23 | 22.53 | 1186.627 | 1.68
D | 4002 | 2017-02-22 | 24 | OFF | 35.74 | 4.28 | 0.12 | 0 | 1.33 | 0 | 0.33 | -0.06 | -0.17 | -0.05 | 0 | 0.32 | 0.33 | 0.23 | 42.4 | 1082.227 | 1.78
D | 4002 | 2017-02-23 | 1 | OFF | 15.51 | 4.28 | 0.25 | 0 | 0.35 | 0 | 0 | 0.04 | -0.05 | -0.05 | 0 | 0.32 | 0.33 | 0.23 | 21.21 | 1019.607 | 0.6
D | 4002 | 2017-02-23 | 2 | OFF | 15.02 | 4.28 | 0.25 | 0 | 0.2 | 0 | 0 | 0.06 | -0.08 | -0.05 | 0 | 0.32 | 0.33 | 0.23 | 20.56 | 987.415 | 0.45
D | 4002 | 2017-02-23 | 3 | OFF | 9.2 | 4.28 | 0.25 | 0 | 0.15 | 0 | 0 | 0.01 | -0.07 | -0.05 | 0 | 0.32 | 0.33 | 0.23 | 14.65 | 974.075 | 0.4
D | 4002 | 2017-02-23 | 4 | OFF | 7.98 | 4.28 | 0.25 | 0 | 0.25 | 0 | 0 | 0 | -0.04 | -0.05 | 0 | 0.32 | 0.33 | 0.23 | 13.55 | 982.806 | 0.5
D | 4002 | 2017-02-23 | 5 | OFF | 1.98 | 4.28 | 0.25 | 0 | 0.24 | 0 | 0 | 0 | -0.07 | -0.05 | 0 | 0.32 | 0.33 | 0.23 | 7.51 | 1031.482 | 0.49
D | 4002 | 2017-02-23 | 6 | OFF | 14.68 | 4.28 | 0.25 | 0 | 0.89 | 0 | 0 | 0.03 | -0.08 | -0.05 | 0 | 0.32 | 0.33 | 0.23 | 20.88 | 1148.482 | 1.14
D | 4002 | 2017-02-23 | 7 | OFF | 19.24 | 4.28 | 0.25 | 0 | 0.48 | 0 | 0 | 0.03 | -0.1 | -0.05 | 0 | 0.32 | 0.33 | 0.23 | 25.01 | 1324.197 | 0.73
D | 4002 | 2017-02-23 | 8 | ON | 25.2 | 4.28 | 0.25 | 0 | 0.26 | 0.55 | 0 | 0.04 | -0.14 | -0.05 | 0 | 0.32 | 0.33 | 0.23 | 31.27 | 1400.124 | 1.06
D | 4002 | 2017-02-23 | 9 | ON | 17.72 | 4.28 | 0.25 | 0 | 0.1 | 0.55 | 0 | 0.03 | -0.1 | -0.05 | 0 | 0.32 | 0.33 | 0.23 | 23.66 | 1403.588 | 0.9
D | 4002 | 2017-02-23 | 10 | ON | 16.23 | 4.28 | 0.25 | 0 | 0.1 | 0.55 | 0 | 0.02 | -0.1 | -0.05 | 0 | 0.32 | 0.33 | 0.23 | 22.16 | 1389.717 | 0.9
D | 4002 | 2017-02-23 | 11 | ON | 14.25 | 4.28 | 0.25 | 0 | 0.11 | 0.56 | 0 | 0.01 | -0.09 | -0.05 | 0 | 0.32 | 0.33 | 0.23 | 20.2 | 1379.384 | 0.92
D | 4002 | 2017-02-23 | 12 | ON | 16.67 | 4.28 | 0.25 | 0 | 0.09 | 0.57 | 0 | 0.01 | -0.09 | -0.05 | 0 | 0.32 | 0.33 | 0.23 | 22.61 | 1362.43 | 0.91
D | 4002 | 2017-02-23 | 13 | ON | 16.09 | 4.28 | 0.25 | 0 | 0.1 | 0.58 | 0 | 0 | -0.1 | -0.05 | 0 | 0.32 | 0.33 | 0.23 | 22.03 | 1340.978 | 0.93
D | 4002 | 2017-02-23 | 14 | ON | 5.77 | 4.28 | 0.25 | 0 | 0.21 | 0.58 | 0 | 0 | -0.06 | -0.05 | 0 | 0.32 | 0.33 | 0.23 | 11.86 | 1331.665 | 1.04
D | 4002 | 2017-02-23 | 15 | ON | 13.41 | 4.28 | 0.25 | 0 | 0.12 | 0.58 | 0 | 0 | -0.08 | -0.05 | 0 | 0.32 | 0.33 | 0.23 | 19.39 | 1316.436 | 0.95
D | 4002 | 2017-02-23 | 16 | ON | 14.56 | 4.28 | 0.25 | 0 | 0.11 | 0.57 | 0 | 0 | -0.07 | -0.05 | 0 | 0.32 | 0.33 | 0.23 | 20.53 | 1316.393 | 0.93
D | 4002 | 2017-02-23 | 17 | ON | 15.79 | 4.28 | 0.25 | 0 | 0.12 | 0.56 | 0 | 0 | -0.1 | -0.05 | 0 | 0.32 | 0.33 | 0.23 | 21.73 | 1340.328 | 0.93
D | 4002 | 2017-02-23 | 18 | ON | 15.13 | 4.28 | 0.25 | 0 | 0.12 | 0.53 | 0 | 0.02 | -0.11 | -0.05 | 0 | 0.32 | 0.33 | 0.23 | 21.05 | 1426.273 | 0.9
D | 4002 | 2017-02-23 | 19 | ON | 16.18 | 4.28 | 0.25 | 0 | 0.1 | 0.51 | 0 | 0.02 | -0.12 | -0.05 | 0 | 0.32 | 0.33 | 0.23 | 22.05 | 1493.776 | 0.86
D | 4002 | 2017-02-23 | 20 | ON | 17.04 | 4.28 | 0.25 | 0 | 0.06 | 0.52 | 0 | -0.03 | -0.12 | -0.05 | 0 | 0.32 | 0.33 | 0.23 | 22.83 | 1453.367 | 0.83
D | 4002 | 2017-02-23 | 21 | ON | 15.88 | 4.28 | 0.25 | 0 | 0.08 | 0.54 | 0 | -0.02 | -0.1 | -0.05 | 0 | 0.32 | 0.33 | 0.23 | 21.74 | 1383.516 | 0.87
D | 4002 | 2017-02-23 | 22 | ON | 17.52 | 4.28 | 0.25 | 0 | 0.08 | 0.58 | 0.08 | -0.04 | -0.1 | -0.05 | 0 | 0.32 | 0.33 | 0.23 | 23.48 | 1274.372 | 0.99
D | 4002 | 2017-02-23 | 23 | ON | 13.41 | 4.28 | 0.25 | 0 | 0.91 | 0.63 | 0 | 0.01 | -0.07 | -0.05 | 0 | 0.32 | 0.33 | 0.23 | 20.25 | 1142.214 | 1.79
D | 4002 | 2017-02-23 | 24 | OFF | 8.89 | 4.28 | 0.25 | 0 | 1.21 | 0 | 0 | -0.02 | -0.07 | -0.05 | 0 | 0.32 | 0.33 | 0.23 | 15.37 | 1037.015 | 1.46
D | 4002 | 2017-02-24 | 1 | OFF | 11.1 | 4.28 | 0.53 | 0 | 0.28 | 0 | 0 | 0 | -0.07 | -0.05 | 0 | 0.32 | 0.33 | 0.23 | 16.95 | 973.469 | 0.81
D | 4002 | 2017-02-24 | 2 | OFF | 9.77 | 4.28 | 0.53 | 0 | 0.2 | 0 | 0 | -0.01 | -0.04 | -0.05 | 0 | 0.32 | 0.33 | 0.23 | 15.56 | 939.129 | 0.73
D | 4002 | 2017-02-24 | 3 | OFF | 10.74 | 4.28 | 0.53 | 0 | 0.2 | 0 | 0 | -0.03 | -0.05 | -0.05 | 0 | 0.32 | 0.33 | 0.23 | 16.5 | 923.842 | 0.73
D | 4002 | 2017-02-24 | 4 | OFF | 9.38 | 4.28 | 0.53 | 0 | 0.26 | 0 | 0 | -0.04 | -0.05 | -0.05 | 0 | 0.32 | 0.33 | 0.23 | 15.19 | 931.138 | 0.79
D | 4002 | 2017-02-24 | 5 | OFF | 8.23 | 4.28 | 0.53 | 0 | 0.21 | 0 | 0 | 0.01 | -0.05 | -0.05 | 0 | 0.32 | 0.33 | 0.23 | 14.04 | 969.271 | 0.74
D | 4002 | 2017-02-24 | 6 | OFF | 6.55 | 4.28 | 0.53 | 0 | 1.12 | 0 | 0 | 0 | -0.09 | -0.05 | 0 | 0.32 | 0.33 | 0.23 | 13.22 | 1082.261 | 1.65
D | 4002 | 2017-02-24 | 7 | OFF | 11.95 | 4.28 | 0.53 | 0 | 0.31 | 0 | 0.07 | -0.01 | -0.12 | -0.05 | 0 | 0.32 | 0.33 | 0.23 | 17.84 | 1248.478 | 0.91
D | 4002 | 2017-02-24 | 8 | ON | 14.07 | 4.28 | 0.53 | 0 | 0.35 | 0.58 | 0 | 0 | -0.08 | -0.05 | 0 | 0.32 | 0.33 | 0.23 | 20.56 | 1345.134 | 1.46
D | 4002 | 2017-02-24 | 9 | ON | 17.8 | 4.28 | 0.53 | 0 | 0.18 | 0.57 | 0 | -0.01 | -0.1 | -0.05 | 0 | 0.32 | 0.33 | 0.23 | 24.08 | 1374.429 | 1.28
D | 4002 | 2017-02-24 | 10 | ON | 16.71 | 4.28 | 0.53 | 0 | 0.1 | 0.56 | 0 | -0.01 | -0.1 | -0.05 | 0 | 0.32 | 0.33 | 0.23 | 22.9 | 1386.128 | 1.19
D | 4002 | 2017-02-24 | 11 | ON | 17.63 | 4.28 | 0.53 | 0 | 0.08 | 0.56 | 0.01 | -0.02 | -0.1 | -0.05 | 0 | 0.32 | 0.33 | 0.23 | 23.8 | 1391.731 | 1.18
D | 4002 | 2017-02-24 | 12 | ON | 18.36 | 4.28 | 0.53 | 0 | 0.07 | 0.56 | 0 | 0 | -0.1 | -0.05 | 0 | 0.32 | 0.33 | 0.23 | 24.53 | 1380.266 | 1.16
D | 4002 | 2017-02-24 | 13 | ON | 17.67 | 4.28 | 0.53 | 0 | 0.07 | 0.57 | 0 | 0.01 | -0.09 | -0.05 | 0 | 0.32 | 0.33 | 0.23 | 23.87 | 1350.838 | 1.17
D | 4002 | 2017-02-24 | 14 | ON | 16.86 | 4.28 | 0.53 | 0 | 0.07 | 0.57 | 0 | 0 | -0.09 | -0.05 | 0 | 0.32 | 0.33 | 0.23 | 23.05 | 1338.16 | 1.17
D | 4002 | 2017-02-24 | 15 | ON | 16.71 | 4.28 | 0.53 | 0 | 0.07 | 0.58 | 0 | 0 | -0.09 | -0.05 | 0 | 0.32 | 0.33 | 0.23 | 22.91 | 1316.457 | 1.18
D | 4002 | 2017-02-24 | 16 | ON | 16.86 | 4.28 | 0.53 | 0 | 0.07 | 0.58 | 0 | 0 | -0.09 | -0.05 | 0 | 0.32 | 0.33 | 0.23 | 23.06 | 1309.425 | 1.18
D | 4002 | 2017-02-24 | 17 | ON | 16.42 | 4.28 | 0.53 | 0 | 0.14 | 0.57 | 0 | 0.01 | -0.08 | -0.05 | 0 | 0.32 | 0.33 | 0.23 | 22.7 | 1326.126 | 1.24
D | 4002 | 2017-02-24 | 18 | ON | 17.74 | 4.28 | 0.53 | 0 | 0.08 | 0.54 | 0 | 0.01 | -0.1 | -0.05 | 0 | 0.32 | 0.33 | 0.23 | 23.91 | 1391.434 | 1.15
D | 4002 | 2017-02-24 | 19 | ON | 18.47 | 4.28 | 0.53 | 0 | 0.12 | 0.53 | 0 | 0.03 | -0.1 | -0.05 | 0 | 0.32 | 0.33 | 0.23 | 24.69 | 1434.934 | 1.18
D | 4002 | 2017-02-24 | 20 | ON | 17.36 | 4.28 | 0.53 | 0 | 0.1 | 0.54 | 0 | 0.02 | -0.1 | -0.05 | 0 | 0.32 | 0.33 | 0.23 | 23.56 | 1384.544 | 1.17
D | 4002 | 2017-02-24 | 21 | ON | 15.19 | 4.28 | 0.53 | 0 | 0.09 | 0.57 | 0 | 0.01 | -0.08 | -0.05 | 0 | 0.32 | 0.33 | 0.23 | 21.42 | 1320.491 | 1.19
D | 4002 | 2017-02-24 | 22 | ON | 15.77 | 4.28 | 0.53 | 0 | 0.07 | 0.6 | 0 | 0.02 | -0.06 | -0.05 | 0 | 0.32 | 0.33 | 0.23 | 22.04 | 1231.065 | 1.2
D | 4002 | 2017-02-24 | 23 | ON | 15.7 | 4.28 | 0.53 | 0 | 0.16 | 0.65 | 0 | 0.04 | -0.07 | -0.05 | 0 | 0.32 | 0.33 | 0.23 | 22.12 | 1123.514 | 1.34
D | 4002 | 2017-02-24 | 24 | OFF | 26.53 | 4.28 | 0.53 | 0 | 0.5 | 0 | 0.77 | -0.06 | -0.12 | -0.05 | 0 | 0.32 | 0.33 | 0.23 | 33.26 | 1022.466 | 1.8
D | 4002 | 2017-02-25 | 1 | OFF | 15.54 | 4.28 | 0.56 | 0 | 0.2 | 0 | 0.04 | 0.02 | -0.04 | -0.05 | 0 | 0.32 | 0.33 | 0.23 | 21.43 | 949.176 | 0.8
D | 4002 | 2017-02-25 | 2 | OFF | 15.22 | 4.28 | 0.56 | 0 | 0.19 | 0 | 0 | 0.05 | -0.05 | -0.05 | 0 | 0.32 | 0.33 | 0.23 | 21.08 | 909.752 | 0.75
D | 4002 | 2017-02-25 | 3 | OFF | 12.96 | 4.28 | 0.56 | 0 | 0.2 | 0 | 0 | 0.03 | -0.05 | -0.05 | 0 | 0.32 | 0.33 | 0.23 | 18.81 | 885.952 | 0.76
D | 4002 | 2017-02-25 | 4 | OFF | 13.99 | 4.28 | 0.56 | 0 | 0.19 | 0 | 0 | -0.01 | -0.05 | -0.05 | 0 | 0.32 | 0.33 | 0.23 | 19.79 | 879.273 | 0.75
D | 4002 | 2017-02-25 | 5 | OFF | 12.31 | 4.28 | 0.56 | 0 | 0.25 | 0 | 0 | -0.03 | -0.03 | -0.05 | 0 | 0.32 | 0.33 | 0.23 | 18.17 | 894.599 | 0.81
D | 4002 | 2017-02-25 | 6 | OFF | 14.72 | 4.28 | 0.56 | 0 | 0.2 | 0 | 0 | -0.02 | -0.04 | -0.05 | 0 | 0.32 | 0.33 | 0.23 | 20.53 | 937.549 | 0.76
D | 4002 | 2017-02-25 | 7 | OFF | 4.83 | 4.28 | 0.56 | 0 | 0.49 | 0 | 0 | 0.03 | 0.01 | -0.05 | 0 | 0.32 | 0.33 | 0.23 | 11.03 | 1012.236 | 1.05
D | 4002 | 2017-02-25 | 8 | OFF | 14.84 | 4.28 | 0.56 | 0 | 0.65 | 0 | 0 | -0.01 | -0.05 | -0.05 | 0 | 0.32 | 0.33 | 0.23 | 21.1 | 1099.574 | 1.21
D | 4002 | 2017-02-25 | 9 | OFF | 22.27 | 4.28 | 0.56 | 0 | 0.55 | 0 | 0.27 | 0.02 | -0.11 | -0.05 | 0 | 0.32 | 0.33 | 0.23 | 28.67 | 1194.279 | 1.38
D | 4002 | 2017-02-25 | 10 | OFF | 20.82 | 4.28 | 0.56 | 0 | 0.23 | 0 | 0.14 | 0.04 | -0.06 | -0.05 | 0 | 0.32 | 0.33 | 0.23 | 26.84 | 1256.574 | 0.93
D | 4002 | 2017-02-25 | 11 | OFF | 18.08 | 4.28 | 0.56 | 0 | 0.11 | 0 | 0 | 0.03 | -0.07 | -0.05 | 0 | 0.32 | 0.33 | 0.23 | 23.82 | 1270.464 | 0.67
D | 4002 | 2017-02-25 | 12 | OFF | 31.57 | 4.28 | 0.56 | 0 | 0.39 | 0 | 0.38 | 0.02 | -0.14 | -0.05 | 0 | 0.32 | 0.33 | 0.23 | 37.89 | 1259.157 | 1.33
D | 4002 | 2017-02-25 | 13 | OFF | 16.39 | 4.28 | 0.56 | 0 | 0.16 | 0 | 0 | 0 | -0.08 | -0.05 | 0 | 0.32 | 0.33 | 0.23 | 22.14 | 1235.968 | 0.72
D | 4002 | 2017-02-25 | 14 | OFF | 16.27 | 4.28 | 0.56 | 0 | 0.16 | 0 | 0.01 | 0.02 | -0.07 | -0.05 | 0 | 0.32 | 0.33 | 0.23 | 22.06 | 1206.473 | 0.73
D | 4002 | 2017-02-25 | 15 | OFF | 15.84 | 4.28 | 0.56 | 0 | 0.16 | 0 | 0 | 0.02 | -0.07 | -0.05 | 0 | 0.32 | 0.33 | 0.23 | 21.62 | 1187.408 | 0.72
D | 4002 | 2017-02-25 | 16 | OFF | 15.87 | 4.28 | 0.56 | 0 | 0.16 | 0 | 0 | 0.03 | -0.07 | -0.05 | 0 | 0.32 | 0.33 | 0.23 | 21.66 | 1184.985 | 0.72
D | 4002 | 2017-02-25 | 17 | OFF | 23.32 | 4.28 | 0.56 | 0 | 0.35 | 0 | 0.29 | 0.07 | -0.1 | -0.05 | 0 | 0.32 | 0.33 | 0.23 | 29.6 | 1215.583 | 1.2
D | 4002 | 2017-02-25 | 18 | OFF | 26.65 | 4.28 | 0.56 | 0 | 0.17 | 0 | 0.04 | 0.02 | -0.13 | -0.05 | 0 | 0.32 | 0.33 | 0.23 | 32.42 | 1299.262 | 0.77
D | 4002 | 2017-02-25 | 19 | OFF | 19.48 | 4.28 | 0.56 | 0 | 0.12 | 0 | 0.02 | 0.03 | -0.07 | -0.05 | 0 | 0.32 | 0.33 | 0.23 | 25.25 | 1335.601 | 0.7
D | 4002 | 2017-02-25 | 20 | OFF | 17.72 | 4.28 | 0.56 | 0 | 0.12 | 0 | 0 | -0.01 | -0.06 | -0.05 | 0 | 0.32 | 0.33 | 0.23 | 23.44 | 1288.454 | 0.68
D | 4002 | 2017-02-25 | 21 | OFF | 16.44 | 4.28 | 0.56 | 0 | 0.13 | 0 | 0 | 0 | -0.04 | -0.05 | 0 | 0.32 | 0.33 | 0.23 | 22.2 | 1220.936 | 0.69
D | 4002 | 2017-02-25 | 22 | OFF | 15.89 | 4.28 | 0.56 | 0 | 0.26 | 0 | 0 | 0.04 | -0.04 | -0.05 | 0 | 0.32 | 0.33 | 0.23 | 21.82 | 1134.407 | 0.82
D | 4002 | 2017-02-25 | 23 | OFF | 0.65 | 4.28 | 0.56 | 0 | 0.72 | 0 | 0 | 0 | -0.01 | -0.05 | 0 | 0.32 | 0.33 | 0.23 | 7.03 | 1045.225 | 1.28
D | 4002 | 2017-02-25 | 24 | OFF | -26.88 | 4.28 | 0.56 | 0 | 0.86 | 0 | 0 | -0.02 | 0.05 | -0.05 | 0 | 0.32 | 0.33 | 0.23 | -20.32 | 966.349 | 1.42
D | 4002 | 2017-02-26 | 1 | OFF | -7.06 | 4.28 | 0.31 | 0 | 0.37 | 0 | 0 | -0.01 | 0.1 | -0.05 | 0 | 0.32 | 0.33 | 0.23 | -1.18 | 907.693 | 0.68
D | 4002 | 2017-02-26 | 2 | OFF | 7.5 | 4.28 | 0.31 | 0 | 0.27 | 0 | 0 | 0 | -0.1 | -0.05 | 0 | 0.32 | 0.33 | 0.23 | 13.09 | 877.055 | 0.58
D | 4002 | 2017-02-26 | 3 | OFF | 15.74 | 4.28 | 0.31 | 0 | 0.19 | 0 | 0 | 0 | -0.11 | -0.05 | 0 | 0.32 | 0.33 | 0.23 | 21.24 | 860.729 | 0.5
D | 4002 | 2017-02-26 | 4 | OFF | 6.85 | 4.28 | 0.31 | 0 | 0.19 | 0 | 0 | 0.01 | -0.06 | -0.05 | 0 | 0.32 | 0.33 | 0.23 | 12.41 | 864.728 | 0.5
D | 4002 | 2017-02-26 | 5 | OFF | -23.52 | 4.28 | 0.31 | 0 | 0.18 | 0 | 0 | -0.05 | 0.04 | -0.05 | 0 | 0.32 | 0.33 | 0.23 | -17.93 | 879.509 | 0.49
D | 4002 | 2017-02-26 | 6 | OFF | -0.87 | 4.28 | 0.31 | 0 | 0.26 | 0 | 0 | 0 | 0.03 | -0.05 | 0 | 0.32 | 0.33 | 0.23 | 4.84 | 917.323 | 0.57
D | 4002 | 2017-02-26 | 7 | OFF | 7.33 | 4.28 | 0.31 | 0 | 0.23 | 0 | 0 | 0.02 | -0.05 | -0.05 | 0 | 0.32 | 0.33 | 0.23 | 12.95 | 982.487 | 0.54
D | 4002 | 2017-02-26 | 8 | OFF | -0.08 | 4.28 | 0.31 | 0 | 0.41 | 0 | 0 | 0 | -0.02 | -0.05 | 0 | 0.32 | 0.33 | 0.23 | 5.73 | 1064.098 | 0.72
D | 4002 | 2017-02-26 | 9 | OFF | 10.98 | 4.28 | 0.31 | 0 | 0.16 | 0 | 0 | -0.01 | -0.03 | -0.05 | 0 | 0.32 | 0.33 | 0.23 | 16.52 | 1157.99 | 0.47
D | 4002 | 2017-02-26 | 10 | OFF | 0.22 | 4.28 | 0.31 | 0 | 0.33 | 0 | 0 | 0 | -0.02 | -0.05 | 0 | 0.32 | 0.33 | 0.23 | 5.95 | 1214.819 | 0.64
D | 4002 | 2017-02-26 | 11 | OFF | 0.11 | 4.28 | 0.31 | 0 | 0.27 | 0 | 0 | 0 | -0.02 | -0.05 | 0 | 0.32 | 0.33 | 0.23 | 5.78 | 1236.52 | 0.58
D | 4002 | 2017-02-26 | 12 | OFF | 7.82 | 4.28 | 0.31 | 0 | 0.14 | 0 | 0 | -0.01 | -0.05 | -0.05 | 0 | 0.32 | 0.33 | 0.23 | 13.32 | 1237.092 | 0.45
D | 4002 | 2017-02-26 | 13 | OFF | 9.18 | 4.28 | 0.31 | 0 | 0.23 | 0 | 0 | -0.01 | -0.09 | -0.05 | 0 | 0.32 | 0.33 | 0.23 | 14.73 | 1221.814 | 0.54
D | 4002 | 2017-02-26 | 14 | OFF | 4.8 | 4.28 | 0.31 | 0 | 0.18 | 0 | 0 | 0 | -0.02 | -0.05 | 0 | 0.32 | 0.33 | 0.23 | 10.38 | 1206.521 | 0.49
D | 4002 | 2017-02-26 | 15 | OFF | 2.17 | 4.28 | 0.31 | 0 | 0.24 | 0 | 0 | 0 | -0.02 | -0.05 | 0 | 0.32 | 0.33 | 0.23 | 7.81 | 1197.368 | 0.55
D | 4002 | 2017-02-26 | 16 | OFF | 2.76 | 4.28 | 0.31 | 0 | 0.26 | 0 | 0 | 0 | -0.03 | -0.05 | 0 | 0.32 | 0.33 | 0.23 | 8.41 | 1213.635 | 0.57
D | 4002 | 2017-02-26 | 17 | OFF | 13.01 | 4.28 | 0.31 | 0 | 0.14 | 0 | 0 | -0.03 | -0.05 | -0.05 | 0 | 0.32 | 0.33 | 0.23 | 18.49 | 1267.961 | 0.45
D | 4002 | 2017-02-26 | 18 | OFF | 20.44 | 4.28 | 0.31 | 0 | 0.27 | 0 | 0.12 | -0.05 | -0.16 | -0.05 | 0 | 0.32 | 0.33 | 0.23 | 26.04 | 1377.363 | 0.7
D | 4002 | 2017-02-26 | 19 | OFF | 26.33 | 4.28 | 0.31 | 0 | 0.58 | 0 | 0.28 | 0.02 | -0.16 | -0.05 | 0 | 0.32 | 0.33 | 0.23 | 32.47 | 1442.794 | 1.17
D | 4002 | 2017-02-26 | 20 | OFF | 25.87 | 4.28 | 0.31 | 0 | 0.1 | 0 | 0.17 | -0.03 | -0.17 | -0.05 | 0 | 0.32 | 0.33 | 0.23 | 31.36 | 1400.082 | 0.58
D | 4002 | 2017-02-26 | 21 | OFF | 19.78 | 4.28 | 0.31 | 0 | 0.28 | 0 | 0.11 | 0.02 | -0.11 | -0.05 | 0 | 0.32 | 0.33 | 0.23 | 25.5 | 1327.265 | 0.7
D | 4002 | 2017-02-26 | 22 | OFF | 16.34 | 4.28 | 0.31 | 0 | 0.07 | 0 | 0 | 0.01 | -0.09 | -0.05 | 0 | 0.32 | 0.33 | 0.23 | 21.75 | 1231.847 | 0.38
D | 4002 | 2017-02-26 | 23 | OFF | 15.87 | 4.28 | 0.31 | 0 | 0.22 | 0 | 0 | 0 | -0.06 | -0.05 | 0 | 0.32 | 0.33 | 0.23 | 21.45 | 1134.718 | 0.53
D | 4002 | 2017-02-26 | 24 | OFF | 12.07 | 4.28 | 0.31 | 0 | 0.45 | 0 | 0.01 | 0.01 | 0.01 | -0.05 | 0 | 0.32 | 0.33 | 0.23 | 17.97 | 1060.516 | 0.77
D | 4002 | 2017-02-27 | 1 | OFF | 10.95 | 4.28 | 0.17 | 0 | 0.17 | 0 | 0 | 0.02 | -0.05 | -0.05 | 0 | 0.32 | 0.33 | 0.23 | 16.37 | 1015.475 | 0.34
D | 4002 | 2017-02-27 | 2 | OFF | 6.3 | 4.28 | 0.17 | 0 | 0.24 | 0 | 0 | 0.01 | -0.06 | -0.05 | 0 | 0.32 | 0.33 | 0.23 | 11.77 | 990.181 | 0.41
D | 4002 | 2017-02-27 | 3 | OFF | 9.47 | 4.28 | 0.17 | 0 | 0.24 | 0 | 0 | 0 | -0.07 | -0.05 | 0 | 0.32 | 0.33 | 0.23 | 14.92 | 981.504 | 0.41
D | 4002 | 2017-02-27 | 4 | OFF | 14.23 | 4.28 | 0.17 | 0 | 0.1 | 0 | 0 | 0.01 | -0.06 | -0.05 | 0 | 0.32 | 0.33 | 0.23 | 19.56 | 992.858 | 0.27
D | 4002 | 2017-02-27 | 5 | OFF | 20.59 | 4.28 | 0.17 | 0 | 0.06 | 0 | 0.03 | 0 | -0.06 | -0.05 | 0 | 0.32 | 0.33 | 0.23 | 25.9 | 1040.809 | 0.26
D | 4002 | 2017-02-27 | 6 | OFF | 23.54 | 4.28 | 0.17 | 0 | 0.31 | 0 | 0.09 | 0.06 | -0.09 | -0.05 | 0 | 0.32 | 0.33 | 0.23 | 29.19 | 1155.12 | 0.57
D | 4002 | 2017-02-27 | 7 | OFF | 36.87 | 4.28 | 0.17 | 0 | 0.48 | 0 | 0.04 | 0.15 | -0.14 | -0.05 | 0 | 0.32 | 0.33 | 0.23 | 42.68 | 1302.933 | 0.69
D | 4002 | 2017-02-27 | 8 | ON | 36.96 | 4.28 | 0.17 | 0 | 0.52 | 0.52 | 0 | 0.01 | -0.16 | -0.05 | 0 | 0.32 | 0.33 | 0.23 | 43.13 | 1383.6 | 1.21
D | 4002 | 2017-02-27 | 9 | ON | 29.9 | 4.28 | 0.17 | 0 | 0.26 | 0.53 | 0.19 | 0.04 | -0.12 | -0.05 | 0 | 0.32 | 0.33 | 0.23 | 36.08 | 1400.531 | 1.15
D | 4002 | 2017-02-27 | 10 | ON | 19.9 | 4.28 | 0.17 | 0 | 0.17 | 0.53 | 0.08 | 0.02 | -0.1 | -0.05 | 0 | 0.32 | 0.33 | 0.23 | 25.88 | 1399.076 | 0.95
D | 4002 | 2017-02-27 | 11 | ON | 18.41 | 4.28 | 0.17 | 0 | 0.08 | 0.54 | 0.06 | 0.03 | -0.1 | -0.05 | 0 | 0.32 | 0.33 | 0.23 | 24.3 | 1395.404 | 0.85
D | 4002 | 2017-02-27 | 12 | ON | 15.63 | 4.28 | 0.17 | 0 | 0.09 | 0.55 | 0 | 0.02 | -0.09 | -0.05 | 0 | 0.32 | 0.33 | 0.23 | 21.48 | 1377.495 | 0.81
D | 4002 | 2017-02-27 | 13 | ON | 14.44 | 4.28 | 0.17 | 0 | 0.11 | 0.56 | 0 | 0.02 | -0.08 | -0.05 | 0 | 0.32 | 0.33 | 0.23 | 20.33 | 1353.849 | 0.84
D | 4002 | 2017-02-27 | 14 | ON | 10.46 | 4.28 | 0.17 | 0 | 0.21 | 0.56 | 0 | 0.02 | -0.06 | -0.05 | 0 | 0.32 | 0.33 | 0.23 | 16.47 | 1341.963 | 0.94
D | 4002 | 2017-02-27 | 15 | ON | 14.37 | 4.28 | 0.17 | 0 | 0.1 | 0.56 | 0 | 0.02 | -0.08 | -0.05 | 0 | 0.32 | 0.33 | 0.23 | 20.25 | 1324.213 | 0.83
D | 4002 | 2017-02-27 | 16 | ON | 14.12 | 4.28 | 0.17 | 0 | 0.1 | 0.56 | 0 | 0.02 | -0.08 | -0.05 | 0 | 0.32 | 0.33 | 0.23 | 20 | 1318.765 | 0.83
D | 4002 | 2017-02-27 | 17 | ON | 15.77 | 4.28 | 0.17 | 0 | 0.09 | 0.54 | 0 | 0 | -0.09 | -0.05 | 0 | 0.32 | 0.33 | 0.23 | 21.59 | 1348.544 | 0.8
D | 4002 | 2017-02-27 | 18 | ON | 21.11 | 4.28 | 0.17 | 0 | 0.25 | 0.51 | 0.01 | 0.01 | -0.14 | -0.05 | 0 | 0.32 | 0.33 | 0.23 | 27.03 | 1442.076 | 0.94
D | 4002 | 2017-02-27 | 19 | ON | 26.32 | 4.28 | 0.17 | 0 | 0.19 | 0.48 | 0.01 | 0.04 | -0.17 | -0.05 | 0 | 0.32 | 0.33 | 0.23 | 32.15 | 1509.277 | 0.85
D | 4002 | 2017-02-27 | 20 | ON | 29.07 | 4.28 | 0.17 | 0 | 0.19 | 0.49 | 0 | 0.03 | -0.16 | -0.05 | 0 | 0.32 | 0.33 | 0.23 | 34.9 | 1465.541 | 0.85
D | 4002 | 2017-02-27 | 21 | ON | 21.63 | 4.28 | 0.17 | 0 | 0.19 | 0.52 | 0.04 | 0.01 | -0.11 | -0.05 | 0 | 0.32 | 0.33 | 0.23 | 27.56 | 1390.516 | 0.92
D | 4002 | 2017-02-27 | 22 | ON | 18.44 | 4.28 | 0.17 | 0 | 0.17 | 0.55 | 0 | 0.02 | -0.09 | -0.05 | 0 | 0.32 | 0.33 | 0.23 | 24.37 | 1282.466 | 0.89
D | 4002 | 2017-02-27 | 23 | ON | 15.61 | 4.28 | 0.17 | 0 | 0.22 | 0.61 | 0 | 0.01 | -0.06 | -0.05 | 0 | 0.32 | 0.33 | 0.23 | 21.67 | 1165.427 | 1
D | 4002 | 2017-02-27 | 24 | OFF | 14.09 | 4.28 | 0.17 | 0 | 0.88 | 0 | 0 | -0.01 | -0.05 | -0.05 | 0 | 0.32 | 0.33 | 0.23 | 20.19 | 1071.229 | 1.05
D | 4002 | 2017-02-28 | 1 | OFF | 16.82 | 4.28 | 0.29 | 0 | 0.13 | 0 | 0 | 0.02 | -0.11 | -0.05 | 0 | 0.32 | 0.33 | 0.23 | 22.26 | 1014.638 | 0.42
D | 4002 | 2017-02-28 | 2 | OFF | 15.58 | 4.28 | 0.29 | 0 | 0.01 | 0 | 0 | 0.02 | -0.13 | -0.05 | 0 | 0.32 | 0.33 | 0.23 | 20.88 | 987.362 | 0.3
D | 4002 | 2017-02-28 | 3 | OFF | 15.63 | 4.28 | 0.29 | 0 | 0.04 | 0 | 0 | -0.02 | -0.13 | -0.05 | 0 | 0.32 | 0.33 | 0.23 | 20.92 | 979.329 | 0.33
D | 4002 | 2017-02-28 | 4 | OFF | 16.14 | 4.28 | 0.29 | 0 | 0.09 | 0 | 0 | -0.02 | -0.12 | -0.05 | 0 | 0.32 | 0.33 | 0.23 | 21.49 | 986.896 | 0.38
D | 4002 | 2017-02-28 | 5 | OFF | 17.18 | 4.28 | 0.29 | 0 | 0.06 | 0 | 0 | -0.01 | -0.12 | -0.05 | 0 | 0.32 | 0.33 | 0.23 | 22.51 | 1023.518 | 0.35
D | 4002 | 2017-02-28 | 6 | OFF | 16.36 | 4.28 | 0.29 | 0 | 0.4 | 0 | 0 | -0.01 | -0.1 | -0.05 | 0 | 0.32 | 0.33 | 0.23 | 22.05 | 1130.631 | 0.69
D | 4002 | 2017-02-28 | 7 | OFF | 17.31 | 4.28 | 0.29 | 0 | 0.28 | 0 | 0 | 0.01 | -0.1 | -0.05 | 0 | 0.32 | 0.33 | 0.23 | 22.9 | 1280.556 | 0.57
D | 4002 | 2017-02-28 | 8 | ON | 18.42 | 4.28 | 0.29 | 0 | 0.16 | 0.52 | 0.01 | -0.03 | -0.12 | -0.05 | 0 | 0.32 | 0.33 | 0.23 | 24.36 | 1368.646 | 0.98
D | 4002 | 2017-02-28 | 9 | ON | 18.41 | 4.28 | 0.29 | 0 | 0.06 | 0.51 | 0 | -0.01 | -0.13 | -0.05 | 0 | 0.32 | 0.33 | 0.23 | 24.24 | 1410.407 | 0.86
D | 4002 | 2017-02-28 | 10 | ON | 18.99 | 4.28 | 0.29 | 0 | 0.09 | 0.52 | 0.02 | 0.02 | -0.13 | -0.05 | 0 | 0.32 | 0.33 | 0.23 | 24.91 | 1419.574 | 0.92
D | 4002 | 2017-02-28 | 11 | ON | 17.01 | 4.28 | 0.29 | 0 | 0.1 | 0.54 | 0 | 0 | -0.12 | -0.05 | 0 | 0.32 | 0.33 | 0.23 | 22.93 | 1416.721 | 0.93
D | 4002 | 2017-02-28 | 12 | ON | 16.24 | 4.28 | 0.29 | 0 | 0.08 | 0.56 | 0 | 0.02 | -0.12 | -0.05 | 0 | 0.32 | 0.33 | 0.23 | 22.18 | 1402.772 | 0.93
D | 4002 | 2017-02-28 | 13 | ON | 15.75 | 4.28 | 0.29 | 0 | 0.07 | 0.55 | 0 | 0.04 | -0.09 | -0.05 | 0 | 0.32 | 0.33 | 0.23 | 21.72 | 1369.787 | 0.91
D | 4002 | 2017-02-28 | 14 | ON | 14.46 | 4.28 | 0.29 | 0 | 0.08 | 0.57 | 0 | 0.02 | -0.11 | -0.05 | 0 | 0.32 | 0.33 | 0.23 | 20.42 | 1351.043 | 0.94
D | 4002 | 2017-02-28 | 15 | ON | 4.65 | 4.28 | 0.29 | 0 | 0.16 | 0.57 | 0 | 0.01 | -0.07 | -0.05 | 0 | 0.32 | 0.33 | 0.23 | 10.72 | 1326.628 | 1.02
D | 4002 | 2017-02-28 | 16 | ON | 14.79 | 4.28 | 0.29 | 0 | 0.08 | 0.56 | 0 | 0.01 | -0.1 | -0.05 | 0 | 0.32 | 0.33 | 0.23 | 20.74 | 1318.695 | 0.93
D | 4002 | 2017-02-28 | 17 | ON | 16.3 | 4.28 | 0.29 | 0 | 0.08 | 0.54 | 0 | 0.01 | -0.12 | -0.05 | 0 | 0.32 | 0.33 | 0.23 | 22.21 | 1344.166 | 0.91
D | 4002 | 2017-02-28 | 18 | ON | 17.17 | 4.28 | 0.29 | 0 | 0.19 | 0.51 | 0 | 0.03 | -0.12 | -0.05 | 0 | 0.32 | 0.33 | 0.23 | 23.18 | 1443.339 | 0.99
D | 4002 | 2017-02-28 | 19 | ON | 20.96 | 4.28 | 0.29 | 0 | 0.19 | 0.49 | 0.17 | 0.03 | -0.14 | -0.05 | 0 | 0.32 | 0.33 | 0.23 | 27.1 | 1497.579 | 1.14
D | 4002 | 2017-02-28 | 20 | ON | 16.4 | 4.28 | 0.29 | 0 | 0.07 | 0.51 | 0 | 0.01 | -0.12 | -0.05 | 0 | 0.32 | 0.33 | 0.23 | 22.27 | 1450.262 | 0.87
D | 4002 | 2017-02-28 | 21 | ON | 15.32 | 4.28 | 0.29 | 0 | 0.08 | 0.53 | 0 | 0.04 | -0.11 | -0.05 | 0 | 0.32 | 0.33 | 0.23 | 21.26 | 1378.148 | 0.9
D | 4002 | 2017-02-28 | 22 | ON | 14.49 | 4.28 | 0.29 | 0 | 0.09 | 0.57 | 0 | 0.01 | -0.09 | -0.05 | 0 | 0.32 | 0.33 | 0.23 | 20.47 | 1267.26 | 0.95
D | 4002 | 2017-02-28 | 23 | ON | -15.51 | 4.28 | 0.29 | 0 | 0.29 | 0.62 | 0 | -0.01 | -0.06 | -0.05 | 0 | 0.32 | 0.33 | 0.23 | -9.27 | 1152.874 | 1.2
D | 4002 | 2017-02-28 | 24 | OFF | -64.81 | 4.28 | 0.29 | 0 | 0.84 | 0 | 0 | -0.14 | 0.04 | -0.05 | 0 | 0.32 | 0.33 | 0.23 | -58.67 | 1050.43 | 1.13
T | 672 lines

## whlsecost_hourly_4002_201703
C | Hourly Wholesale Load Cost Report
C | Filename: whlsecost_hourly_4002_201703.csv
C | Report for: 03 2017
C | Report generated: 04/19/2017 14:17:14 EDT
H | Location ID | Local Date | Local Hour | OnOffPeak | RTLMP | Capacity | First Contingency | Second Contingency | Regulation | Forward Reserves | Real-Time Reserves | Inadvertent | Marginal Loss Rev Fund | Auction Rev Rights | Price Responsive Demand Cost | ISO Sched 2 | ISO Sched 3 | NEPOOL Exp | Total Cost | RTLO | Total Ancillary & NCPC
H | Number | Date | Number | String | Number | Number | Number | Number | Number | Number | Number | Number | Number | Number | Number | Number | Number | Number | Number | Number
D | 4002 | 2017-03-01 | 1 | OFF | -84.3 | 3.89 | 3.96 | 0.04 | 2.65 | 0 | 0 | 0.1 | 0.23 | -0.04 | 0 | 0.32 | 0.29 | 0.23 | -72.63 | 984.596 | 6.65
D | 4002 | 2017-03-01 | 2 | OFF | -84.3 | 3.89 | 3.96 | 0.04 | 2.66 | 0 | 0 | -0.18 | 0.18 | -0.04 | 0 | 0.32 | 0.29 | 0.23 | -72.95 | 948.579 | 6.66
D | 4002 | 2017-03-01 | 3 | OFF | -84.3 | 3.89 | 3.96 | 0.04 | 2.66 | 0 | 0 | -0.39 | 0.09 | -0.04 | 0 | 0.32 | 0.29 | 0.23 | -73.25 | 932.053 | 6.66
D | 4002 | 2017-03-01 | 4 | OFF | -79.08 | 3.89 | 3.96 | 0.04 | 0.8 | 0 | 0 | -0.27 | 0.12 | -0.04 | 0 | 0.32 | 0.29 | 0.23 | -69.74 | 935.469 | 4.8
D | 4002 | 2017-03-01 | 5 | OFF | 18.55 | 3.89 | 3.96 | 0.04 | 0.31 | 0 | 0 | 0.06 | 0.19 | -0.04 | 0 | 0.32 | 0.29 | 0.23 | 27.8 | 975.062 | 4.31
D | 4002 | 2017-03-01 | 6 | OFF | 8.05 | 3.89 | 3.96 | 0.04 | 0.22 | 0 | 0 | 0.06 | -0.45 | -0.04 | 0 | 0.32 | 0.29 | 0.23 | 16.57 | 1076 | 4.22
D | 4002 | 2017-03-01 | 7 | OFF | -3.74 | 3.89 | 3.96 | 0.04 | 0.62 | 0 | 0 | 0 | 0.75 | -0.04 | 0 | 0.32 | 0.29 | 0.23 | 6.32 | 1220.554 | 4.62
D | 4002 | 2017-03-01 | 8 | ON | 22.52 | 3.89 | 3.96 | 0.04 | 0.27 | 0.48 | 0.08 | 0.01 | -0.1 | -0.04 | 0 | 0.32 | 0.29 | 0.23 | 31.95 | 1312.114 | 4.83
D | 4002 | 2017-03-01 | 9 | ON | 19.1 | 3.89 | 3.96 | 0.04 | 0.14 | 0.48 | 0 | 0.01 | -0.13 | -0.04 | 0 | 0.32 | 0.29 | 0.23 | 28.29 | 1353.776 | 4.62
D | 4002 | 2017-03-01 | 10 | ON | 16.39 | 3.89 | 3.96 | 0.04 | 0.07 | 0.47 | 0 | 0.02 | -0.1 | -0.04 | 0 | 0.32 | 0.29 | 0.23 | 25.54 | 1378.71 | 4.54
D | 4002 | 2017-03-01 | 11 | ON | 17.61 | 3.89 | 3.96 | 0.04 | 0.11 | 0.46 | 0 | 0.02 | -0.11 | -0.04 | 0 | 0.32 | 0.29 | 0.23 | 26.78 | 1400.154 | 4.57
D | 4002 | 2017-03-01 | 12 | ON | 19.23 | 3.89 | 3.96 | 0.04 | 0.13 | 0.53 | 0 | 0.05 | -0.1 | -0.04 | 0 | 0.32 | 0.29 | 0.23 | 28.53 | 1401.12 | 4.66
D | 4002 | 2017-03-01 | 13 | ON | 15.69 | 3.89 | 3.96 | 0.04 | 0.12 | 0.53 | 0 | 0.05 | -0.08 | -0.04 | 0 | 0.32 | 0.29 | 0.23 | 25 | 1386.005 | 4.65
D | 4002 | 2017-03-01 | 14 | ON | 16.38 | 3.89 | 3.96 | 0.04 | 0.11 | 0.54 | 0 | 0.03 | -0.03 | -0.04 | 0 | 0.32 | 0.29 | 0.23 | 25.72 | 1367.885 | 4.65
D | 4002 | 2017-03-01 | 15 | ON | 16.27 | 3.89 | 3.96 | 0.04 | 0.07 | 0.54 | 0 | 0.04 | -0.09 | -0.04 | 0 | 0.32 | 0.29 | 0.23 | 25.52 | 1347.217 | 4.61
D | 4002 | 2017-03-01 | 16 | ON | 8.8 | 3.89 | 3.96 | 0.04 | 0.17 | 0.54 | 0 | 0.02 | -0.09 | -0.04 | 0 | 0.32 | 0.29 | 0.23 | 18.13 | 1338.074 | 4.71
D | 4002 | 2017-03-01 | 17 | ON | 14.47 | 3.89 | 3.96 | 0.04 | 0.14 | 0.53 | 0 | 0.03 | -0.07 | -0.04 | 0 | 0.32 | 0.29 | 0.23 | 23.79 | 1360.15 | 4.67
D | 4002 | 2017-03-01 | 18 | ON | 18.53 | 3.89 | 3.96 | 0.04 | 0.08 | 0.5 | 0 | 0 | -0.09 | -0.04 | 0 | 0.32 | 0.29 | 0.23 | 27.71 | 1428.667 | 4.58
D | 4002 | 2017-03-01 | 19 | ON | 23.26 | 3.89 | 3.96 | 0.04 | 0.25 | 0.49 | 0.1 | 0.03 | -0.14 | -0.04 | 0 | 0.32 | 0.29 | 0.23 | 32.68 | 1477.398 | 4.84
D | 4002 | 2017-03-01 | 20 | ON | 19.4 | 3.89 | 3.96 | 0.04 | 0.11 | 0.51 | 0 | 0.06 | -0.11 | -0.04 | 0 | 0.32 | 0.29 | 0.23 | 28.66 | 1433.877 | 4.62
D | 4002 | 2017-03-01 | 21 | ON | 12.91 | 3.89 | 3.96 | 0.04 | 0.11 | 0.53 | 0 | 0.04 | 0.01 | -0.04 | 0 | 0.32 | 0.29 | 0.23 | 22.29 | 1362.771 | 4.64
D | 4002 | 2017-03-01 | 22 | ON | 11.79 | 3.89 | 3.96 | 0.04 | 0.09 | 0.57 | 0 | 0.04 | -0.14 | -0.04 | 0 | 0.32 | 0.29 | 0.23 | 21.04 | 1249.857 | 4.66
D | 4002 | 2017-03-01 | 23 | ON | 8.61 | 3.89 | 3.96 | 0.04 | 0.9 | 0.63 | 0 | 0.03 | 0.1 | -0.04 | 0 | 0.32 | 0.29 | 0.23 | 18.96 | 1125.407 | 5.53
D | 4002 | 2017-03-01 | 24 | OFF | 9.34 | 3.89 | 3.96 | 0.04 | 0.95 | 0 | 0 | 0.03 | -0.05 | -0.04 | 0 | 0.32 | 0.29 | 0.23 | 18.96 | 1025.483 | 4.95
D | 4002 | 2017-03-02 | 1 | OFF | 3.57 | 3.89 | 0.67 | 0.05 | 0.47 | 0 | 0 | 0.02 | -0.06 | -0.04 | 0 | 0.32 | 0.29 | 0.23 | 9.41 | 959.7 | 1.19
D | 4002 | 2017-03-02 | 2 | OFF | 7.43 | 3.89 | 0.67 | 0.05 | 0.33 | 0 | 0 | 0.04 | -0.09 | -0.04 | 0 | 0.32 | 0.29 | 0.23 | 13.12 | 925.77 | 1.05
D | 4002 | 2017-03-02 | 3 | OFF | 17.12 | 3.89 | 0.67 | 0.05 | 0.3 | 0 | 0 | 0.06 | -0.15 | -0.04 | 0 | 0.32 | 0.29 | 0.23 | 22.74 | 906.564 | 1.02
D | 4002 | 2017-03-02 | 4 | OFF | 9.02 | 3.89 | 0.67 | 0.05 | 0.27 | 0 | 0 | 0.05 | -0.09 | -0.04 | 0 | 0.32 | 0.29 | 0.23 | 14.66 | 906.591 | 0.99
D | 4002 | 2017-03-02 | 5 | OFF | 4.64 | 3.89 | 0.67 | 0.05 | 0.26 | 0 | 0 | 0.03 | -0.02 | -0.04 | 0 | 0.32 | 0.29 | 0.23 | 10.32 | 948.958 | 0.98
D | 4002 | 2017-03-02 | 6 | OFF | 0 | 3.89 | 0.67 | 0.05 | 1.17 | 0 | 0 | -0.02 | -0.48 | -0.04 | 0 | 0.32 | 0.29 | 0.23 | 6.08 | 1053.086 | 1.89
D | 4002 | 2017-03-02 | 7 | OFF | -28.39 | 3.89 | 0.67 | 0.05 | 0.66 | 0 | 0 | -0.08 | 1.17 | -0.04 | 0 | 0.32 | 0.29 | 0.23 | -21.23 | 1194.983 | 1.38
D | 4002 | 2017-03-02 | 8 | ON | 2.77 | 3.89 | 0.67 | 0.05 | 0.43 | 0.55 | 0 | 0 | -0.04 | -0.04 | 0 | 0.32 | 0.29 | 0.23 | 9.12 | 1281.848 | 1.7
D | 4002 | 2017-03-02 | 9 | ON | 6.81 | 3.89 | 0.67 | 0.05 | 0.17 | 0.54 | 0 | 0.01 | -0.07 | -0.04 | 0 | 0.32 | 0.29 | 0.23 | 12.87 | 1334.736 | 1.43
D | 4002 | 2017-03-02 | 10 | ON | 7.91 | 3.89 | 0.67 | 0.05 | 0.12 | 0.54 | 0 | 0.02 | -0.06 | -0.04 | 0 | 0.32 | 0.29 | 0.23 | 13.94 | 1352.091 | 1.38
D | 4002 | 2017-03-02 | 11 | ON | 13.26 | 3.89 | 0.67 | 0.05 | 0.06 | 0.55 | 0 | 0.03 | -0.06 | -0.04 | 0 | 0.32 | 0.29 | 0.23 | 19.25 | 1349.944 | 1.33
D | 4002 | 2017-03-02 | 12 | ON | -49.12 | 3.89 | 0.67 | 0.05 | 0.39 | 0.55 | 0 | -0.1 | 0.36 | -0.04 | 0 | 0.32 | 0.29 | 0.23 | -42.51 | 1347.61 | 1.66
D | 4002 | 2017-03-02 | 13 | ON | -10.11 | 3.89 | 0.67 | 0.05 | 0.3 | 0.56 | 0 | -0.02 | 0.04 | -0.04 | 0 | 0.32 | 0.29 | 0.23 | -3.82 | 1342.442 | 1.58
D | 4002 | 2017-03-02 | 14 | ON | 7.09 | 3.89 | 0.67 | 0.05 | 0.15 | 0.56 | 0 | -0.03 | -0.06 | -0.04 | 0 | 0.32 | 0.29 | 0.23 | 13.12 | 1342.586 | 1.43
D | 4002 | 2017-03-02 | 15 | ON | 3.96 | 3.89 | 0.67 | 0.05 | 0.16 | 0.56 | 0 | 0.04 | -0.09 | -0.04 | 0 | 0.32 | 0.29 | 0.23 | 10.04 | 1338.377 | 1.44
D | 4002 | 2017-03-02 | 16 | ON | 6.78 | 3.89 | 0.67 | 0.05 | 0.24 | 0.55 | 0 | 0.02 | 0.05 | -0.04 | 0 | 0.32 | 0.29 | 0.23 | 13.05 | 1347.798 | 1.51
D | 4002 | 2017-03-02 | 17 | ON | 20.94 | 3.89 | 0.67 | 0.05 | 0.07 | 0.52 | 0.02 | 0.02 | -0.1 | -0.04 | 0 | 0.32 | 0.29 | 0.23 | 26.88 | 1388.105 | 1.33
D | 4002 | 2017-03-02 | 18 | ON | 28.39 | 3.89 | 0.67 | 0.05 | 0.08 | 0.49 | 0.05 | -0.03 | -0.04 | -0.04 | 0 | 0.32 | 0.29 | 0.23 | 34.35 | 1479.51 | 1.34
D | 4002 | 2017-03-02 | 19 | ON | 64.36 | 3.89 | 0.67 | 0.05 | 0.36 | 0.46 | 0.82 | 0.18 | -0.38 | -0.04 | 0 | 0.32 | 0.29 | 0.23 | 71.21 | 1559.777 | 2.36
D | 4002 | 2017-03-02 | 20 | ON | 44.33 | 3.89 | 0.67 | 0.05 | 0.25 | 0.47 | 0.13 | -0.06 | -0.26 | -0.04 | 0 | 0.32 | 0.29 | 0.23 | 50.27 | 1532.355 | 1.57
D | 4002 | 2017-03-02 | 21 | ON | 43.2 | 3.89 | 0.67 | 0.05 | 0.28 | 0.48 | 0.14 | 0.06 | -0.21 | -0.04 | 0 | 0.32 | 0.29 | 0.23 | 49.36 | 1469.261 | 1.62
D | 4002 | 2017-03-02 | 22 | ON | 31.77 | 3.89 | 0.67 | 0.05 | 0.24 | 0.51 | 0.38 | 0.01 | -0.12 | -0.04 | 0 | 0.32 | 0.29 | 0.23 | 38.2 | 1368.862 | 1.85
D | 4002 | 2017-03-02 | 23 | ON | 14.97 | 3.89 | 0.67 | 0.05 | 0.21 | 0.56 | 0 | -0.02 | 0.04 | -0.04 | 0 | 0.32 | 0.29 | 0.23 | 21.17 | 1254.762 | 1.49
D | 4002 | 2017-03-02 | 24 | OFF | 6.79 | 3.89 | 0.67 | 0.05 | 0.37 | 0 | 0 | 0.07 | -0.02 | -0.04 | 0 | 0.32 | 0.29 | 0.23 | 12.62 | 1161.093 | 1.09
D | 4002 | 2017-03-03 | 1 | OFF | 16.09 | 3.89 | 0.25 | 0.02 | 0.16 | 0 | 0 | 0.01 | -0.19 | -0.04 | 0 | 0.32 | 0.29 | 0.23 | 21.03 | 1106.036 | 0.43
D | 4002 | 2017-03-03 | 2 | OFF | 21.98 | 3.89 | 0.25 | 0.02 | 0.05 | 0 | 0 | -0.01 | -0.19 | -0.04 | 0 | 0.32 | 0.29 | 0.23 | 26.79 | 1077.624 | 0.32
D | 4002 | 2017-03-03 | 3 | OFF | 22.22 | 3.89 | 0.25 | 0.02 | 0.09 | 0 | 0 | 0.08 | -0.18 | -0.04 | 0 | 0.32 | 0.29 | 0.23 | 27.17 | 1066.25 | 0.36
D | 4002 | 2017-03-03 | 4 | OFF | 21.13 | 3.89 | 0.25 | 0.02 | 0.1 | 0 | 0 | -0.01 | -0.16 | -0.04 | 0 | 0.32 | 0.29 | 0.23 | 26.02 | 1071.285 | 0.37
D | 4002 | 2017-03-03 | 5 | OFF | 22.69 | 3.89 | 0.25 | 0.02 | 0.06 | 0 | 0 | 0.1 | -0.33 | -0.04 | 0 | 0.32 | 0.29 | 0.23 | 27.48 | 1115.629 | 0.33
D | 4002 | 2017-03-03 | 6 | OFF | 24.23 | 3.89 | 0.25 | 0.02 | 0.35 | 0 | 0 | 0.09 | -0.19 | -0.04 | 0 | 0.32 | 0.29 | 0.23 | 29.44 | 1223.724 | 0.62
D | 4002 | 2017-03-03 | 7 | OFF | 22.97 | 3.89 | 0.25 | 0.02 | 0.35 | 0 | 0 | 0.03 | -0.19 | -0.04 | 0 | 0.32 | 0.29 | 0.23 | 28.12 | 1362.78 | 0.62
D | 4002 | 2017-03-03 | 8 | ON | 23.99 | 3.89 | 0.25 | 0.02 | 0.22 | 0.5 | 0 | 0.06 | -0.24 | -0.04 | 0 | 0.32 | 0.29 | 0.23 | 29.49 | 1449.537 | 0.99
D | 4002 | 2017-03-03 | 9 | ON | 21.73 | 3.89 | 0.25 | 0.02 | 0.09 | 0.45 | 0 | 0.07 | -0.2 | -0.04 | 0 | 0.32 | 0.29 | 0.23 | 27.1 | 1489.667 | 0.81
D | 4002 | 2017-03-03 | 10 | ON | 20.14 | 3.89 | 0.25 | 0.02 | 0.06 | 0.46 | 0 | 0.02 | -0.16 | -0.04 | 0 | 0.32 | 0.29 | 0.23 | 25.48 | 1489.995 | 0.79
D | 4002 | 2017-03-03 | 11 | ON | 24.16 | 3.89 | 0.25 | 0.02 | 0.09 | 0.52 | 0 | 0.07 | -0.2 | -0.04 | 0 | 0.32 | 0.29 | 0.23 | 29.6 | 1479.757 | 0.88
D | 4002 | 2017-03-03 | 12 | ON | 23.84 | 3.89 | 0.25 | 0.02 | 0.13 | 0.53 | 0 | 0.05 | -0.2 | -0.04 | 0 | 0.32 | 0.29 | 0.23 | 29.31 | 1460.356 | 0.93
D | 4002 | 2017-03-03 | 13 | ON | 11.62 | 3.89 | 0.25 | 0.02 | 0.18 | 0.54 | 0 | 0.03 | -0.1 | -0.04 | 0 | 0.32 | 0.29 | 0.23 | 17.23 | 1429.297 | 0.99
D | 4002 | 2017-03-03 | 14 | ON | 2.94 | 3.89 | 0.25 | 0.02 | 0.34 | 0.52 | 0 | 0.01 | -0.06 | -0.04 | 0 | 0.32 | 0.29 | 0.23 | 8.71 | 1411.673 | 1.13
D | 4002 | 2017-03-03 | 15 | ON | 8.56 | 3.89 | 0.25 | 0.02 | 0.38 | 0.51 | 0 | 0.02 | -0.1 | -0.04 | 0 | 0.32 | 0.29 | 0.23 | 14.33 | 1396.56 | 1.16
D | 4002 | 2017-03-03 | 16 | ON | 19.78 | 3.89 | 0.25 | 0.02 | 0.15 | 0.52 | 0 | 0.01 | -0.15 | -0.04 | 0 | 0.32 | 0.29 | 0.23 | 25.27 | 1393.699 | 0.94
D | 4002 | 2017-03-03 | 17 | ON | 27.22 | 3.89 | 0.25 | 0.02 | 0.09 | 0.51 | 0 | 0.06 | -0.19 | -0.04 | 0 | 0.32 | 0.29 | 0.23 | 32.65 | 1429.607 | 0.87
D | 4002 | 2017-03-03 | 18 | ON | 32.41 | 3.89 | 0.25 | 0.02 | 0.05 | 0.48 | 0.04 | 0 | -0.14 | -0.04 | 0 | 0.32 | 0.29 | 0.23 | 37.8 | 1509.948 | 0.84
D | 4002 | 2017-03-03 | 19 | ON | 37.77 | 3.89 | 0.25 | 0.02 | 0.09 | 0.46 | 0.05 | 0.1 | -0.28 | -0.04 | 0 | 0.32 | 0.29 | 0.23 | 43.15 | 1564.796 | 0.87
D | 4002 | 2017-03-03 | 20 | ON | 32.87 | 3.89 | 0.25 | 0.02 | 0.19 | 0.47 | 0 | 0.08 | -0.25 | -0.04 | 0 | 0.32 | 0.29 | 0.23 | 38.32 | 1533.291 | 0.93
D | 4002 | 2017-03-03 | 21 | ON | 29.69 | 3.89 | 0.25 | 0.02 | 0.09 | 0.48 | 0 | 0.08 | -0.22 | -0.04 | 0 | 0.32 | 0.29 | 0.23 | 35.08 | 1488.256 | 0.84
D | 4002 | 2017-03-03 | 22 | ON | 28.07 | 3.89 | 0.25 | 0.02 | 0.05 | 0.51 | 0 | 0.07 | -0.18 | -0.04 | 0 | 0.32 | 0.29 | 0.23 | 33.48 | 1416.792 | 0.83
D | 4002 | 2017-03-03 | 23 | ON | 28.91 | 3.89 | 0.25 | 0.02 | 0.38 | 0.54 | 0 | 0.07 | -0.17 | -0.04 | 0 | 0.32 | 0.29 | 0.23 | 34.69 | 1325.322 | 1.19
D | 4002 | 2017-03-03 | 24 | OFF | 28.12 | 3.89 | 0.25 | 0.02 | 0.27 | 0 | 0.04 | 0.02 | -0.21 | -0.04 | 0 | 0.32 | 0.29 | 0.23 | 33.2 | 1239.352 | 0.58
D | 4002 | 2017-03-04 | 1 | OFF | 37.3 | 3.89 | 0.27 | 0.04 | 0.39 | 0 | 0.51 | 0.11 | -0.15 | -0.04 | 0 | 0.32 | 0.29 | 0.23 | 43.16 | 1182.37 | 1.21
D | 4002 | 2017-03-04 | 2 | OFF | 22.9 | 3.89 | 0.27 | 0.04 | 0.13 | 0 | 0 | 0.03 | -0.13 | -0.04 | 0 | 0.32 | 0.29 | 0.23 | 27.93 | 1154.664 | 0.44
D | 4002 | 2017-03-04 | 3 | OFF | 17.8 | 3.89 | 0.27 | 0.04 | 0.15 | 0 | 0 | 0.03 | -0.11 | -0.04 | 0 | 0.32 | 0.29 | 0.23 | 22.87 | 1145.525 | 0.46
D | 4002 | 2017-03-04 | 4 | OFF | 19.45 | 3.89 | 0.27 | 0.04 | 0.16 | 0 | 0 | 0.03 | -0.12 | -0.04 | 0 | 0.32 | 0.29 | 0.23 | 24.52 | 1148.757 | 0.47
D | 4002 | 2017-03-04 | 5 | OFF | 19.49 | 3.89 | 0.27 | 0.04 | 0.16 | 0 | 0 | 0.03 | -0.13 | -0.04 | 0 | 0.32 | 0.29 | 0.23 | 24.55 | 1170.783 | 0.47
D | 4002 | 2017-03-04 | 6 | OFF | 24.57 | 3.89 | 0.27 | 0.04 | 0.08 | 0 | 0 | 0.03 | -0.15 | -0.04 | 0 | 0.32 | 0.29 | 0.23 | 29.53 | 1225.197 | 0.39
D | 4002 | 2017-03-04 | 7 | OFF | 26.68 | 3.89 | 0.27 | 0.04 | 0.15 | 0 | 0 | 0.02 | -0.19 | -0.04 | 0 | 0.32 | 0.29 | 0.23 | 31.66 | 1296.713 | 0.46
D | 4002 | 2017-03-04 | 8 | OFF | 29.06 | 3.89 | 0.27 | 0.04 | 0.14 | 0 | 0 | 0.09 | -0.22 | -0.04 | 0 | 0.32 | 0.29 | 0.23 | 34.07 | 1375.305 | 0.45
D | 4002 | 2017-03-04 | 9 | OFF | 26.33 | 3.89 | 0.27 | 0.04 | 0.18 | 0 | 0 | 0.08 | -0.22 | -0.04 | 0 | 0.32 | 0.29 | 0.23 | 31.37 | 1453.441 | 0.49
D | 4002 | 2017-03-04 | 10 | OFF | 26.76 | 3.89 | 0.27 | 0.04 | 0.07 | 0 | 0 | 0.06 | -0.26 | -0.04 | 0 | 0.32 | 0.29 | 0.23 | 31.63 | 1516.927 | 0.38
D | 4002 | 2017-03-04 | 11 | OFF | 28.08 | 3.89 | 0.27 | 0.04 | 0.08 | 0 | 0 | 0.04 | -0.25 | -0.04 | 0 | 0.32 | 0.29 | 0.23 | 32.95 | 1550.351 | 0.39
D | 4002 | 2017-03-04 | 12 | OFF | 29.26 | 3.89 | 0.27 | 0.04 | 0.13 | 0 | 0 | 0.07 | -0.25 | -0.04 | 0 | 0.32 | 0.29 | 0.23 | 34.21 | 1548.131 | 0.44
D | 4002 | 2017-03-04 | 13 | OFF | 28.7 | 3.89 | 0.27 | 0.04 | 0.14 | 0 | 0 | 0.08 | -0.27 | -0.04 | 0 | 0.32 | 0.29 | 0.23 | 33.65 | 1510.801 | 0.45
D | 4002 | 2017-03-04 | 14 | OFF | 26.41 | 3.89 | 0.27 | 0.04 | 0.12 | 0 | 0 | 0.08 | -0.21 | -0.04 | 0 | 0.32 | 0.29 | 0.23 | 31.4 | 1472.823 | 0.43
D | 4002 | 2017-03-04 | 15 | OFF | 24.96 | 3.89 | 0.27 | 0.04 | 0.11 | 0 | 0 | 0.05 | -0.19 | -0.04 | 0 | 0.32 | 0.29 | 0.23 | 29.93 | 1455.029 | 0.42
D | 4002 | 2017-03-04 | 16 | OFF | 24.74 | 3.89 | 0.27 | 0.04 | 0.11 | 0 | 0 | 0.05 | -0.16 | -0.04 | 0 | 0.32 | 0.29 | 0.23 | 29.74 | 1462.062 | 0.42
D | 4002 | 2017-03-04 | 17 | OFF | 27.32 | 3.89 | 0.27 | 0.04 | 0.1 | 0 | 0 | 0.12 | -0.21 | -0.04 | 0 | 0.32 | 0.29 | 0.23 | 32.33 | 1503.515 | 0.41
D | 4002 | 2017-03-04 | 18 | OFF | 29.45 | 3.89 | 0.27 | 0.04 | 0.05 | 0 | 0 | 0.06 | -0.16 | -0.04 | 0 | 0.32 | 0.29 | 0.23 | 34.4 | 1595.223 | 0.36
D | 4002 | 2017-03-04 | 19 | OFF | 38.59 | 3.89 | 0.27 | 0.04 | 0.08 | 0 | 0 | 0.06 | -0.35 | -0.04 | 0 | 0.32 | 0.29 | 0.23 | 43.38 | 1667.351 | 0.39
D | 4002 | 2017-03-04 | 20 | OFF | 35 | 3.89 | 0.27 | 0.04 | 0.08 | 0 | 0 | 0.04 | -0.31 | -0.04 | 0 | 0.32 | 0.29 | 0.23 | 39.81 | 1630.42 | 0.39
D | 4002 | 2017-03-04 | 21 | OFF | 31.45 | 3.89 | 0.27 | 0.04 | 0.08 | 0 | 0 | -0.04 | -0.26 | -0.04 | 0 | 0.32 | 0.29 | 0.23 | 36.23 | 1580.235 | 0.39
D | 4002 | 2017-03-04 | 22 | OFF | 41.94 | 3.89 | 0.27 | 0.04 | 0.45 | 0 | 0.06 | 0.09 | -0.27 | -0.04 | 0 | 0.32 | 0.29 | 0.23 | 47.27 | 1501.016 | 0.82
D | 4002 | 2017-03-04 | 23 | OFF | 40.14 | 3.89 | 0.27 | 0.04 | 0.32 | 0 | 0 | 0.09 | -0.26 | -0.04 | 0 | 0.32 | 0.29 | 0.23 | 45.29 | 1404.815 | 0.63
D | 4002 | 2017-03-04 | 24 | OFF | 36.45 | 3.89 | 0.27 | 0.04 | 0.34 | 0 | 0.03 | 0.05 | -0.19 | -0.04 | 0 | 0.32 | 0.29 | 0.23 | 41.68 | 1322.493 | 0.68
D | 4002 | 2017-03-05 | 1 | OFF | 45.66 | 3.89 | 0.4 | 0.05 | 0.19 | 0 | 0.61 | 0 | -0.31 | -0.04 | 0 | 0.32 | 0.29 | 0.23 | 51.29 | 1261.873 | 1.25
D | 4002 | 2017-03-05 | 2 | OFF | 47.11 | 3.89 | 0.4 | 0.05 | 0.18 | 0 | 0.45 | -0.11 | -0.21 | -0.04 | 0 | 0.32 | 0.29 | 0.23 | 52.56 | 1229.475 | 1.08
D | 4002 | 2017-03-05 | 3 | OFF | 32.47 | 3.89 | 0.4 | 0.05 | 0.28 | 0 | 0.21 | -0.01 | -0.14 | -0.04 | 0 | 0.32 | 0.29 | 0.23 | 37.95 | 1210.424 | 0.94
D | 4002 | 2017-03-05 | 4 | OFF | 27.79 | 3.89 | 0.4 | 0.05 | 0.19 | 0 | 0.01 | -0.04 | -0.15 | -0.04 | 0 | 0.32 | 0.29 | 0.23 | 32.94 | 1207.965 | 0.65
D | 4002 | 2017-03-05 | 5 | OFF | 29.14 | 3.89 | 0.4 | 0.05 | 0.09 | 0 | 0.02 | 0.02 | -0.15 | -0.04 | 0 | 0.32 | 0.29 | 0.23 | 34.26 | 1219.19 | 0.56
D | 4002 | 2017-03-05 | 6 | OFF | 41.24 | 3.89 | 0.4 | 0.05 | 0.18 | 0 | 0.61 | 0.03 | -0.1 | -0.04 | 0 | 0.32 | 0.29 | 0.23 | 47.1 | 1245.826 | 1.24
D | 4002 | 2017-03-05 | 7 | OFF | 43.14 | 3.89 | 0.4 | 0.05 | 0.35 | 0 | 0.05 | -0.02 | -0.14 | -0.04 | 0 | 0.32 | 0.29 | 0.23 | 48.52 | 1292.168 | 0.85
D | 4002 | 2017-03-05 | 8 | OFF | 46.77 | 3.89 | 0.4 | 0.05 | 0.71 | 0 | 0.57 | -0.04 | -0.28 | -0.04 | 0 | 0.32 | 0.29 | 0.23 | 52.87 | 1363.046 | 1.73
D | 4002 | 2017-03-05 | 9 | OFF | 31.2 | 3.89 | 0.4 | 0.05 | 0.28 | 0 | 0 | 0.01 | -0.21 | -0.04 | 0 | 0.32 | 0.29 | 0.23 | 36.42 | 1429.089 | 0.73
D | 4002 | 2017-03-05 | 10 | OFF | 28.08 | 3.89 | 0.4 | 0.05 | 0.14 | 0 | 0 | 0.04 | -0.17 | -0.04 | 0 | 0.32 | 0.29 | 0.23 | 33.23 | 1460.841 | 0.59
D | 4002 | 2017-03-05 | 11 | OFF | 26.51 | 3.89 | 0.4 | 0.05 | 0.11 | 0 | 0 | 0.01 | -0.16 | -0.04 | 0 | 0.32 | 0.29 | 0.23 | 31.61 | 1463.3 | 0.56
D | 4002 | 2017-03-05 | 12 | OFF | 25.66 | 3.89 | 0.4 | 0.05 | 0.1 | 0 | 0 | 0.04 | -0.18 | -0.04 | 0 | 0.32 | 0.29 | 0.23 | 30.76 | 1454.461 | 0.55
D | 4002 | 2017-03-05 | 13 | OFF | 25.06 | 3.89 | 0.4 | 0.05 | 0.11 | 0 | 0 | -0.01 | -0.13 | -0.04 | 0 | 0.32 | 0.29 | 0.23 | 30.17 | 1430.8 | 0.56
D | 4002 | 2017-03-05 | 14 | OFF | 24.73 | 3.89 | 0.4 | 0.05 | 0.11 | 0 | 0 | 0.03 | -0.17 | -0.04 | 0 | 0.32 | 0.29 | 0.23 | 29.84 | 1398.859 | 0.56
D | 4002 | 2017-03-05 | 15 | OFF | 25.14 | 3.89 | 0.4 | 0.05 | 0.11 | 0 | 0 | 0.03 | -0.17 | -0.04 | 0 | 0.32 | 0.29 | 0.23 | 30.25 | 1376.925 | 0.56
D | 4002 | 2017-03-05 | 16 | OFF | 25.39 | 3.89 | 0.4 | 0.05 | 0.1 | 0 | 0 | -0.01 | -0.17 | -0.04 | 0 | 0.32 | 0.29 | 0.23 | 30.45 | 1383.705 | 0.55
D | 4002 | 2017-03-05 | 17 | OFF | 27.14 | 3.89 | 0.4 | 0.05 | 0.1 | 0 | 0 | -0.03 | -0.12 | -0.04 | 0 | 0.32 | 0.29 | 0.23 | 32.23 | 1437.254 | 0.55
D | 4002 | 2017-03-05 | 18 | OFF | 42.79 | 3.89 | 0.4 | 0.05 | 0.04 | 0 | 0.41 | -0.12 | 0.12 | -0.04 | 0 | 0.32 | 0.29 | 0.23 | 48.38 | 1542.709 | 0.9
D | 4002 | 2017-03-05 | 19 | OFF | 45.84 | 3.89 | 0.4 | 0.05 | 0.16 | 0 | 0.37 | 0.04 | -0.3 | -0.04 | 0 | 0.32 | 0.29 | 0.23 | 51.25 | 1624.09 | 0.98
D | 4002 | 2017-03-05 | 20 | OFF | 43.44 | 3.89 | 0.4 | 0.05 | 0.2 | 0 | 0.08 | -0.01 | -0.26 | -0.04 | 0 | 0.32 | 0.29 | 0.23 | 48.59 | 1585.498 | 0.73
D | 4002 | 2017-03-05 | 21 | OFF | 35.88 | 3.89 | 0.4 | 0.05 | 0.2 | 0 | 0.25 | 0 | -0.15 | -0.04 | 0 | 0.32 | 0.29 | 0.23 | 41.32 | 1509.137 | 0.9
D | 4002 | 2017-03-05 | 22 | OFF | 35.68 | 3.89 | 0.4 | 0.05 | 0.08 | 0 | 0.25 | 0.02 | -0.14 | -0.04 | 0 | 0.32 | 0.29 | 0.23 | 41.03 | 1401.269 | 0.78
D | 4002 | 2017-03-05 | 23 | OFF | 27.98 | 3.89 | 0.4 | 0.05 | 0.24 | 0 | 0 | -0.01 | -0.06 | -0.04 | 0 | 0.32 | 0.29 | 0.23 | 33.29 | 1290.68 | 0.69
D | 4002 | 2017-03-05 | 24 | OFF | 26.16 | 3.89 | 0.4 | 0.05 | 0.23 | 0 | 0 | 0.02 | -0.07 | -0.04 | 0 | 0.32 | 0.29 | 0.23 | 31.48 | 1206.769 | 0.68
D | 4002 | 2017-03-06 | 1 | OFF | 27.44 | 3.89 | 0.33 | 0.03 | 0.15 | 0 | 0 | 0.01 | -0.18 | -0.04 | 0 | 0.32 | 0.29 | 0.23 | 32.47 | 1160.066 | 0.51
D | 4002 | 2017-03-06 | 2 | OFF | 28.73 | 3.89 | 0.33 | 0.03 | 0.17 | 0 | 0 | 0.03 | -0.17 | -0.04 | 0 | 0.32 | 0.29 | 0.23 | 33.81 | 1142.235 | 0.53
D | 4002 | 2017-03-06 | 3 | OFF | 28.34 | 3.89 | 0.33 | 0.03 | 0.21 | 0 | 0 | -0.01 | -0.18 | -0.04 | 0 | 0.32 | 0.29 | 0.23 | 33.41 | 1135.978 | 0.57
D | 4002 | 2017-03-06 | 4 | OFF | 27.15 | 3.89 | 0.33 | 0.03 | 0.07 | 0 | 0 | -0.05 | -0.11 | -0.04 | 0 | 0.32 | 0.29 | 0.23 | 32.11 | 1150.149 | 0.43
D | 4002 | 2017-03-06 | 5 | OFF | 27.6 | 3.89 | 0.33 | 0.03 | 0.04 | 0 | 0 | 0.03 | -0.15 | -0.04 | 0 | 0.32 | 0.29 | 0.23 | 32.57 | 1204.106 | 0.4
D | 4002 | 2017-03-06 | 6 | OFF | 43.68 | 3.89 | 0.33 | 0.03 | 0.22 | 0 | 0.51 | 0.02 | -0.11 | -0.04 | 0 | 0.32 | 0.29 | 0.23 | 49.37 | 1336.158 | 1.09
D | 4002 | 2017-03-06 | 7 | OFF | 54.45 | 3.89 | 0.33 | 0.03 | 0.3 | 0 | 0.04 | -0.08 | -0.3 | -0.04 | 0 | 0.32 | 0.29 | 0.23 | 59.46 | 1509.904 | 0.7
D | 4002 | 2017-03-06 | 8 | ON | 71.24 | 3.89 | 0.33 | 0.03 | 0.56 | 0.46 | 0.19 | 0.02 | -0.5 | -0.04 | 0.03 | 0.32 | 0.29 | 0.23 | 77.05 | 1570.404 | 1.6
D | 4002 | 2017-03-06 | 9 | ON | 59.18 | 3.89 | 0.33 | 0.03 | 0.4 | 0.47 | 0.74 | 0.23 | -0.25 | -0.04 | 0.01 | 0.32 | 0.29 | 0.23 | 65.83 | 1555.428 | 1.98
D | 4002 | 2017-03-06 | 10 | ON | 29.42 | 3.89 | 0.33 | 0.03 | 0.11 | 0.49 | 0.02 | 0.07 | -0.21 | -0.04 | 0 | 0.32 | 0.29 | 0.23 | 34.95 | 1534.234 | 0.98
D | 4002 | 2017-03-06 | 11 | ON | 26.81 | 3.89 | 0.33 | 0.03 | 0.15 | 0.5 | 0 | 0 | -0.17 | -0.04 | 0 | 0.32 | 0.29 | 0.23 | 32.34 | 1515.613 | 1.01
D | 4002 | 2017-03-06 | 12 | ON | 25.78 | 3.89 | 0.33 | 0.03 | 0.15 | 0.51 | 0 | 0.03 | -0.14 | -0.04 | 0 | 0.32 | 0.29 | 0.23 | 31.38 | 1486.667 | 1.02
D | 4002 | 2017-03-06 | 13 | ON | 24.62 | 3.89 | 0.33 | 0.03 | 0.12 | 0.52 | 0 | 0.04 | -0.13 | -0.04 | 0 | 0.32 | 0.29 | 0.23 | 30.22 | 1449.538 | 1
D | 4002 | 2017-03-06 | 14 | ON | 24.33 | 3.89 | 0.33 | 0.03 | 0.11 | 0.53 | 0 | 0.04 | -0.14 | -0.04 | 0 | 0.32 | 0.29 | 0.23 | 29.92 | 1424.185 | 1
D | 4002 | 2017-03-06 | 15 | ON | 23.65 | 3.89 | 0.33 | 0.03 | 0.11 | 0.53 | 0 | 0.03 | -0.13 | -0.04 | 0 | 0.32 | 0.29 | 0.23 | 29.24 | 1397.963 | 1
D | 4002 | 2017-03-06 | 16 | ON | 23.93 | 3.89 | 0.33 | 0.03 | 0.1 | 0.53 | 0 | 0.04 | -0.13 | -0.04 | 0 | 0.32 | 0.29 | 0.23 | 29.52 | 1393.325 | 0.99
D | 4002 | 2017-03-06 | 17 | ON | 25.85 | 3.89 | 0.33 | 0.03 | 0.11 | 0.51 | 0 | 0.01 | -0.11 | -0.04 | 0 | 0.32 | 0.29 | 0.23 | 31.42 | 1429.447 | 0.98
D | 4002 | 2017-03-06 | 18 | ON | 36.15 | 3.89 | 0.33 | 0.03 | 0.19 | 0.47 | 0.3 | 0 | 0.03 | -0.04 | 0 | 0.32 | 0.29 | 0.23 | 42.19 | 1531.025 | 1.32
D | 4002 | 2017-03-06 | 19 | ON | 41.15 | 3.89 | 0.33 | 0.03 | 0.18 | 0.45 | 0.26 | 0.01 | -0.27 | -0.04 | 0 | 0.32 | 0.29 | 0.23 | 46.83 | 1609.065 | 1.25
D | 4002 | 2017-03-06 | 20 | ON | 34.19 | 3.89 | 0.33 | 0.03 | 0.18 | 0.46 | 0.13 | 0.01 | -0.18 | -0.04 | 0 | 0.32 | 0.29 | 0.23 | 39.84 | 1569.343 | 1.13
D | 4002 | 2017-03-06 | 21 | ON | 30.14 | 3.89 | 0.33 | 0.03 | 0.19 | 0.48 | 0.05 | 0.05 | -0.15 | -0.04 | 0 | 0.32 | 0.29 | 0.23 | 35.81 | 1492.182 | 1.08
D | 4002 | 2017-03-06 | 22 | ON | 29.05 | 3.89 | 0.33 | 0.03 | 0.16 | 0.51 | 0.08 | -0.01 | -0.11 | -0.04 | 0 | 0.32 | 0.29 | 0.23 | 34.73 | 1372.007 | 1.11
D | 4002 | 2017-03-06 | 23 | ON | 23.82 | 3.89 | 0.33 | 0.03 | 0.19 | 0.56 | 0 | 0.04 | -0.11 | -0.04 | 0 | 0.32 | 0.29 | 0.23 | 29.55 | 1237.42 | 1.11
D | 4002 | 2017-03-06 | 24 | OFF | 12.04 | 3.89 | 0.33 | 0.03 | 0.31 | 0 | 0 | 0.02 | -0.02 | -0.04 | 0 | 0.32 | 0.29 | 0.23 | 17.4 | 1132.489 | 0.67
D | 4002 | 2017-03-07 | 1 | OFF | 14.54 | 3.89 | 1.81 | 0.19 | 0.46 | 0 | 0 | 0.04 | -0.16 | -0.04 | 0 | 0.32 | 0.29 | 0.23 | 21.57 | 1071.075 | 2.46
D | 4002 | 2017-03-07 | 2 | OFF | 13.66 | 3.89 | 1.81 | 0.19 | 0.15 | 0 | 0 | 0.05 | -0.05 | -0.04 | 0 | 0.32 | 0.29 | 0.23 | 20.5 | 1041.524 | 2.15
D | 4002 | 2017-03-07 | 3 | OFF | 16.12 | 3.89 | 1.81 | 0.19 | 0.1 | 0 | 0 | 0.07 | -0.11 | -0.04 | 0 | 0.32 | 0.29 | 0.23 | 22.87 | 1026.586 | 2.1
D | 4002 | 2017-03-07 | 4 | OFF | 21.63 | 3.89 | 1.81 | 0.19 | 0.05 | 0 | 0 | -0.01 | -0.13 | -0.04 | 0 | 0.32 | 0.29 | 0.23 | 28.23 | 1032.509 | 2.05
D | 4002 | 2017-03-07 | 5 | OFF | 21.56 | 3.89 | 1.81 | 0.19 | 0.04 | 0 | 0 | 0.05 | -0.12 | -0.04 | 0 | 0.32 | 0.29 | 0.23 | 28.22 | 1074.842 | 2.04
D | 4002 | 2017-03-07 | 6 | OFF | 20.22 | 3.89 | 1.81 | 0.19 | 0.15 | 0 | 0 | 0.06 | -0.12 | -0.04 | 0 | 0.32 | 0.29 | 0.23 | 27 | 1192.74 | 2.15
D | 4002 | 2017-03-07 | 7 | OFF | 25.03 | 3.89 | 1.81 | 0.19 | 0.27 | 0 | 0.1 | 0.03 | -0.06 | -0.04 | 0 | 0.32 | 0.29 | 0.23 | 32.06 | 1367.77 | 2.37
D | 4002 | 2017-03-07 | 8 | ON | 33.64 | 3.89 | 1.81 | 0.19 | 0.16 | 0.5 | 0.01 | 0.01 | -0.2 | -0.04 | 0 | 0.32 | 0.29 | 0.23 | 40.81 | 1455.572 | 2.67
D | 4002 | 2017-03-07 | 9 | ON | 36.54 | 3.89 | 1.81 | 0.19 | 0.13 | 0.5 | 0 | 0.04 | -0.23 | -0.04 | 0 | 0.32 | 0.29 | 0.23 | 43.67 | 1475.407 | 2.63
D | 4002 | 2017-03-07 | 10 | ON | 43.11 | 3.89 | 1.81 | 0.19 | 0.16 | 0.5 | 0.13 | 0.03 | -0.24 | -0.04 | 0 | 0.32 | 0.29 | 0.23 | 50.38 | 1482.867 | 2.79
D | 4002 | 2017-03-07 | 11 | ON | 48.17 | 3.89 | 1.81 | 0.19 | 0.44 | 0.49 | 0.46 | 0.02 | -0.28 | -0.04 | 0 | 0.32 | 0.29 | 0.23 | 55.99 | 1497.248 | 3.39
D | 4002 | 2017-03-07 | 12 | ON | 29.5 | 3.89 | 1.81 | 0.19 | 0.2 | 0.5 | 0.25 | 0.03 | -0.13 | -0.04 | 0 | 0.32 | 0.29 | 0.23 | 37.04 | 1487.228 | 2.95
D | 4002 | 2017-03-07 | 13 | ON | 25.6 | 3.89 | 1.81 | 0.19 | 0.15 | 0.5 | 0.17 | 0.03 | -0.13 | -0.04 | 0 | 0.32 | 0.29 | 0.23 | 33.01 | 1483.473 | 2.82
D | 4002 | 2017-03-07 | 14 | ON | 21.71 | 3.89 | 1.81 | 0.19 | 0.12 | 0.5 | 0.03 | 0.04 | -0.11 | -0.04 | 0 | 0.32 | 0.29 | 0.23 | 28.98 | 1480.464 | 2.65
D | 4002 | 2017-03-07 | 15 | ON | 25.41 | 3.89 | 1.81 | 0.19 | 0.07 | 0.45 | 0.1 | 0.04 | -0.14 | -0.04 | 0 | 0.32 | 0.29 | 0.23 | 32.62 | 1460.797 | 2.62
D | 4002 | 2017-03-07 | 16 | ON | 26.55 | 3.89 | 1.81 | 0.19 | 0.14 | 0.5 | 0.16 | 0.05 | -0.15 | -0.04 | 0 | 0.32 | 0.29 | 0.23 | 33.94 | 1459.77 | 2.8
D | 4002 | 2017-03-07 | 17 | ON | 23.04 | 3.89 | 1.81 | 0.19 | 0.1 | 0.49 | 0.05 | 0.03 | -0.12 | -0.04 | 0 | 0.32 | 0.29 | 0.23 | 30.28 | 1498.257 | 2.64
D | 4002 | 2017-03-07 | 18 | ON | 35.04 | 3.89 | 1.81 | 0.19 | 0.11 | 0.47 | 0.48 | -0.02 | -0.06 | -0.04 | 0 | 0.32 | 0.29 | 0.23 | 42.71 | 1574.534 | 3.06
D | 4002 | 2017-03-07 | 19 | ON | 60.22 | 3.89 | 1.81 | 0.19 | 0.35 | 0.47 | 1.53 | 0.08 | -0.14 | -0.04 | 0 | 0.32 | 0.29 | 0.23 | 69.2 | 1594.963 | 4.35
D | 4002 | 2017-03-07 | 20 | ON | 44.02 | 3.89 | 1.81 | 0.19 | 0.21 | 0.47 | 0.93 | 0.02 | -0.23 | -0.04 | 0 | 0.32 | 0.29 | 0.23 | 52.11 | 1539.622 | 3.61
D | 4002 | 2017-03-07 | 21 | ON | 50.26 | 3.89 | 1.81 | 0.19 | 0.21 | 0.51 | 1.03 | 0 | -0.23 | -0.04 | 0 | 0.32 | 0.29 | 0.23 | 58.47 | 1457.958 | 3.75
D | 4002 | 2017-03-07 | 22 | ON | 26.37 | 3.89 | 1.81 | 0.19 | 0.13 | 0.54 | 0.26 | 0.13 | -0.12 | -0.04 | 0 | 0.32 | 0.29 | 0.23 | 34 | 1335.292 | 2.93
D | 4002 | 2017-03-07 | 23 | ON | 25.98 | 3.89 | 1.81 | 0.19 | 0.35 | 0.6 | 0.28 | 0 | -0.09 | -0.04 | 0 | 0.32 | 0.29 | 0.23 | 33.81 | 1200.422 | 3.23
D | 4002 | 2017-03-07 | 24 | OFF | 38.97 | 3.89 | 1.81 | 0.19 | 1.21 | 0 | 0.16 | 0.03 | 0.04 | -0.04 | 0 | 0.32 | 0.29 | 0.23 | 47.1 | 1095.66 | 3.37
D | 4002 | 2017-03-08 | 1 | OFF | 35.51 | 3.89 | 1.1 | 0.09 | 0.48 | 0 | 0 | -0.02 | -0.28 | -0.04 | 0 | 0.32 | 0.29 | 0.23 | 41.57 | 1031.977 | 1.67
D | 4002 | 2017-03-08 | 2 | OFF | 46.02 | 3.89 | 1.1 | 0.09 | 0.35 | 0 | 0 | 0.13 | -0.2 | -0.04 | 0 | 0.32 | 0.29 | 0.23 | 52.18 | 999.633 | 1.54
D | 4002 | 2017-03-08 | 3 | OFF | 36.14 | 3.89 | 1.1 | 0.09 | 0.34 | 0 | 0 | 0.05 | -0.14 | -0.04 | 0 | 0.32 | 0.29 | 0.23 | 42.27 | 981.815 | 1.53
D | 4002 | 2017-03-08 | 4 | OFF | 35.74 | 3.89 | 1.1 | 0.09 | 0.13 | 0 | 0 | 0.05 | -0.12 | -0.04 | 0 | 0.32 | 0.29 | 0.23 | 41.68 | 983.773 | 1.32
D | 4002 | 2017-03-08 | 5 | OFF | 72.56 | 3.89 | 1.1 | 0.09 | 0.35 | 0 | 0 | 0.03 | -0.36 | -0.04 | 0 | 0.32 | 0.29 | 0.23 | 78.46 | 1026.855 | 1.54
D | 4002 | 2017-03-08 | 6 | OFF | 22.84 | 3.89 | 1.1 | 0.09 | 0.4 | 0 | 0 | 0.04 | 0.09 | -0.04 | 0 | 0.32 | 0.29 | 0.23 | 29.25 | 1143.438 | 1.59
D | 4002 | 2017-03-08 | 7 | OFF | 25.05 | 3.89 | 1.1 | 0.09 | 0.24 | 0 | 0.18 | 0.01 | -0.02 | -0.04 | 0 | 0.32 | 0.29 | 0.23 | 31.34 | 1328.34 | 1.61
D | 4002 | 2017-03-08 | 8 | ON | 37.49 | 3.89 | 1.1 | 0.09 | 0.47 | 0.46 | 0.91 | 0.01 | -0.16 | -0.04 | 0 | 0.32 | 0.29 | 0.23 | 45.06 | 1420.44 | 3.03
D | 4002 | 2017-03-08 | 9 | ON | 36.05 | 3.89 | 1.1 | 0.09 | 0.16 | 0.46 | 0.63 | 0.01 | -0.17 | -0.04 | 0 | 0.32 | 0.29 | 0.23 | 43.02 | 1421.626 | 2.44
D | 4002 | 2017-03-08 | 10 | ON | 20.72 | 3.89 | 1.1 | 0.09 | 0.07 | 0.46 | 0 | 0.02 | -0.03 | -0.04 | 0 | 0.32 | 0.29 | 0.23 | 27.12 | 1401.044 | 1.72
D | 4002 | 2017-03-08 | 11 | ON | 22.35 | 3.89 | 1.1 | 0.09 | 0.14 | 0.54 | 0.16 | 0.03 | -0.11 | -0.04 | 0 | 0.32 | 0.29 | 0.23 | 28.99 | 1396.872 | 2.03
D | 4002 | 2017-03-08 | 12 | ON | 21.22 | 3.89 | 1.1 | 0.09 | 0.11 | 0.55 | 0.12 | 0.05 | -0.1 | -0.04 | 0 | 0.32 | 0.29 | 0.23 | 27.83 | 1388.911 | 1.97
D | 4002 | 2017-03-08 | 13 | ON | 18.83 | 3.89 | 1.1 | 0.09 | 0.07 | 0.57 | 0 | 0.07 | -0.08 | -0.04 | 0 | 0.32 | 0.29 | 0.23 | 25.34 | 1344.618 | 1.83
D | 4002 | 2017-03-08 | 14 | ON | 18.01 | 3.89 | 1.1 | 0.09 | 0.07 | 0.55 | 0 | 0.03 | -0.07 | -0.04 | 0 | 0.32 | 0.29 | 0.23 | 24.47 | 1332.948 | 1.81
D | 4002 | 2017-03-08 | 15 | ON | 17.37 | 3.89 | 1.1 | 0.09 | 0.06 | 0.55 | 0 | 0.01 | -0.07 | -0.04 | 0 | 0.32 | 0.29 | 0.23 | 23.8 | 1313.157 | 1.8
D | 4002 | 2017-03-08 | 16 | ON | 18.31 | 3.89 | 1.1 | 0.09 | 0.08 | 0.57 | 0 | 0.02 | -0.07 | -0.04 | 0 | 0.32 | 0.29 | 0.23 | 24.79 | 1314.162 | 1.84
D | 4002 | 2017-03-08 | 17 | ON | 19.79 | 3.89 | 1.1 | 0.09 | 0.08 | 0.55 | 0.04 | 0.05 | -0.06 | -0.04 | 0 | 0.32 | 0.29 | 0.23 | 26.33 | 1350.474 | 1.86
D | 4002 | 2017-03-08 | 18 | ON | 40.51 | 3.89 | 1.1 | 0.09 | 0.38 | 0.52 | 0.26 | 0.01 | 0.03 | -0.04 | 0 | 0.32 | 0.29 | 0.23 | 47.59 | 1425.549 | 2.35
D | 4002 | 2017-03-08 | 19 | ON | 46.73 | 3.89 | 1.1 | 0.09 | 0.25 | 0.49 | 0 | 0.05 | -0.24 | -0.04 | 0 | 0.32 | 0.29 | 0.23 | 53.16 | 1501.589 | 1.93
D | 4002 | 2017-03-08 | 20 | ON | 43.78 | 3.89 | 1.1 | 0.09 | 0.28 | 0.5 | 0.01 | 0.08 | -0.23 | -0.04 | 0 | 0.32 | 0.29 | 0.23 | 50.3 | 1475.439 | 1.98
D | 4002 | 2017-03-08 | 21 | ON | 35.22 | 3.89 | 1.1 | 0.09 | 0.31 | 0.52 | 0.53 | -0.02 | 0.09 | -0.04 | 0 | 0.32 | 0.29 | 0.23 | 42.53 | 1407.267 | 2.55
D | 4002 | 2017-03-08 | 22 | ON | 18.45 | 3.89 | 1.1 | 0.09 | 0.07 | 0.53 | 0 | 0.03 | -0.1 | -0.04 | 0 | 0.32 | 0.29 | 0.23 | 24.86 | 1294.383 | 1.79
D | 4002 | 2017-03-08 | 23 | ON | 18.39 | 3.89 | 1.1 | 0.09 | 0.13 | 0.55 | 0 | 0.08 | -0.06 | -0.04 | 0 | 0.32 | 0.29 | 0.23 | 24.97 | 1169.065 | 1.87
D | 4002 | 2017-03-08 | 24 | OFF | 17.09 | 3.89 | 1.1 | 0.09 | 0.9 | 0 | 0 | 0.06 | -0.11 | -0.04 | 0 | 0.32 | 0.29 | 0.23 | 23.82 | 1067.016 | 2.09
D | 4002 | 2017-03-09 | 1 | OFF | 16.37 | 3.89 | 0.35 | 0.04 | 0.1 | 0 | 0 | 0.07 | -0.13 | -0.04 | 0 | 0.32 | 0.29 | 0.23 | 21.49 | 1006.984 | 0.49
D | 4002 | 2017-03-09 | 2 | OFF | 8.36 | 3.89 | 0.35 | 0.04 | 0.07 | 0 | 0 | 0.03 | -0.1 | -0.04 | 0 | 0.32 | 0.29 | 0.23 | 13.44 | 978.627 | 0.46
D | 4002 | 2017-03-09 | 3 | OFF | 2.72 | 3.89 | 0.35 | 0.04 | 0.22 | 0 | 0 | 0 | -0.09 | -0.04 | 0 | 0.32 | 0.29 | 0.23 | 7.93 | 964.372 | 0.61
D | 4002 | 2017-03-09 | 4 | OFF | 11.58 | 3.89 | 0.35 | 0.04 | 0.07 | 0 | 0 | 0.03 | -0.13 | -0.04 | 0 | 0.32 | 0.29 | 0.23 | 16.63 | 970.959 | 0.46
D | 4002 | 2017-03-09 | 5 | OFF | 11.26 | 3.89 | 0.35 | 0.04 | 0.07 | 0 | 0 | 0.03 | -0.11 | -0.04 | 0 | 0.32 | 0.29 | 0.23 | 16.33 | 1017.831 | 0.46
D | 4002 | 2017-03-09 | 6 | OFF | 13.15 | 3.89 | 0.35 | 0.04 | 0.34 | 0 | 0 | 0.06 | -0.11 | -0.04 | 0 | 0.32 | 0.29 | 0.23 | 18.52 | 1142.684 | 0.73
D | 4002 | 2017-03-09 | 7 | OFF | 15.72 | 3.89 | 0.35 | 0.04 | 0.18 | 0 | 0 | 0.04 | -0.12 | -0.04 | 0 | 0.32 | 0.29 | 0.23 | 20.9 | 1301.53 | 0.57
D | 4002 | 2017-03-09 | 8 | ON | 16.85 | 3.89 | 0.35 | 0.04 | 0.16 | 0.54 | 0.02 | 0.01 | -0.13 | -0.04 | 0 | 0.32 | 0.29 | 0.23 | 22.53 | 1378.472 | 1.11
D | 4002 | 2017-03-09 | 9 | ON | 15.54 | 3.89 | 0.35 | 0.04 | 0.07 | 0.55 | 0 | 0.02 | -0.11 | -0.04 | 0 | 0.32 | 0.29 | 0.23 | 21.15 | 1393.738 | 1.01
D | 4002 | 2017-03-09 | 10 | ON | 15.43 | 3.89 | 0.35 | 0.04 | 0.04 | 0.55 | 0 | 0 | -0.1 | -0.04 | 0 | 0.32 | 0.29 | 0.23 | 21 | 1391.115 | 0.98
D | 4002 | 2017-03-09 | 11 | ON | 15.72 | 3.89 | 0.35 | 0.04 | 0.05 | 0.56 | 0 | 0.03 | -0.11 | -0.04 | 0 | 0.32 | 0.29 | 0.23 | 21.33 | 1398.791 | 1
D | 4002 | 2017-03-09 | 12 | ON | 15.63 | 3.89 | 0.35 | 0.04 | 0.06 | 0.53 | 0 | 0.02 | -0.09 | -0.04 | 0 | 0.32 | 0.29 | 0.23 | 21.23 | 1391.132 | 0.98
D | 4002 | 2017-03-09 | 13 | ON | 7.34 | 3.89 | 0.35 | 0.04 | 0.14 | 0.54 | 0 | -0.02 | 0 | -0.04 | 0 | 0.32 | 0.29 | 0.23 | 13.08 | 1373.834 | 1.07
D | 4002 | 2017-03-09 | 14 | ON | 17.91 | 3.89 | 0.35 | 0.04 | 0.06 | 0.54 | 0 | -0.02 | 0.02 | -0.04 | 0 | 0.32 | 0.29 | 0.23 | 23.59 | 1370.609 | 0.99
D | 4002 | 2017-03-09 | 15 | ON | 7.23 | 3.89 | 0.35 | 0.04 | 0.09 | 0.57 | 0 | -0.02 | 0.07 | -0.04 | 0 | 0.32 | 0.29 | 0.23 | 13.02 | 1352.066 | 1.05
D | 4002 | 2017-03-09 | 16 | ON | -5.52 | 3.89 | 0.35 | 0.04 | 0.23 | 0.54 | 0 | -0.05 | 0.24 | -0.04 | 0 | 0.32 | 0.29 | 0.23 | 0.52 | 1352.888 | 1.16
D | 4002 | 2017-03-09 | 17 | ON | 19.66 | 3.89 | 0.35 | 0.04 | 0.05 | 0.48 | 0 | 0.01 | -0.06 | -0.04 | 0 | 0.32 | 0.29 | 0.23 | 25.22 | 1388.149 | 0.92
D | 4002 | 2017-03-09 | 18 | ON | 21.65 | 3.89 | 0.35 | 0.04 | 0.04 | 0.45 | 0 | 0.02 | -0.1 | -0.04 | 0 | 0.32 | 0.29 | 0.23 | 27.14 | 1476.813 | 0.88
D | 4002 | 2017-03-09 | 19 | ON | 34.44 | 3.89 | 0.35 | 0.04 | 0.32 | 0.43 | 0.1 | 0.02 | -0.22 | -0.04 | 0 | 0.32 | 0.29 | 0.23 | 40.17 | 1557.275 | 1.24
D | 4002 | 2017-03-09 | 20 | ON | 33.25 | 3.89 | 0.35 | 0.04 | 0.17 | 0.44 | 0.02 | 0.02 | -0.21 | -0.04 | 0 | 0.32 | 0.29 | 0.23 | 38.77 | 1528.325 | 1.02
D | 4002 | 2017-03-09 | 21 | ON | 30.92 | 3.89 | 0.35 | 0.04 | 0.18 | 0.51 | 0.18 | 0.03 | -0.11 | -0.04 | 0 | 0.32 | 0.29 | 0.23 | 36.79 | 1466.881 | 1.26
D | 4002 | 2017-03-09 | 22 | ON | 22.69 | 3.89 | 0.35 | 0.04 | 0.1 | 0.54 | 0.01 | 0.05 | -0.13 | -0.04 | 0 | 0.32 | 0.29 | 0.23 | 28.34 | 1360.5 | 1.04
D | 4002 | 2017-03-09 | 23 | ON | 16.46 | 3.89 | 0.35 | 0.04 | 0.12 | 0.59 | 0 | 0.02 | -0.02 | -0.04 | 0 | 0.32 | 0.29 | 0.23 | 22.25 | 1234.898 | 1.1
D | 4002 | 2017-03-09 | 24 | OFF | -22.68 | 3.89 | 0.35 | 0.04 | 0.91 | 0 | 0 | -0.06 | 0.22 | -0.04 | 0 | 0.32 | 0.29 | 0.23 | -16.53 | 1130.575 | 1.3
D | 4002 | 2017-03-10 | 1 | OFF | -29.81 | 3.89 | 1.35 | 0.06 | 0.25 | 0 | 0 | -0.01 | 0.18 | -0.04 | 0 | 0.32 | 0.29 | 0.23 | -23.29 | 1068.513 | 1.66
D | 4002 | 2017-03-10 | 2 | OFF | -17.89 | 3.89 | 1.35 | 0.06 | 0.29 | 0 | 0 | -0.07 | 0.27 | -0.04 | 0 | 0.32 | 0.29 | 0.23 | -11.3 | 1036.847 | 1.7
D | 4002 | 2017-03-10 | 3 | OFF | 7.32 | 3.89 | 1.35 | 0.06 | 0.16 | 0 | 0 | -0.01 | -0.03 | -0.04 | 0 | 0.32 | 0.29 | 0.23 | 13.54 | 1021.76 | 1.57
D | 4002 | 2017-03-10 | 4 | OFF | 23.56 | 3.89 | 1.35 | 0.06 | 0.09 | 0 | 0 | -0.02 | -0.14 | -0.04 | 0 | 0.32 | 0.29 | 0.23 | 29.59 | 1026.538 | 1.5
D | 4002 | 2017-03-10 | 5 | OFF | -15.38 | 3.89 | 1.35 | 0.06 | 0.42 | 0 | 0 | 0.12 | 0.13 | -0.04 | 0 | 0.32 | 0.29 | 0.23 | -8.61 | 1067.654 | 1.83
D | 4002 | 2017-03-10 | 6 | OFF | 7.09 | 3.89 | 1.35 | 0.06 | 0.34 | 0 | 0 | 0.02 | -0.22 | -0.04 | 0 | 0.32 | 0.29 | 0.23 | 13.33 | 1184.343 | 1.75
D | 4002 | 2017-03-10 | 7 | OFF | 20.75 | 3.89 | 1.35 | 0.06 | 0.25 | 0 | 0 | 0.03 | 0.17 | -0.04 | 0 | 0.32 | 0.29 | 0.23 | 27.3 | 1352.446 | 1.66
D | 4002 | 2017-03-10 | 8 | ON | 29.89 | 3.89 | 1.35 | 0.06 | 0.2 | 0.52 | 0.06 | 0.04 | -0.11 | -0.04 | 0 | 0.32 | 0.29 | 0.23 | 36.7 | 1440.897 | 2.19
D | 4002 | 2017-03-10 | 9 | ON | 32.34 | 3.89 | 1.35 | 0.06 | 0.15 | 0.5 | 0.01 | 0.02 | -0.13 | -0.04 | 0 | 0.32 | 0.29 | 0.23 | 38.99 | 1464.835 | 2.07
D | 4002 | 2017-03-10 | 10 | ON | 49.24 | 3.89 | 1.35 | 0.06 | 0.16 | 0.49 | 0.62 | -0.02 | -0.16 | -0.04 | 0 | 0.32 | 0.29 | 0.23 | 56.43 | 1476.853 | 2.68
D | 4002 | 2017-03-10 | 11 | ON | 61.22 | 3.89 | 1.35 | 0.06 | 0.17 | 0.48 | 0.1 | -0.02 | -0.22 | -0.04 | 0.01 | 0.32 | 0.29 | 0.23 | 67.84 | 1489.52 | 2.17
D | 4002 | 2017-03-10 | 12 | ON | 77.6 | 3.89 | 1.35 | 0.06 | 0.25 | 0.48 | 0.33 | 0.08 | -0.29 | -0.04 | 0.03 | 0.32 | 0.29 | 0.23 | 84.58 | 1485.142 | 2.5
D | 4002 | 2017-03-10 | 13 | ON | 81.42 | 3.89 | 1.35 | 0.06 | 0.2 | 0.48 | 0.49 | 0.03 | -0.28 | -0.04 | 0.04 | 0.32 | 0.29 | 0.23 | 88.48 | 1474.506 | 2.62
D | 4002 | 2017-03-10 | 14 | ON | 74.26 | 3.89 | 1.35 | 0.06 | 0.18 | 0.49 | 0.96 | 0.12 | -0.29 | -0.04 | 0.04 | 0.32 | 0.29 | 0.23 | 81.86 | 1467.952 | 3.08
D | 4002 | 2017-03-10 | 15 | ON | 57.35 | 3.89 | 1.35 | 0.06 | 0.35 | 0.49 | 0.6 | 0.14 | -0.22 | -0.04 | 0.03 | 0.32 | 0.29 | 0.23 | 64.84 | 1450.328 | 2.88
D | 4002 | 2017-03-10 | 16 | ON | 42.63 | 3.89 | 1.35 | 0.06 | 0.2 | 0.5 | 0.12 | 0.04 | -0.2 | -0.04 | 0 | 0.32 | 0.29 | 0.23 | 49.39 | 1441.188 | 2.23
D | 4002 | 2017-03-10 | 17 | ON | 43.93 | 3.89 | 1.35 | 0.06 | 0.13 | 0.49 | 0.01 | 0.07 | -0.22 | -0.04 | 0 | 0.32 | 0.29 | 0.23 | 50.51 | 1459.648 | 2.04
D | 4002 | 2017-03-10 | 18 | ON | 40.96 | 3.89 | 1.35 | 0.06 | 0.02 | 0.48 | 0 | 0 | -0.16 | -0.04 | 0 | 0.32 | 0.29 | 0.23 | 47.4 | 1513.237 | 1.91
D | 4002 | 2017-03-10 | 19 | ON | 56.26 | 3.89 | 1.35 | 0.06 | 0.12 | 0.46 | 0 | 0.06 | -0.34 | -0.04 | 0 | 0.32 | 0.29 | 0.23 | 62.66 | 1570.65 | 1.99
D | 4002 | 2017-03-10 | 20 | ON | 48.09 | 3.89 | 1.35 | 0.06 | 0.11 | 0.47 | 0 | 0.05 | -0.23 | -0.04 | 0 | 0.32 | 0.29 | 0.23 | 54.59 | 1536.762 | 1.99
D | 4002 | 2017-03-10 | 21 | ON | 38.73 | 3.89 | 1.35 | 0.06 | 0.05 | 0.48 | 0 | 0.06 | -0.24 | -0.04 | 0 | 0.32 | 0.29 | 0.23 | 45.18 | 1487.643 | 1.94
D | 4002 | 2017-03-10 | 22 | ON | 37.02 | 3.89 | 1.35 | 0.06 | 0.04 | 0.5 | 0.03 | 0.01 | -0.23 | -0.04 | 0 | 0.32 | 0.29 | 0.23 | 43.47 | 1410.729 | 1.98
D | 4002 | 2017-03-10 | 23 | ON | 36.23 | 3.89 | 1.35 | 0.06 | 0.19 | 0.53 | 0.02 | 0.07 | -0.19 | -0.04 | 0 | 0.32 | 0.29 | 0.23 | 42.95 | 1310.355 | 2.15
D | 4002 | 2017-03-10 | 24 | OFF | 29.16 | 3.89 | 1.35 | 0.06 | 0.36 | 0 | 0 | -0.03 | -0.28 | -0.04 | 0 | 0.32 | 0.29 | 0.23 | 35.31 | 1212.848 | 1.77
D | 4002 | 2017-03-11 | 1 | OFF | 27.82 | 3.89 | 0.46 | 0.04 | 0.17 | 0 | 0 | 0 | -0.14 | -0.04 | 0 | 0.32 | 0.29 | 0.23 | 33.04 | 1152.642 | 0.67
D | 4002 | 2017-03-11 | 2 | OFF | 27.63 | 3.89 | 0.46 | 0.04 | 0.09 | 0 | 0 | 0.04 | -0.21 | -0.04 | 0 | 0.32 | 0.29 | 0.23 | 32.74 | 1126.619 | 0.59
D | 4002 | 2017-03-11 | 3 | OFF | 34.23 | 3.89 | 0.46 | 0.04 | 0.11 | 0 | 0 | 0.01 | -0.22 | -0.04 | 0 | 0.32 | 0.29 | 0.23 | 39.32 | 1116.259 | 0.61
D | 4002 | 2017-03-11 | 4 | OFF | 20.72 | 3.89 | 0.46 | 0.04 | 0.22 | 0 | 0 | -0.06 | -0.14 | -0.04 | 0 | 0.32 | 0.29 | 0.23 | 25.93 | 1123.413 | 0.72
D | 4002 | 2017-03-11 | 5 | OFF | 29.5 | 3.89 | 0.46 | 0.04 | 0.15 | 0 | 0 | 0.01 | -0.23 | -0.04 | 0 | 0.32 | 0.29 | 0.23 | 34.62 | 1153.785 | 0.65
D | 4002 | 2017-03-11 | 6 | OFF | 34.4 | 3.89 | 0.46 | 0.04 | 0.15 | 0 | 0 | 0 | -0.26 | -0.04 | 0 | 0.32 | 0.29 | 0.23 | 39.48 | 1215.24 | 0.65
D | 4002 | 2017-03-11 | 7 | OFF | 30.2 | 3.89 | 0.46 | 0.04 | 0.18 | 0 | 0 | -0.06 | -0.27 | -0.04 | 0 | 0.32 | 0.29 | 0.23 | 35.24 | 1296.566 | 0.68
D | 4002 | 2017-03-11 | 8 | OFF | 33.75 | 3.89 | 0.46 | 0.04 | 0.17 | 0 | 0 | 0.04 | -0.26 | -0.04 | 0 | 0.32 | 0.29 | 0.23 | 38.89 | 1396.51 | 0.67
D | 4002 | 2017-03-11 | 9 | OFF | 57.36 | 3.89 | 0.46 | 0.04 | 0.51 | 0 | 0.43 | 0.02 | -0.39 | -0.04 | 0 | 0.32 | 0.29 | 0.23 | 63.12 | 1484.774 | 1.44
D | 4002 | 2017-03-11 | 10 | OFF | 45.87 | 3.89 | 0.46 | 0.04 | 0.23 | 0 | 0 | -0.03 | -0.35 | -0.04 | 0 | 0.32 | 0.29 | 0.23 | 50.91 | 1538.508 | 0.73
D | 4002 | 2017-03-11 | 11 | OFF | 46.74 | 3.89 | 0.46 | 0.04 | 0.15 | 0 | 0 | 0.05 | -0.37 | -0.04 | 0 | 0.32 | 0.29 | 0.23 | 51.76 | 1550.579 | 0.65
D | 4002 | 2017-03-11 | 12 | OFF | 46.31 | 3.89 | 0.46 | 0.04 | 0.16 | 0 | 0 | 0.01 | -0.37 | -0.04 | 0 | 0.32 | 0.29 | 0.23 | 51.3 | 1543.423 | 0.66
D | 4002 | 2017-03-11 | 13 | OFF | 44.8 | 3.89 | 0.46 | 0.04 | 0.16 | 0 | 0 | -0.05 | -0.31 | -0.04 | 0 | 0.32 | 0.29 | 0.23 | 49.79 | 1514.988 | 0.66
D | 4002 | 2017-03-11 | 14 | OFF | 44.8 | 3.89 | 0.46 | 0.04 | 0.17 | 0 | 0 | 0.01 | -0.34 | -0.04 | 0 | 0.32 | 0.29 | 0.23 | 49.83 | 1484.89 | 0.67
D | 4002 | 2017-03-11 | 15 | OFF | 43.78 | 3.89 | 0.46 | 0.04 | 0.18 | 0 | 0 | 0.03 | -0.34 | -0.04 | 0 | 0.32 | 0.29 | 0.23 | 48.84 | 1464.014 | 0.68
D | 4002 | 2017-03-11 | 16 | OFF | 47.46 | 3.89 | 0.46 | 0.04 | 0.06 | 0 | 0.01 | 0.08 | -0.35 | -0.04 | 0 | 0.32 | 0.29 | 0.23 | 52.45 | 1466.977 | 0.57
D | 4002 | 2017-03-11 | 17 | OFF | 56.8 | 3.89 | 0.46 | 0.04 | 0.13 | 0 | 0.31 | 0.08 | -0.32 | -0.04 | 0 | 0.32 | 0.29 | 0.23 | 62.19 | 1498.987 | 0.94
D | 4002 | 2017-03-11 | 18 | OFF | 51.55 | 3.89 | 0.46 | 0.04 | 0.08 | 0 | 0.11 | 0.1 | -0.43 | -0.04 | 0 | 0.32 | 0.29 | 0.23 | 56.6 | 1576.735 | 0.69
D | 4002 | 2017-03-11 | 19 | OFF | 63.27 | 3.89 | 0.46 | 0.04 | 0.09 | 0 | 0.01 | 0.05 | -0.44 | -0.04 | 0 | 0.32 | 0.29 | 0.23 | 68.17 | 1648.534 | 0.6
D | 4002 | 2017-03-11 | 20 | OFF | 61.14 | 3.89 | 0.46 | 0.04 | 0.26 | 0 | 0 | 0.04 | -0.43 | -0.04 | 0 | 0.32 | 0.29 | 0.23 | 66.2 | 1616.782 | 0.76
D | 4002 | 2017-03-11 | 21 | OFF | 55.99 | 3.89 | 0.46 | 0.04 | 0.2 | 0 | 0.07 | -0.03 | -0.38 | -0.04 | 0 | 0.32 | 0.29 | 0.23 | 61.04 | 1560.773 | 0.77
D | 4002 | 2017-03-11 | 22 | OFF | 57.07 | 3.89 | 0.46 | 0.04 | 0.09 | 0 | 0.01 | -0.03 | -0.42 | -0.04 | 0 | 0.32 | 0.29 | 0.23 | 61.91 | 1477.299 | 0.6
D | 4002 | 2017-03-11 | 23 | OFF | 45.61 | 3.89 | 0.46 | 0.04 | 0.78 | 0 | 0 | 0.04 | -0.25 | -0.04 | 0 | 0.32 | 0.29 | 0.23 | 51.37 | 1384.21 | 1.28
D | 4002 | 2017-03-11 | 24 | OFF | 51.08 | 3.89 | 0.46 | 0.04 | 1.06 | 0 | 0 | -0.02 | -0.42 | -0.04 | 0 | 0.32 | 0.29 | 0.23 | 56.89 | 1297.942 | 1.56
D | 4002 | 2017-03-12 | 1 | OFF | 62.48 | 3.89 | 0.66 | 0.08 | 0.33 | 0 | 0 | 0.13 | -0.44 | -0.04 | 0 | 0.32 | 0.29 | 0.23 | 67.93 | 1238.29 | 1.07
D | 4002 | 2017-03-12 | 2 | OFF | 74.04 | 3.89 | 0.66 | 0.08 | 0.11 | 0 | 0 | -0.05 | -0.48 | -0.04 | 0 | 0.32 | 0.29 | 0.23 | 79.05 | 1207.621 | 0.85
D | 4002 | 2017-03-12 | 4 | OFF | 43.2 | 3.89 | 0.66 | 0.08 | 0.15 | 0 | 0 | 0.01 | -0.37 | -0.04 | 0 | 0.32 | 0.29 | 0.23 | 48.42 | 1195.603 | 0.89
D | 4002 | 2017-03-12 | 5 | OFF | 51.56 | 3.89 | 0.66 | 0.08 | 0.11 | 0 | 0 | 0.05 | -0.36 | -0.04 | 0 | 0.32 | 0.29 | 0.23 | 56.79 | 1196.796 | 0.85
D | 4002 | 2017-03-12 | 6 | OFF | 53.21 | 3.89 | 0.66 | 0.08 | 0.05 | 0 | 0 | 0.04 | -0.35 | -0.04 | 0 | 0.32 | 0.29 | 0.23 | 58.38 | 1214.787 | 0.79
D | 4002 | 2017-03-12 | 7 | OFF | 58.41 | 3.89 | 0.66 | 0.08 | 0.47 | 0 | 0.01 | 0.11 | -0.39 | -0.04 | 0 | 0.32 | 0.29 | 0.23 | 64.04 | 1263.672 | 1.22
D | 4002 | 2017-03-12 | 8 | OFF | 65.62 | 3.89 | 0.66 | 0.08 | 0.67 | 0 | 0.03 | 0.03 | -0.46 | -0.04 | 0 | 0.32 | 0.29 | 0.23 | 71.32 | 1323.699 | 1.44
D | 4002 | 2017-03-12 | 9 | OFF | 63.4 | 3.89 | 0.66 | 0.08 | 0.3 | 0 | 0.05 | 0.11 | -0.43 | -0.04 | 0 | 0.32 | 0.29 | 0.23 | 68.86 | 1402.394 | 1.09
D | 4002 | 2017-03-12 | 10 | OFF | 58.54 | 3.89 | 0.66 | 0.08 | 0.42 | 0 | 0 | 0.12 | -0.36 | -0.04 | 0 | 0.32 | 0.29 | 0.23 | 64.15 | 1454.583 | 1.16
D | 4002 | 2017-03-12 | 11 | OFF | 50.28 | 3.89 | 0.66 | 0.08 | 0.12 | 0 | 0 | 0.04 | -0.33 | -0.04 | 0 | 0.32 | 0.29 | 0.23 | 55.54 | 1474.453 | 0.86
D | 4002 | 2017-03-12 | 12 | OFF | 50.44 | 3.89 | 0.66 | 0.08 | 0.1 | 0 | 0 | 0.06 | -0.28 | -0.04 | 0 | 0.32 | 0.29 | 0.23 | 55.75 | 1481.008 | 0.84
D | 4002 | 2017-03-12 | 13 | OFF | 48.99 | 3.89 | 0.66 | 0.08 | 0.1 | 0 | 0 | 0.06 | -0.28 | -0.04 | 0 | 0.32 | 0.29 | 0.23 | 54.3 | 1466.166 | 0.84
D | 4002 | 2017-03-12 | 14 | OFF | 48.7 | 3.89 | 0.66 | 0.08 | 0.1 | 0 | 0 | 0.11 | -0.31 | -0.04 | 0 | 0.32 | 0.29 | 0.23 | 54.03 | 1438.881 | 0.84
D | 4002 | 2017-03-12 | 15 | OFF | 45.26 | 3.89 | 0.66 | 0.08 | 0.12 | 0 | 0 | 0.04 | -0.26 | -0.04 | 0 | 0.32 | 0.29 | 0.23 | 50.59 | 1408.655 | 0.86
D | 4002 | 2017-03-12 | 16 | OFF | 34.25 | 3.89 | 0.66 | 0.08 | 0.28 | 0 | 0 | 0.03 | -0.23 | -0.04 | 0 | 0.32 | 0.29 | 0.23 | 39.76 | 1397.306 | 1.02
D | 4002 | 2017-03-12 | 17 | OFF | 44.35 | 3.89 | 0.66 | 0.08 | 0.16 | 0 | 0 | 0.04 | -0.27 | -0.04 | 0 | 0.32 | 0.29 | 0.23 | 49.71 | 1417.83 | 0.9
D | 4002 | 2017-03-12 | 18 | OFF | 46.98 | 3.89 | 0.66 | 0.08 | 0.32 | 0 | 0 | 0.02 | -0.29 | -0.04 | 0 | 0.32 | 0.29 | 0.23 | 52.46 | 1474.505 | 1.06
D | 4002 | 2017-03-12 | 19 | OFF | 48.44 | 3.89 | 0.66 | 0.08 | 0.3 | 0 | 0 | 0.06 | -0.17 | -0.04 | 0 | 0.32 | 0.29 | 0.23 | 54.06 | 1538.093 | 1.04
D | 4002 | 2017-03-12 | 20 | OFF | 79.67 | 3.89 | 0.66 | 0.08 | 0.4 | 0 | 0 | 0.1 | -0.42 | -0.04 | 0 | 0.32 | 0.29 | 0.23 | 85.18 | 1606.893 | 1.14
D | 4002 | 2017-03-12 | 21 | OFF | 100.55 | 3.89 | 0.66 | 0.08 | 0.33 | 0 | 0 | 0.05 | -0.56 | -0.04 | 0 | 0.32 | 0.29 | 0.23 | 105.8 | 1562.433 | 1.07
D | 4002 | 2017-03-12 | 22 | OFF | 83.51 | 3.89 | 0.66 | 0.08 | 0.22 | 0 | 0 | 0.11 | -0.22 | -0.04 | 0 | 0.32 | 0.29 | 0.23 | 89.05 | 1467.375 | 0.96
D | 4002 | 2017-03-12 | 23 | OFF | 74.56 | 3.89 | 0.66 | 0.08 | 0.43 | 0 | 0.05 | 0.09 | -0.46 | -0.04 | 0 | 0.32 | 0.29 | 0.23 | 80.1 | 1357.311 | 1.22
D | 4002 | 2017-03-12 | 24 | OFF | 60.19 | 3.89 | 0.66 | 0.08 | 1.32 | 0 | 0 | 0.02 | -0.22 | -0.04 | 0 | 0.32 | 0.29 | 0.23 | 66.74 | 1258.695 | 2.06
D | 4002 | 2017-03-13 | 1 | OFF | 58.03 | 3.89 | 0.82 | 0.1 | 0.17 | 0 | 0 | 0.15 | -0.27 | -0.04 | 0 | 0.32 | 0.29 | 0.23 | 63.69 | 1203.01 | 1.09
D | 4002 | 2017-03-13 | 2 | OFF | 51.79 | 3.89 | 0.82 | 0.1 | 0.05 | 0 | 0 | 0.09 | -0.26 | -0.04 | 0 | 0.32 | 0.29 | 0.23 | 57.28 | 1174.901 | 0.97
D | 4002 | 2017-03-13 | 3 | OFF | 51.12 | 3.89 | 0.82 | 0.1 | 0.04 | 0 | 0 | 0.07 | -0.26 | -0.04 | 0 | 0.32 | 0.29 | 0.23 | 56.58 | 1168.221 | 0.96
D | 4002 | 2017-03-13 | 4 | OFF | 51.05 | 3.89 | 0.82 | 0.1 | 0.04 | 0 | 0 | 0.08 | -0.3 | -0.04 | 0 | 0.32 | 0.29 | 0.23 | 56.48 | 1169.412 | 0.96
D | 4002 | 2017-03-13 | 5 | OFF | 50.93 | 3.89 | 0.82 | 0.1 | 0.32 | 0 | 0 | 0 | -0.28 | -0.04 | 0 | 0.32 | 0.29 | 0.23 | 56.58 | 1211.128 | 1.24
D | 4002 | 2017-03-13 | 6 | OFF | 50.79 | 3.89 | 0.82 | 0.1 | 0.61 | 0 | 0.01 | 0.02 | -0.31 | -0.04 | 0 | 0.32 | 0.29 | 0.23 | 56.73 | 1324.856 | 1.54
D | 4002 | 2017-03-13 | 7 | OFF | 85.82 | 3.89 | 0.82 | 0.1 | 0.9 | 0 | 0.18 | -0.33 | 0.73 | -0.04 | 0 | 0.32 | 0.29 | 0.23 | 92.91 | 1517.906 | 2
D | 4002 | 2017-03-13 | 8 | ON | 157.03 | 3.89 | 0.82 | 0.1 | 3.57 | 0.44 | 2.55 | 0.58 | -1.14 | -0.04 | 0.09 | 0.32 | 0.29 | 0.23 | 168.73 | 1606.874 | 7.57
D | 4002 | 2017-03-13 | 9 | ON | 102.81 | 3.89 | 0.82 | 0.1 | 2.05 | 0.44 | 2.04 | 0.06 | -0.61 | -0.04 | 0.07 | 0.32 | 0.29 | 0.23 | 112.47 | 1604.829 | 5.52
D | 4002 | 2017-03-13 | 10 | ON | 72.98 | 3.89 | 0.82 | 0.1 | 0.33 | 0.45 | 0.74 | 0.21 | -0.44 | -0.04 | 0.05 | 0.32 | 0.29 | 0.23 | 79.93 | 1590.33 | 2.49
D | 4002 | 2017-03-13 | 11 | ON | 59.7 | 3.89 | 0.82 | 0.1 | 0.16 | 0.46 | 0 | 0.12 | -0.42 | -0.04 | 0.03 | 0.32 | 0.29 | 0.23 | 65.66 | 1574.192 | 1.57
D | 4002 | 2017-03-13 | 12 | ON | 51.79 | 3.89 | 0.82 | 0.1 | 0.24 | 0.47 | 0 | 0.07 | -0.38 | -0.04 | 0.02 | 0.32 | 0.29 | 0.23 | 57.82 | 1544.196 | 1.65
D | 4002 | 2017-03-13 | 13 | ON | 48.27 | 3.89 | 0.82 | 0.1 | 0.1 | 0.48 | 0 | 0.13 | -0.35 | -0.04 | 0.02 | 0.32 | 0.29 | 0.23 | 54.26 | 1510.092 | 1.52
D | 4002 | 2017-03-13 | 14 | ON | 48.22 | 3.89 | 0.82 | 0.1 | 0.07 | 0.49 | 0 | 0.06 | -0.36 | -0.04 | 0.02 | 0.32 | 0.29 | 0.23 | 54.11 | 1481.951 | 1.5
D | 4002 | 2017-03-13 | 15 | ON | 49.02 | 3.89 | 0.82 | 0.1 | 0.13 | 0.5 | 0 | 0.11 | -0.33 | -0.04 | 0.02 | 0.32 | 0.29 | 0.23 | 55.06 | 1449.061 | 1.57
D | 4002 | 2017-03-13 | 16 | ON | 47.23 | 3.89 | 0.82 | 0.1 | 0.12 | 0.51 | 0 | 0.09 | -0.33 | -0.04 | 0.02 | 0.32 | 0.29 | 0.23 | 53.25 | 1435.777 | 1.57
D | 4002 | 2017-03-13 | 17 | ON | 46.53 | 3.89 | 0.82 | 0.1 | 0.17 | 0.5 | 0 | 0.07 | -0.27 | -0.04 | 0 | 0.32 | 0.29 | 0.23 | 52.61 | 1438.007 | 1.59
D | 4002 | 2017-03-13 | 18 | ON | 46.58 | 3.89 | 0.82 | 0.1 | 0.12 | 0.49 | 0 | 0.05 | -0.31 | -0.04 | 0.02 | 0.32 | 0.29 | 0.23 | 52.56 | 1479.221 | 1.55
D | 4002 | 2017-03-13 | 19 | ON | 50.94 | 3.89 | 0.82 | 0.1 | 0.19 | 0.46 | 0 | 0.06 | -0.39 | -0.04 | 0 | 0.32 | 0.29 | 0.23 | 56.87 | 1540.702 | 1.57
D | 4002 | 2017-03-13 | 20 | ON | 57.18 | 3.89 | 0.82 | 0.1 | 0.1 | 0.45 | 0 | 0.13 | -0.43 | -0.04 | 0 | 0.32 | 0.29 | 0.23 | 63.04 | 1589.139 | 1.47
D | 4002 | 2017-03-13 | 21 | ON | 55.43 | 3.89 | 0.82 | 0.1 | 0.1 | 0.45 | 0.03 | 0.06 | -0.4 | -0.04 | 0 | 0.32 | 0.29 | 0.23 | 61.28 | 1542.145 | 1.5
D | 4002 | 2017-03-13 | 22 | ON | 52.71 | 3.89 | 0.82 | 0.1 | 0.1 | 0.48 | 0 | 0.07 | -0.31 | -0.04 | 0 | 0.32 | 0.29 | 0.23 | 58.66 | 1448.483 | 1.5
D | 4002 | 2017-03-13 | 23 | ON | 46.64 | 3.89 | 0.82 | 0.1 | 0.72 | 0.51 | 0 | 0.04 | -0.23 | -0.04 | 0 | 0.32 | 0.29 | 0.23 | 53.29 | 1334.534 | 2.15
D | 4002 | 2017-03-13 | 24 | OFF | 30.11 | 3.89 | 0.82 | 0.1 | 0.85 | 0 | 0 | 0.08 | -0.32 | -0.04 | 0 | 0.32 | 0.29 | 0.23 | 36.33 | 1238.065 | 1.77
D | 4002 | 2017-03-14 | 1 | OFF | 35.5 | 3.89 | 3.27 | 0.02 | 0.11 | 0 | 0 | 0 | -0.1 | -0.04 | 0 | 0.32 | 0.29 | 0.23 | 43.49 | 1167.281 | 3.4
D | 4002 | 2017-03-14 | 2 | OFF | 38.65 | 3.89 | 3.27 | 0.02 | 0.36 | 0 | 0 | 0.05 | -0.37 | -0.04 | 0 | 0.32 | 0.29 | 0.23 | 46.67 | 1127.498 | 3.65
D | 4002 | 2017-03-14 | 3 | OFF | 18.93 | 3.89 | 3.27 | 0.02 | 0.19 | 0 | 0 | 0.02 | -0.16 | -0.04 | 0 | 0.32 | 0.29 | 0.23 | 26.96 | 1104.732 | 3.48
D | 4002 | 2017-03-14 | 4 | OFF | 49.32 | 3.89 | 3.27 | 0.02 | 0.08 | 0 | 0 | 0.16 | -0.24 | -0.04 | 0 | 0.32 | 0.29 | 0.23 | 57.3 | 1104.026 | 3.37
D | 4002 | 2017-03-14 | 5 | OFF | 49.36 | 3.89 | 3.27 | 0.02 | 0.07 | 0 | 0 | 0.08 | -0.21 | -0.04 | 0 | 0.32 | 0.29 | 0.23 | 57.28 | 1125.881 | 3.36
D | 4002 | 2017-03-14 | 6 | OFF | -39.92 | 3.89 | 3.27 | 0.02 | 0.41 | 0 | 0 | -0.16 | -0.86 | -0.04 | 0 | 0.32 | 0.29 | 0.23 | -32.55 | 1208.56 | 3.7
D | 4002 | 2017-03-14 | 7 | OFF | -87.41 | 3.89 | 3.27 | 0.02 | 1.64 | 0 | 0 | -0.28 | 0.85 | -0.04 | 0 | 0.32 | 0.29 | 0.23 | -77.22 | 1320.534 | 4.93
D | 4002 | 2017-03-14 | 8 | ON | 12.15 | 3.89 | 3.27 | 0.02 | 0.97 | 0.51 | 0 | 0 | -0.09 | -0.04 | 0.04 | 0.32 | 0.29 | 0.23 | 21.56 | 1408.733 | 4.81
D | 4002 | 2017-03-14 | 9 | ON | 29.63 | 3.89 | 3.27 | 0.02 | 0.5 | 0.48 | 0 | -0.04 | -0.04 | -0.04 | 0.03 | 0.32 | 0.29 | 0.23 | 38.54 | 1474.557 | 4.3
D | 4002 | 2017-03-14 | 10 | ON | 50.99 | 3.89 | 3.27 | 0.02 | 0.28 | 0.46 | 0 | 0.15 | -0.3 | -0.04 | 0.02 | 0.32 | 0.29 | 0.23 | 59.58 | 1535.223 | 4.05
D | 4002 | 2017-03-14 | 11 | ON | 54.85 | 3.89 | 3.27 | 0.02 | 0.04 | 0.44 | 0 | -0.03 | -0.28 | -0.04 | 0.05 | 0.32 | 0.29 | 0.23 | 63.05 | 1582.084 | 3.82
D | 4002 | 2017-03-14 | 12 | ON | 59.18 | 3.89 | 3.27 | 0.02 | 0.19 | 0.44 | 0 | 0.01 | -0.25 | -0.04 | 0.05 | 0.32 | 0.29 | 0.23 | 67.6 | 1597.759 | 3.97
D | 4002 | 2017-03-14 | 13 | ON | 58.74 | 3.89 | 3.27 | 0.02 | 0.25 | 0.44 | 0 | 0.07 | -0.22 | -0.04 | 0.05 | 0.32 | 0.29 | 0.23 | 67.31 | 1597.388 | 4.03
D | 4002 | 2017-03-14 | 14 | ON | 59.82 | 3.89 | 3.27 | 0.02 | 0.06 | 0.44 | 0 | 0.08 | -0.29 | -0.04 | 0.05 | 0.32 | 0.29 | 0.23 | 68.14 | 1578.567 | 3.84
D | 4002 | 2017-03-14 | 15 | ON | 57.3 | 3.89 | 3.27 | 0.02 | 0.04 | 0.45 | 0 | 0.11 | -0.28 | -0.04 | 0.04 | 0.32 | 0.29 | 0.23 | 65.64 | 1533.249 | 3.82
D | 4002 | 2017-03-14 | 16 | ON | 54.11 | 3.89 | 3.27 | 0.02 | 0.05 | 0.46 | 0 | 0.14 | -0.26 | -0.04 | 0.03 | 0.32 | 0.29 | 0.23 | 62.51 | 1475.19 | 3.83
D | 4002 | 2017-03-14 | 17 | ON | 52.32 | 3.89 | 3.27 | 0.02 | 0.06 | 0.46 | 0 | 0.16 | -0.29 | -0.04 | 0.03 | 0.32 | 0.29 | 0.23 | 60.72 | 1436.911 | 3.84
D | 4002 | 2017-03-14 | 18 | ON | 47.19 | 3.89 | 3.27 | 0.02 | 0.1 | 0.45 | 0 | 0.08 | -0.31 | -0.04 | 0.02 | 0.32 | 0.29 | 0.23 | 55.51 | 1435.075 | 3.86
D | 4002 | 2017-03-14 | 19 | ON | 47.35 | 3.89 | 3.27 | 0.02 | 0.04 | 0.45 | 0 | 0.07 | -0.32 | -0.04 | 0 | 0.32 | 0.29 | 0.23 | 55.57 | 1439.255 | 3.78
D | 4002 | 2017-03-14 | 20 | ON | 47.67 | 3.89 | 3.27 | 0.02 | 0.04 | 0.45 | 0 | 0.08 | -0.36 | -0.04 | 0 | 0.32 | 0.29 | 0.23 | 55.86 | 1446.529 | 3.78
D | 4002 | 2017-03-14 | 21 | ON | 46.11 | 3.89 | 3.27 | 0.02 | 0.08 | 0.47 | 0 | 0.06 | -0.22 | -0.04 | 0 | 0.32 | 0.29 | 0.23 | 54.48 | 1386.308 | 3.84
D | 4002 | 2017-03-14 | 22 | ON | 46.4 | 3.89 | 3.27 | 0.02 | 0.1 | 0.49 | 0 | -0.1 | -0.29 | -0.04 | 0 | 0.32 | 0.29 | 0.23 | 54.58 | 1285.822 | 3.88
D | 4002 | 2017-03-14 | 23 | ON | 27.52 | 3.89 | 3.27 | 0.02 | 0.26 | 0.53 | 0 | 0.05 | 0.26 | -0.04 | 0 | 0.32 | 0.29 | 0.23 | 36.6 | 1179.233 | 4.08
D | 4002 | 2017-03-14 | 24 | OFF | -13.9 | 3.89 | 3.27 | 0.02 | 1.05 | 0 | 0 | -0.01 | -0.4 | -0.04 | 0 | 0.32 | 0.29 | 0.23 | -5.28 | 1097.924 | 4.34
D | 4002 | 2017-03-15 | 1 | OFF | 33.1 | 3.89 | 1.38 | 0.14 | 0.38 | 0 | 0 | -0.05 | -0.16 | -0.04 | 0 | 0.32 | 0.29 | 0.23 | 39.48 | 1057.99 | 1.9
D | 4002 | 2017-03-15 | 2 | OFF | 47.58 | 3.89 | 1.38 | 0.14 | 0.15 | 0 | 0 | 0.1 | -0.18 | -0.04 | 0 | 0.32 | 0.29 | 0.23 | 53.86 | 1029.058 | 1.67
D | 4002 | 2017-03-15 | 3 | OFF | 45.58 | 3.89 | 1.38 | 0.14 | 0.09 | 0 | 0 | 0.08 | -0.24 | -0.04 | 0 | 0.32 | 0.29 | 0.23 | 51.72 | 1024.97 | 1.61
D | 4002 | 2017-03-15 | 4 | OFF | 45.78 | 3.89 | 1.38 | 0.14 | 0.12 | 0 | 0 | 0.01 | -0.19 | -0.04 | 0 | 0.32 | 0.29 | 0.23 | 51.93 | 1042.51 | 1.64
D | 4002 | 2017-03-15 | 5 | OFF | 44.97 | 3.89 | 1.38 | 0.14 | 0.15 | 0 | 0 | 0.04 | -0.16 | -0.04 | 0 | 0.32 | 0.29 | 0.23 | 51.21 | 1082.032 | 1.67
D | 4002 | 2017-03-15 | 6 | OFF | 44.37 | 3.89 | 1.38 | 0.14 | 0.77 | 0 | 0 | -0.01 | -0.04 | -0.04 | 0 | 0.32 | 0.29 | 0.23 | 51.3 | 1175.172 | 2.29
D | 4002 | 2017-03-15 | 7 | OFF | 54.33 | 3.89 | 1.38 | 0.14 | 0.4 | 0 | 0 | -0.27 | -0.27 | -0.04 | 0 | 0.32 | 0.29 | 0.23 | 60.4 | 1328.929 | 1.92
D | 4002 | 2017-03-15 | 8 | ON | 61.67 | 3.89 | 1.38 | 0.14 | 1.37 | 0.48 | 0.07 | -0.03 | -0.41 | -0.04 | 0.01 | 0.32 | 0.29 | 0.23 | 69.37 | 1437.062 | 3.45
D | 4002 | 2017-03-15 | 9 | ON | 65.96 | 3.89 | 1.38 | 0.14 | 0.22 | 0.47 | 0.09 | -0.01 | -0.36 | -0.04 | 0.03 | 0.32 | 0.29 | 0.23 | 72.61 | 1498.697 | 2.33
D | 4002 | 2017-03-15 | 10 | ON | 69.61 | 3.89 | 1.38 | 0.14 | 0.12 | 0.46 | 0.16 | -0.03 | -0.42 | -0.04 | 0.04 | 0.32 | 0.29 | 0.23 | 76.15 | 1501.418 | 2.3
D | 4002 | 2017-03-15 | 11 | ON | 83.83 | 3.89 | 1.38 | 0.14 | 0.19 | 0.46 | 0.46 | 0.03 | -0.49 | -0.04 | 0.05 | 0.32 | 0.29 | 0.23 | 90.74 | 1498.983 | 2.68
D | 4002 | 2017-03-15 | 12 | ON | 80.84 | 3.89 | 1.38 | 0.14 | 0.19 | 0.47 | 0.43 | 0.02 | -0.49 | -0.04 | 0.05 | 0.32 | 0.29 | 0.23 | 87.72 | 1497.481 | 2.66
D | 4002 | 2017-03-15 | 13 | ON | 69.92 | 3.89 | 1.38 | 0.14 | 0.13 | 0.47 | 0.16 | 0.02 | -0.44 | -0.04 | 0.05 | 0.32 | 0.29 | 0.23 | 76.52 | 1485.573 | 2.33
D | 4002 | 2017-03-15 | 14 | ON | 70.92 | 3.89 | 1.38 | 0.14 | 0.23 | 0.47 | 0.44 | 0.01 | -0.44 | -0.04 | 0.05 | 0.32 | 0.29 | 0.23 | 77.89 | 1473.472 | 2.71
D | 4002 | 2017-03-15 | 15 | ON | 66.75 | 3.89 | 1.38 | 0.14 | 0.25 | 0.48 | 0.36 | 0.01 | -0.43 | -0.04 | 0.05 | 0.32 | 0.29 | 0.23 | 73.68 | 1453.352 | 2.66
D | 4002 | 2017-03-15 | 16 | ON | 55.03 | 3.89 | 1.38 | 0.14 | 0.06 | 0.48 | 0 | 0.05 | -0.37 | -0.04 | 0.04 | 0.32 | 0.29 | 0.23 | 61.5 | 1456.378 | 2.1
D | 4002 | 2017-03-15 | 17 | ON | 56.66 | 3.89 | 1.38 | 0.14 | 0.05 | 0.47 | 0.02 | -0.05 | -0.37 | -0.04 | 0.04 | 0.32 | 0.29 | 0.23 | 63.03 | 1479.03 | 2.1
D | 4002 | 2017-03-15 | 18 | ON | 76 | 3.89 | 1.38 | 0.14 | 0.08 | 0.46 | 0.65 | -0.01 | -0.39 | -0.04 | 0.04 | 0.32 | 0.29 | 0.23 | 83.04 | 1529.575 | 2.75
D | 4002 | 2017-03-15 | 19 | ON | 79.87 | 3.89 | 1.38 | 0.14 | 0.13 | 0.45 | 0.06 | 0.04 | -0.52 | -0.04 | 0 | 0.32 | 0.29 | 0.23 | 86.24 | 1575.614 | 2.16
D | 4002 | 2017-03-15 | 20 | ON | 83.87 | 3.89 | 1.38 | 0.14 | 0.14 | 0.43 | 0 | 0.1 | -0.58 | -0.04 | 0 | 0.32 | 0.29 | 0.23 | 90.17 | 1626.674 | 2.09
D | 4002 | 2017-03-15 | 21 | ON | 82.79 | 3.89 | 1.38 | 0.14 | 0.22 | 0.44 | 0 | 0.15 | -0.45 | -0.04 | 0 | 0.32 | 0.29 | 0.23 | 89.36 | 1577.024 | 2.18
D | 4002 | 2017-03-15 | 22 | ON | 73.12 | 3.89 | 1.38 | 0.14 | 0.15 | 0.47 | 0.02 | 0.18 | -0.34 | -0.04 | 0 | 0.32 | 0.29 | 0.23 | 79.81 | 1473.824 | 2.16
D | 4002 | 2017-03-15 | 23 | ON | 54.74 | 3.89 | 1.38 | 0.14 | 0.15 | 0.51 | 0.01 | 0.13 | -0.23 | -0.04 | 0 | 0.32 | 0.29 | 0.23 | 61.52 | 1344.09 | 2.19
D | 4002 | 2017-03-15 | 24 | OFF | 67.65 | 3.89 | 1.38 | 0.14 | 0.33 | 0 | 0.54 | -0.01 | -0.48 | -0.04 | 0 | 0.32 | 0.29 | 0.23 | 74.24 | 1238.93 | 2.39
D | 4002 | 2017-03-16 | 1 | OFF | 87.3 | 3.89 | 0.83 | 0.1 | 0.26 | 0 | 1.27 | 0.24 | -0.61 | -0.04 | 0 | 0.32 | 0.29 | 0.23 | 94.08 | 1175.414 | 2.46
D | 4002 | 2017-03-16 | 2 | OFF | 87.01 | 3.89 | 0.83 | 0.1 | 0.28 | 0 | 1.47 | 0.35 | -0.48 | -0.04 | 0 | 0.32 | 0.29 | 0.23 | 94.25 | 1147.615 | 2.68
D | 4002 | 2017-03-16 | 3 | OFF | 66.14 | 3.89 | 0.83 | 0.1 | 0.11 | 0 | 0 | 0.13 | -0.43 | -0.04 | 0 | 0.32 | 0.29 | 0.23 | 71.57 | 1134.259 | 1.04
D | 4002 | 2017-03-16 | 4 | OFF | 76.32 | 3.89 | 0.83 | 0.1 | 0.13 | 0 | 0 | 0.17 | -0.46 | -0.04 | 0 | 0.32 | 0.29 | 0.23 | 81.78 | 1139.509 | 1.06
D | 4002 | 2017-03-16 | 5 | OFF | 82.6 | 3.89 | 0.83 | 0.1 | 0.12 | 0 | 0.09 | 0.01 | -0.42 | -0.04 | 0 | 0.32 | 0.29 | 0.23 | 88.02 | 1170.429 | 1.14
D | 4002 | 2017-03-16 | 6 | OFF | 68.65 | 3.89 | 0.83 | 0.1 | 0.25 | 0 | 0.02 | 0.09 | -0.23 | -0.04 | 0 | 0.32 | 0.29 | 0.23 | 74.4 | 1273.325 | 1.2
D | 4002 | 2017-03-16 | 7 | OFF | 66.35 | 3.89 | 0.83 | 0.1 | 0.21 | 0 | 0 | 0.04 | -0.44 | -0.04 | 0 | 0.32 | 0.29 | 0.23 | 71.78 | 1456.22 | 1.14
D | 4002 | 2017-03-16 | 8 | ON | 88.58 | 3.89 | 0.83 | 0.1 | 0.52 | 0.46 | 0 | 0.04 | -0.55 | -0.04 | 0.03 | 0.32 | 0.29 | 0.23 | 94.7 | 1539.019 | 1.94
D | 4002 | 2017-03-16 | 9 | ON | 81.16 | 3.89 | 0.83 | 0.1 | 0.73 | 0.46 | 0 | 0.2 | -0.36 | -0.04 | 0.04 | 0.32 | 0.29 | 0.23 | 87.85 | 1543.089 | 2.16
D | 4002 | 2017-03-16 | 10 | ON | 71.5 | 3.89 | 0.83 | 0.1 | 0.12 | 0.46 | 0.07 | 0.02 | -0.37 | -0.04 | 0.03 | 0.32 | 0.29 | 0.23 | 77.45 | 1537.03 | 1.61
D | 4002 | 2017-03-16 | 11 | ON | 65.68 | 3.89 | 0.83 | 0.1 | 0.07 | 0.47 | 0.13 | 0.1 | -0.36 | -0.04 | 0.04 | 0.32 | 0.29 | 0.23 | 71.75 | 1531.398 | 1.64
D | 4002 | 2017-03-16 | 12 | ON | 59.8 | 3.89 | 0.83 | 0.1 | 0.06 | 0.47 | 0.06 | 0.07 | -0.34 | -0.04 | 0.04 | 0.32 | 0.29 | 0.23 | 65.78 | 1509.657 | 1.56
D | 4002 | 2017-03-16 | 13 | ON | 55.6 | 3.89 | 0.83 | 0.1 | 0.05 | 0.48 | 0 | 0.08 | -0.34 | -0.04 | 0.03 | 0.32 | 0.29 | 0.23 | 61.52 | 1479.992 | 1.49
D | 4002 | 2017-03-16 | 14 | ON | 54.72 | 3.89 | 0.83 | 0.1 | 0.04 | 0.49 | 0 | 0.08 | -0.28 | -0.04 | 0.02 | 0.32 | 0.29 | 0.23 | 60.69 | 1460.621 | 1.48
D | 4002 | 2017-03-16 | 15 | ON | 50.26 | 3.89 | 0.83 | 0.1 | 0.11 | 0.5 | 0 | 0.1 | -0.25 | -0.04 | 0 | 0.32 | 0.29 | 0.23 | 56.34 | 1430.193 | 1.54
D | 4002 | 2017-03-16 | 16 | ON | 49.14 | 3.89 | 0.83 | 0.1 | 0.13 | 0.51 | 0 | 0.02 | -0.28 | -0.04 | 0 | 0.32 | 0.29 | 0.23 | 55.14 | 1415.869 | 1.57
D | 4002 | 2017-03-16 | 17 | ON | 50.62 | 3.89 | 0.83 | 0.1 | 0.14 | 0.5 | 0 | 0.04 | -0.29 | -0.04 | 0 | 0.32 | 0.29 | 0.23 | 56.63 | 1427.733 | 1.57
D | 4002 | 2017-03-16 | 18 | ON | 54.46 | 3.89 | 0.83 | 0.1 | 0.13 | 0.49 | 0 | 0.01 | -0.26 | -0.04 | 0.01 | 0.32 | 0.29 | 0.23 | 60.46 | 1470.703 | 1.56
D | 4002 | 2017-03-16 | 19 | ON | 58.07 | 3.89 | 0.83 | 0.1 | 0.04 | 0.47 | 0.03 | -0.07 | -0.37 | -0.04 | 0 | 0.32 | 0.29 | 0.23 | 63.79 | 1517.064 | 1.47
D | 4002 | 2017-03-16 | 20 | ON | 72.3 | 3.89 | 0.83 | 0.1 | 1.21 | 0.45 | 0.09 | 0.05 | -0.44 | -0.04 | 0 | 0.32 | 0.29 | 0.23 | 79.28 | 1580.704 | 2.68
D | 4002 | 2017-03-16 | 21 | ON | 89.15 | 3.89 | 0.83 | 0.1 | 0.66 | 0.45 | 0.93 | 0.08 | -0.31 | -0.04 | 0 | 0.32 | 0.29 | 0.23 | 96.58 | 1541.721 | 2.97
D | 4002 | 2017-03-16 | 22 | ON | 62.32 | 3.89 | 0.83 | 0.1 | 0.22 | 0.48 | 0.02 | 0.08 | -0.31 | -0.04 | 0 | 0.32 | 0.29 | 0.23 | 68.43 | 1443.868 | 1.65
D | 4002 | 2017-03-16 | 23 | ON | 74.59 | 3.89 | 0.83 | 0.1 | 0.22 | 0.52 | 0.13 | 0.14 | -0.52 | -0.04 | 0 | 0.32 | 0.29 | 0.23 | 80.7 | 1314.193 | 1.8
D | 4002 | 2017-03-16 | 24 | OFF | 55.71 | 3.89 | 0.83 | 0.1 | 0.17 | 0 | 0 | -0.03 | -0.26 | -0.04 | 0 | 0.32 | 0.29 | 0.23 | 61.21 | 1207.395 | 1.1
D | 4002 | 2017-03-17 | 1 | OFF | 44.96 | 3.89 | 0.99 | 0.03 | 0.14 | 0 | 0 | 0.07 | -0.33 | -0.04 | 0 | 0.32 | 0.29 | 0.23 | 50.55 | 1136.616 | 1.16
D | 4002 | 2017-03-17 | 2 | OFF | 50.58 | 3.89 | 0.99 | 0.03 | 0.04 | 0 | 0 | 0.12 | -0.29 | -0.04 | 0 | 0.32 | 0.29 | 0.23 | 56.16 | 1104.867 | 1.06
D | 4002 | 2017-03-17 | 3 | OFF | 45.82 | 3.89 | 0.99 | 0.03 | 0.04 | 0 | 0 | 0.06 | -0.32 | -0.04 | 0 | 0.32 | 0.29 | 0.23 | 51.31 | 1094.382 | 1.06
D | 4002 | 2017-03-17 | 4 | OFF | 46.49 | 3.89 | 0.99 | 0.03 | 0.05 | 0 | 0 | 0.09 | -0.31 | -0.04 | 0 | 0.32 | 0.29 | 0.23 | 52.03 | 1104.272 | 1.07
D | 4002 | 2017-03-17 | 5 | OFF | 47.16 | 3.89 | 0.99 | 0.03 | 0.04 | 0 | 0 | 0.15 | -0.3 | -0.04 | 0 | 0.32 | 0.29 | 0.23 | 52.76 | 1140.461 | 1.06
D | 4002 | 2017-03-17 | 6 | OFF | 36.13 | 3.89 | 0.99 | 0.03 | 0.3 | 0 | 0 | 0.13 | -0.29 | -0.04 | 0 | 0.32 | 0.29 | 0.23 | 41.98 | 1249.39 | 1.32
D | 4002 | 2017-03-17 | 7 | OFF | 40.65 | 3.89 | 0.99 | 0.03 | 0.84 | 0 | 0 | 0.03 | -0.25 | -0.04 | 0 | 0.32 | 0.29 | 0.23 | 46.98 | 1428.332 | 1.86
D | 4002 | 2017-03-17 | 8 | ON | 65.26 | 3.89 | 0.99 | 0.03 | 0.54 | 0.46 | 0 | 0.02 | -0.51 | -0.04 | 0 | 0.32 | 0.29 | 0.23 | 71.48 | 1512.634 | 2.02
D | 4002 | 2017-03-17 | 9 | ON | 52.46 | 3.89 | 0.99 | 0.03 | 0.14 | 0.47 | 0 | 0.05 | -0.44 | -0.04 | 0.02 | 0.32 | 0.29 | 0.23 | 58.41 | 1512.805 | 1.65
D | 4002 | 2017-03-17 | 10 | ON | 50.35 | 3.89 | 0.99 | 0.03 | 0.06 | 0.48 | 0 | 0.11 | -0.38 | -0.04 | 0.01 | 0.32 | 0.29 | 0.23 | 56.34 | 1499.686 | 1.57
D | 4002 | 2017-03-17 | 11 | ON | 43.08 | 3.89 | 0.99 | 0.03 | 0.06 | 0.48 | 0 | 0.09 | -0.33 | -0.04 | 0 | 0.32 | 0.29 | 0.23 | 49.09 | 1490.409 | 1.56
D | 4002 | 2017-03-17 | 12 | ON | 41.26 | 3.89 | 0.99 | 0.03 | 0.07 | 0.5 | 0 | 0.06 | -0.3 | -0.04 | 0 | 0.32 | 0.29 | 0.23 | 47.3 | 1468.277 | 1.59
D | 4002 | 2017-03-17 | 13 | ON | 38.24 | 3.89 | 0.99 | 0.03 | 0.05 | 0.51 | 0 | 0.02 | -0.25 | -0.04 | 0 | 0.32 | 0.29 | 0.23 | 44.28 | 1436.926 | 1.58
D | 4002 | 2017-03-17 | 14 | ON | 36.98 | 3.89 | 0.99 | 0.03 | 0.15 | 0.52 | 0 | 0.07 | -0.27 | -0.04 | 0 | 0.32 | 0.29 | 0.23 | 43.16 | 1422.634 | 1.69
D | 4002 | 2017-03-17 | 15 | ON | 37.29 | 3.89 | 0.99 | 0.03 | 0.07 | 0.53 | 0 | 0.11 | -0.25 | -0.04 | 0 | 0.32 | 0.29 | 0.23 | 43.46 | 1390.902 | 1.62
D | 4002 | 2017-03-17 | 16 | ON | 34.65 | 3.89 | 0.99 | 0.03 | 0.12 | 0.54 | 0 | 0.04 | -0.27 | -0.04 | 0 | 0.32 | 0.29 | 0.23 | 40.79 | 1369.802 | 1.68
D | 4002 | 2017-03-17 | 17 | ON | 40.36 | 3.89 | 0.99 | 0.03 | 0.07 | 0.54 | 0 | 0.08 | -0.29 | -0.04 | 0 | 0.32 | 0.29 | 0.23 | 46.47 | 1368.546 | 1.63
D | 4002 | 2017-03-17 | 18 | ON | 41.88 | 3.89 | 0.99 | 0.03 | 0.06 | 0.53 | 0 | 0.1 | -0.33 | -0.04 | 0 | 0.32 | 0.29 | 0.23 | 47.95 | 1385.906 | 1.61
D | 4002 | 2017-03-17 | 19 | ON | 42.86 | 3.89 | 0.99 | 0.03 | 0.05 | 0.52 | 0 | 0.03 | -0.35 | -0.04 | 0 | 0.32 | 0.29 | 0.23 | 48.82 | 1418.399 | 1.59
D | 4002 | 2017-03-17 | 20 | ON | 49.17 | 3.89 | 0.99 | 0.03 | 0.51 | 0.49 | 0 | 0.11 | -0.38 | -0.04 | 0 | 0.32 | 0.29 | 0.23 | 55.61 | 1478.17 | 2.02
D | 4002 | 2017-03-17 | 21 | ON | 47.67 | 3.89 | 0.99 | 0.03 | 0.15 | 0.5 | 0 | 0.08 | -0.31 | -0.04 | 0 | 0.32 | 0.29 | 0.23 | 53.8 | 1455.729 | 1.67
D | 4002 | 2017-03-17 | 22 | ON | 45.1 | 3.89 | 0.99 | 0.03 | 0.06 | 0.52 | 0 | 0.09 | -0.3 | -0.04 | 0 | 0.32 | 0.29 | 0.23 | 51.18 | 1385.927 | 1.6
D | 4002 | 2017-03-17 | 23 | ON | 42.59 | 3.89 | 0.99 | 0.03 | 0.27 | 0.55 | 0 | 0.03 | -0.22 | -0.04 | 0 | 0.32 | 0.29 | 0.23 | 48.93 | 1288.026 | 1.84
D | 4002 | 2017-03-17 | 24 | OFF | 37.52 | 3.89 | 0.99 | 0.03 | 0.48 | 0 | 0 | 0.05 | -0.28 | -0.04 | 0 | 0.32 | 0.29 | 0.23 | 43.48 | 1194.087 | 1.5
D | 4002 | 2017-03-18 | 1 | OFF | 39.82 | 3.89 | 1.21 | 0.05 | 0.11 | 0 | 0 | 0.06 | -0.21 | -0.04 | 0 | 0.32 | 0.29 | 0.23 | 45.73 | 1126.272 | 1.37
D | 4002 | 2017-03-18 | 2 | OFF | 36.6 | 3.89 | 1.21 | 0.05 | 0.16 | 0 | 0 | 0.03 | -0.19 | -0.04 | 0 | 0.32 | 0.29 | 0.23 | 42.55 | 1092.939 | 1.42
D | 4002 | 2017-03-18 | 3 | OFF | 37.9 | 3.89 | 1.21 | 0.05 | 0.13 | 0 | 0 | 0.03 | -0.2 | -0.04 | 0 | 0.32 | 0.29 | 0.23 | 43.81 | 1077.802 | 1.39
D | 4002 | 2017-03-18 | 4 | OFF | 34.01 | 3.89 | 1.21 | 0.05 | 0.09 | 0 | 0 | 0.05 | -0.17 | -0.04 | 0 | 0.32 | 0.29 | 0.23 | 39.93 | 1077.694 | 1.35
D | 4002 | 2017-03-18 | 5 | OFF | 34.07 | 3.89 | 1.21 | 0.05 | 0.19 | 0 | 0 | 0.06 | -0.16 | -0.04 | 0 | 0.32 | 0.29 | 0.23 | 40.11 | 1096.483 | 1.45
D | 4002 | 2017-03-18 | 6 | OFF | 36.2 | 3.89 | 1.21 | 0.05 | 0.17 | 0 | 0 | 0.13 | -0.18 | -0.04 | 0 | 0.32 | 0.29 | 0.23 | 42.27 | 1144.28 | 1.43
D | 4002 | 2017-03-18 | 7 | OFF | 48.38 | 3.89 | 1.21 | 0.05 | 0.21 | 0 | 0.03 | 0.16 | -0.26 | -0.04 | 0 | 0.32 | 0.29 | 0.23 | 54.47 | 1227.281 | 1.5
D | 4002 | 2017-03-18 | 8 | OFF | 48.68 | 3.89 | 1.21 | 0.05 | 0.17 | 0 | 0 | 0 | -0.29 | -0.04 | 0 | 0.32 | 0.29 | 0.23 | 54.51 | 1314.233 | 1.43
D | 4002 | 2017-03-18 | 9 | OFF | 49.05 | 3.89 | 1.21 | 0.05 | 0.14 | 0 | 0 | 0.12 | -0.34 | -0.04 | 0 | 0.32 | 0.29 | 0.23 | 54.92 | 1381.2 | 1.4
D | 4002 | 2017-03-18 | 10 | OFF | 49.04 | 3.89 | 1.21 | 0.05 | 0.08 | 0 | 0 | 0.12 | -0.35 | -0.04 | 0 | 0.32 | 0.29 | 0.23 | 54.84 | 1403.787 | 1.34
D | 4002 | 2017-03-18 | 11 | OFF | 37.29 | 3.89 | 1.21 | 0.05 | 0.07 | 0 | 0 | 0.17 | -0.2 | -0.04 | 0 | 0.32 | 0.29 | 0.23 | 43.28 | 1394.894 | 1.33
D | 4002 | 2017-03-18 | 12 | OFF | 39.65 | 3.89 | 1.21 | 0.05 | 0.11 | 0 | 0.01 | 0.08 | -0.22 | -0.04 | 0 | 0.32 | 0.29 | 0.23 | 45.58 | 1368.86 | 1.38
D | 4002 | 2017-03-18 | 13 | OFF | 34.58 | 3.89 | 1.21 | 0.05 | 0.08 | 0 | 0 | 0.1 | -0.21 | -0.04 | 0 | 0.32 | 0.29 | 0.23 | 40.5 | 1330.252 | 1.34
D | 4002 | 2017-03-18 | 14 | OFF | 30.94 | 3.89 | 1.21 | 0.05 | 0.06 | 0 | 0 | 0.1 | -0.18 | -0.04 | 0 | 0.32 | 0.29 | 0.23 | 36.87 | 1290.091 | 1.32
D | 4002 | 2017-03-18 | 15 | OFF | 32.99 | 3.89 | 1.21 | 0.05 | 0.08 | 0 | 0 | 0.08 | -0.2 | -0.04 | 0 | 0.32 | 0.29 | 0.23 | 38.9 | 1253.767 | 1.34
D | 4002 | 2017-03-18 | 16 | OFF | 31.23 | 3.89 | 1.21 | 0.05 | 0.06 | 0 | 0 | 0.15 | -0.21 | -0.04 | 0 | 0.32 | 0.29 | 0.23 | 37.18 | 1240.364 | 1.32
D | 4002 | 2017-03-18 | 17 | OFF | 37.78 | 3.89 | 1.21 | 0.05 | 0.32 | 0 | 0 | 0.43 | -0.63 | -0.04 | 0 | 0.32 | 0.29 | 0.23 | 43.85 | 1257.409 | 1.58
D | 4002 | 2017-03-18 | 18 | OFF | 39.72 | 3.89 | 1.21 | 0.05 | 0.09 | 0 | 0 | 0.28 | -0.37 | -0.04 | 0 | 0.32 | 0.29 | 0.23 | 45.67 | 1303.145 | 1.35
D | 4002 | 2017-03-18 | 19 | OFF | 38.16 | 3.89 | 1.21 | 0.05 | 0.06 | 0 | 0 | 0.1 | -0.21 | -0.04 | 0 | 0.32 | 0.29 | 0.23 | 44.06 | 1345.174 | 1.32
D | 4002 | 2017-03-18 | 20 | OFF | 45.7 | 3.89 | 1.21 | 0.05 | 0.05 | 0 | 0 | 0.11 | -0.26 | -0.04 | 0 | 0.32 | 0.29 | 0.23 | 51.55 | 1397.681 | 1.31
D | 4002 | 2017-03-18 | 21 | OFF | 47.17 | 3.89 | 1.21 | 0.05 | 0.08 | 0 | 0 | 0.16 | -0.21 | -0.04 | 0 | 0.32 | 0.29 | 0.23 | 53.15 | 1368.813 | 1.34
D | 4002 | 2017-03-18 | 22 | OFF | 40.72 | 3.89 | 1.21 | 0.05 | 0.41 | 0 | 0 | 0.03 | -0.18 | -0.04 | 0 | 0.32 | 0.29 | 0.23 | 46.93 | 1302.647 | 1.67
D | 4002 | 2017-03-18 | 23 | OFF | 46.22 | 3.89 | 1.21 | 0.05 | 1.37 | 0 | 0.01 | 0.09 | -0.2 | -0.04 | 0 | 0.32 | 0.29 | 0.23 | 53.44 | 1214.207 | 2.64
D | 4002 | 2017-03-18 | 24 | OFF | 38.99 | 3.89 | 1.21 | 0.05 | 1.48 | 0 | 0.13 | 0.03 | -0.09 | -0.04 | 0 | 0.32 | 0.29 | 0.23 | 46.49 | 1122.66 | 2.87
D | 4002 | 2017-03-19 | 1 | OFF | 28.17 | 3.89 | 1.49 | 0.05 | 1.15 | 0 | 0 | 0.02 | -0.1 | -0.04 | 0 | 0.32 | 0.29 | 0.23 | 35.47 | 1056.484 | 2.69
D | 4002 | 2017-03-19 | 2 | OFF | 28.35 | 3.89 | 1.49 | 0.05 | 0.34 | 0 | 0 | 0.02 | -0.08 | -0.04 | 0 | 0.32 | 0.29 | 0.23 | 34.86 | 1016.89 | 1.88
D | 4002 | 2017-03-19 | 3 | OFF | 27.98 | 3.89 | 1.49 | 0.05 | 0.26 | 0 | 0 | 0.06 | -0.16 | -0.04 | 0 | 0.32 | 0.29 | 0.23 | 34.37 | 997.768 | 1.8
D | 4002 | 2017-03-19 | 4 | OFF | 26.88 | 3.89 | 1.49 | 0.05 | 0.33 | 0 | 0 | 0.07 | -0.13 | -0.04 | 0 | 0.32 | 0.29 | 0.23 | 33.38 | 993.467 | 1.87
D | 4002 | 2017-03-19 | 5 | OFF | 29.29 | 3.89 | 1.49 | 0.05 | 0.29 | 0 | 0 | 0.02 | -0.16 | -0.04 | 0 | 0.32 | 0.29 | 0.23 | 35.67 | 1005.201 | 1.83
D | 4002 | 2017-03-19 | 6 | OFF | 29.12 | 3.89 | 1.49 | 0.05 | 0.24 | 0 | 0 | 0.09 | -0.13 | -0.04 | 0 | 0.32 | 0.29 | 0.23 | 35.55 | 1039.084 | 1.78
D | 4002 | 2017-03-19 | 7 | OFF | 29.37 | 3.89 | 1.49 | 0.05 | 0.67 | 0 | 0 | 0.11 | -0.16 | -0.04 | 0 | 0.32 | 0.29 | 0.23 | 36.22 | 1099.379 | 2.21
D | 4002 | 2017-03-19 | 8 | OFF | 31.81 | 3.89 | 1.49 | 0.05 | 1.16 | 0 | 0 | -0.05 | -0.15 | -0.04 | 0 | 0.32 | 0.29 | 0.23 | 39 | 1175.927 | 2.7
D | 4002 | 2017-03-19 | 9 | OFF | 43.15 | 3.89 | 1.49 | 0.05 | 0.71 | 0 | 0.16 | -0.03 | -0.04 | -0.04 | 0 | 0.32 | 0.29 | 0.23 | 50.18 | 1277.194 | 2.41
D | 4002 | 2017-03-19 | 10 | OFF | 61.32 | 3.89 | 1.49 | 0.05 | 0.5 | 0 | 1.1 | 0.02 | -0.25 | -0.04 | 0 | 0.32 | 0.29 | 0.23 | 68.92 | 1342.664 | 3.14
D | 4002 | 2017-03-19 | 11 | OFF | 53.07 | 3.89 | 1.49 | 0.05 | 0.48 | 0 | 0.14 | 0.09 | -0.23 | -0.04 | 0 | 0.32 | 0.29 | 0.23 | 59.78 | 1360.406 | 2.16
D | 4002 | 2017-03-19 | 12 | OFF | 38.81 | 3.89 | 1.49 | 0.05 | 0.26 | 0 | 0 | 0 | -0.18 | -0.04 | 0 | 0.32 | 0.29 | 0.23 | 45.12 | 1360.452 | 1.8
D | 4002 | 2017-03-19 | 13 | OFF | 42.47 | 3.89 | 1.49 | 0.05 | 0.2 | 0 | 0.47 | 0.05 | -0.2 | -0.04 | 0 | 0.32 | 0.29 | 0.23 | 49.22 | 1336.745 | 2.21
D | 4002 | 2017-03-19 | 14 | OFF | 45.99 | 3.89 | 1.49 | 0.05 | 0.2 | 0 | 0.58 | 0.07 | -0.21 | -0.04 | 0 | 0.32 | 0.29 | 0.23 | 52.86 | 1295.358 | 2.32
D | 4002 | 2017-03-19 | 15 | OFF | 32.04 | 3.89 | 1.49 | 0.05 | 0.18 | 0 | 0 | 0.1 | -0.16 | -0.04 | 0 | 0.32 | 0.29 | 0.23 | 38.39 | 1249.13 | 1.72
D | 4002 | 2017-03-19 | 16 | OFF | 29.15 | 3.89 | 1.49 | 0.05 | 0.24 | 0 | 0 | 0.07 | -0.17 | -0.04 | 0 | 0.32 | 0.29 | 0.23 | 35.52 | 1234.963 | 1.78
D | 4002 | 2017-03-19 | 17 | OFF | 30.8 | 3.89 | 1.49 | 0.05 | 0.14 | 0 | 0 | 0.05 | -0.16 | -0.04 | 0 | 0.32 | 0.29 | 0.23 | 37.06 | 1253.991 | 1.68
D | 4002 | 2017-03-19 | 18 | OFF | 29.18 | 3.89 | 1.49 | 0.05 | 0.07 | 0 | 0 | 0.06 | -0.18 | -0.04 | 0 | 0.32 | 0.29 | 0.23 | 35.36 | 1301.396 | 1.61
D | 4002 | 2017-03-19 | 19 | OFF | 30.61 | 3.89 | 1.49 | 0.05 | 0.07 | 0 | 0 | 0.04 | -0.18 | -0.04 | 0 | 0.32 | 0.29 | 0.23 | 36.77 | 1346.21 | 1.61
D | 4002 | 2017-03-19 | 20 | OFF | 32.28 | 3.89 | 1.49 | 0.05 | 0.06 | 0 | 0 | -0.01 | -0.23 | -0.04 | 0 | 0.32 | 0.29 | 0.23 | 38.33 | 1417.187 | 1.6
D | 4002 | 2017-03-19 | 21 | OFF | 52.93 | 3.89 | 1.49 | 0.05 | 0.15 | 0 | 0.21 | -0.03 | -0.28 | -0.04 | 0 | 0.32 | 0.29 | 0.23 | 59.21 | 1382.061 | 1.9
D | 4002 | 2017-03-19 | 22 | OFF | 46.75 | 3.89 | 1.49 | 0.05 | 0.3 | 0 | 0.64 | 0.06 | -0.09 | -0.04 | 0 | 0.32 | 0.29 | 0.23 | 53.89 | 1292.418 | 2.48
D | 4002 | 2017-03-19 | 23 | OFF | 33.15 | 3.89 | 1.49 | 0.05 | 1.09 | 0 | 0.14 | 0.04 | -0.08 | -0.04 | 0 | 0.32 | 0.29 | 0.23 | 40.57 | 1187.165 | 2.77
D | 4002 | 2017-03-19 | 24 | OFF | 13.5 | 3.89 | 1.49 | 0.05 | 1.23 | 0 | 0 | 0 | -0.04 | -0.04 | 0 | 0.32 | 0.29 | 0.23 | 20.92 | 1090.892 | 2.77
D | 4002 | 2017-03-20 | 1 | OFF | 24.29 | 3.89 | 0.92 | 0.03 | 0.26 | 0 | 0 | 0.04 | -0.21 | -0.04 | 0 | 0.32 | 0.29 | 0.23 | 30.02 | 1035.395 | 1.21
D | 4002 | 2017-03-20 | 2 | OFF | 19.99 | 3.89 | 0.92 | 0.03 | 0.1 | 0 | 0 | 0.03 | -0.13 | -0.04 | 0 | 0.32 | 0.29 | 0.23 | 25.63 | 1011.208 | 1.05
D | 4002 | 2017-03-20 | 3 | OFF | 6.91 | 3.89 | 0.92 | 0.03 | 0.19 | 0 | 0 | 0 | -0.12 | -0.04 | 0 | 0.32 | 0.29 | 0.23 | 12.62 | 1007.016 | 1.14
D | 4002 | 2017-03-20 | 4 | OFF | 24.27 | 3.89 | 0.92 | 0.03 | 0.19 | 0 | 0 | 0.07 | -0.18 | -0.04 | 0 | 0.32 | 0.29 | 0.23 | 29.99 | 1020.097 | 1.14
D | 4002 | 2017-03-20 | 5 | OFF | 24.08 | 3.89 | 0.92 | 0.03 | 0.21 | 0 | 0 | 0.02 | -0.14 | -0.04 | 0 | 0.32 | 0.29 | 0.23 | 29.81 | 1072.291 | 1.16
D | 4002 | 2017-03-20 | 6 | OFF | 24.08 | 3.89 | 0.92 | 0.03 | 0.3 | 0 | 0 | 0.06 | -0.17 | -0.04 | 0 | 0.32 | 0.29 | 0.23 | 29.91 | 1185.976 | 1.25
D | 4002 | 2017-03-20 | 7 | OFF | 1.32 | 3.89 | 0.92 | 0.03 | 0.46 | 0 | 0 | 0.06 | 1.16 | -0.04 | 0 | 0.32 | 0.29 | 0.23 | 8.64 | 1377.943 | 1.41
D | 4002 | 2017-03-20 | 8 | ON | 36.67 | 3.89 | 0.92 | 0.03 | 0.16 | 0.33 | 0.12 | 0.04 | -0.32 | -0.04 | 0 | 0.32 | 0.29 | 0.23 | 42.64 | 1462.984 | 1.56
D | 4002 | 2017-03-20 | 9 | ON | 42.96 | 3.89 | 0.92 | 0.03 | 0.23 | 0.32 | 0.34 | -0.01 | -0.18 | -0.04 | 0 | 0.32 | 0.29 | 0.23 | 49.3 | 1455.853 | 1.84
D | 4002 | 2017-03-20 | 10 | ON | 31.77 | 3.89 | 0.92 | 0.03 | 0.07 | 0.32 | 0 | 0.07 | -0.27 | -0.04 | 0 | 0.32 | 0.29 | 0.23 | 37.6 | 1431.476 | 1.34
D | 4002 | 2017-03-20 | 11 | ON | 29.02 | 3.89 | 0.92 | 0.03 | 0.06 | 0.33 | 0 | 0.04 | -0.24 | -0.04 | 0 | 0.32 | 0.29 | 0.23 | 34.85 | 1415.892 | 1.34
D | 4002 | 2017-03-20 | 12 | ON | 26.09 | 3.89 | 0.92 | 0.03 | 0.06 | 0.35 | 0 | 0.01 | -0.23 | -0.04 | 0 | 0.32 | 0.29 | 0.23 | 31.92 | 1391.127 | 1.36
D | 4002 | 2017-03-20 | 13 | ON | 24.63 | 3.89 | 0.92 | 0.03 | 0.06 | 0.36 | 0 | 0.04 | -0.23 | -0.04 | 0 | 0.32 | 0.29 | 0.23 | 30.5 | 1362.472 | 1.37
D | 4002 | 2017-03-20 | 14 | ON | 21.38 | 3.89 | 0.92 | 0.03 | 0.08 | 0.36 | 0 | 0.01 | -0.2 | -0.04 | 0 | 0.32 | 0.29 | 0.23 | 27.27 | 1343.967 | 1.39
D | 4002 | 2017-03-20 | 15 | ON | 5.62 | 3.89 | 0.92 | 0.03 | 0.13 | 0.36 | 0 | 0.08 | -0.24 | -0.04 | 0 | 0.32 | 0.29 | 0.23 | 11.59 | 1316.989 | 1.44
D | 4002 | 2017-03-20 | 16 | ON | -41.49 | 3.89 | 0.92 | 0.03 | 0.14 | 0.38 | 0 | 0.04 | -0.18 | -0.04 | 0 | 0.32 | 0.29 | 0.23 | -35.47 | 1307.787 | 1.47
D | 4002 | 2017-03-20 | 17 | ON | 1.33 | 3.89 | 0.92 | 0.03 | 0.19 | 0.37 | 0 | 0.02 | -0.06 | -0.04 | 0 | 0.32 | 0.29 | 0.23 | 7.49 | 1318.131 | 1.51
D | 4002 | 2017-03-20 | 18 | ON | 28.16 | 3.89 | 0.92 | 0.03 | 0.07 | 0.36 | 0 | 0.01 | -0.18 | -0.04 | 0 | 0.32 | 0.29 | 0.23 | 34.06 | 1357.637 | 1.38
D | 4002 | 2017-03-20 | 19 | ON | 30.63 | 3.89 | 0.92 | 0.03 | 0.06 | 0.34 | 0 | 0.01 | -0.27 | -0.04 | 0 | 0.32 | 0.29 | 0.23 | 36.41 | 1402.196 | 1.35
D | 4002 | 2017-03-20 | 20 | ON | 33.49 | 3.89 | 0.92 | 0.03 | 0.05 | 0.33 | 0 | -0.01 | -0.27 | -0.04 | 0 | 0.32 | 0.29 | 0.23 | 39.23 | 1463.486 | 1.33
D | 4002 | 2017-03-20 | 21 | ON | 31.48 | 3.89 | 0.92 | 0.03 | 0.06 | 0.33 | 0 | 0.05 | -0.2 | -0.04 | 0 | 0.32 | 0.29 | 0.23 | 37.36 | 1420.552 | 1.34
D | 4002 | 2017-03-20 | 22 | ON | 28.37 | 3.89 | 0.92 | 0.03 | 0.05 | 0.35 | 0 | 0 | -0.17 | -0.04 | 0 | 0.32 | 0.29 | 0.23 | 34.24 | 1318.873 | 1.35
D | 4002 | 2017-03-20 | 23 | ON | -54.29 | 3.89 | 0.92 | 0.03 | 0.32 | 0.39 | 0 | -0.29 | 1.89 | -0.04 | 0 | 0.32 | 0.29 | 0.23 | -46.34 | 1194.7 | 1.66
D | 4002 | 2017-03-20 | 24 | OFF | -73.83 | 3.89 | 0.92 | 0.03 | 0.37 | 0 | 0 | 0.21 | -0.77 | -0.04 | 0 | 0.32 | 0.29 | 0.23 | -68.38 | 1091.711 | 1.32
D | 4002 | 2017-03-21 | 1 | OFF | 4.08 | 3.89 | 0.57 | 0.02 | 0.55 | 0 | 0 | 0.11 | -0.21 | -0.04 | 0 | 0.32 | 0.29 | 0.23 | 9.81 | 1029.601 | 1.14
D | 4002 | 2017-03-21 | 2 | OFF | 8.58 | 3.89 | 0.57 | 0.02 | 0.25 | 0 | 0 | 0.02 | -0.04 | -0.04 | 0 | 0.32 | 0.29 | 0.23 | 14.09 | 995.914 | 0.84
D | 4002 | 2017-03-21 | 3 | OFF | 6.59 | 3.89 | 0.57 | 0.02 | 0.2 | 0 | 0 | 0.02 | -0.06 | -0.04 | 0 | 0.32 | 0.29 | 0.23 | 12.03 | 981.564 | 0.79
D | 4002 | 2017-03-21 | 4 | OFF | 9.8 | 3.89 | 0.57 | 0.02 | 0.24 | 0 | 0 | 0.02 | -0.07 | -0.04 | 0 | 0.32 | 0.29 | 0.23 | 15.27 | 987.347 | 0.83
D | 4002 | 2017-03-21 | 5 | OFF | 19.91 | 3.89 | 0.57 | 0.02 | 0.21 | 0 | 0 | -0.06 | 0.15 | -0.04 | 0 | 0.32 | 0.29 | 0.23 | 25.49 | 1035.698 | 0.8
D | 4002 | 2017-03-21 | 6 | OFF | 20.84 | 3.89 | 0.57 | 0.02 | 0.77 | 0 | 0.04 | 0 | 0.01 | -0.04 | 0 | 0.32 | 0.29 | 0.23 | 26.94 | 1151.897 | 1.4
D | 4002 | 2017-03-21 | 7 | OFF | 36.27 | 3.89 | 0.57 | 0.02 | 0.63 | 0 | 0.3 | 0.1 | 0.03 | -0.04 | 0 | 0.32 | 0.29 | 0.23 | 42.61 | 1341.137 | 1.52
D | 4002 | 2017-03-21 | 8 | ON | 47.47 | 3.89 | 0.57 | 0.02 | 0.61 | 0.46 | 0.27 | -0.02 | -0.13 | -0.04 | 0 | 0.32 | 0.29 | 0.23 | 53.94 | 1420.914 | 1.93
D | 4002 | 2017-03-21 | 9 | ON | 41.99 | 3.89 | 0.57 | 0.02 | 0.31 | 0.46 | 0.03 | 0.09 | -0.25 | -0.04 | 0 | 0.32 | 0.29 | 0.23 | 47.91 | 1424.651 | 1.39
D | 4002 | 2017-03-21 | 10 | ON | 26.59 | 3.89 | 0.57 | 0.02 | 0.09 | 0.47 | 0 | 0.04 | -0.19 | -0.04 | 0 | 0.32 | 0.29 | 0.23 | 32.28 | 1421.01 | 1.15
D | 4002 | 2017-03-21 | 11 | ON | 26.88 | 3.89 | 0.57 | 0.02 | 0.07 | 0.47 | 0 | 0.04 | -0.19 | -0.04 | 0 | 0.32 | 0.29 | 0.23 | 32.55 | 1417.901 | 1.13
D | 4002 | 2017-03-21 | 12 | ON | 27.38 | 3.89 | 0.57 | 0.02 | 0.08 | 0.48 | 0.04 | 0.02 | -0.2 | -0.04 | 0 | 0.32 | 0.29 | 0.23 | 33.08 | 1403.989 | 1.19
D | 4002 | 2017-03-21 | 13 | ON | 25.7 | 3.89 | 0.57 | 0.02 | 0.07 | 0.49 | 0 | 0.04 | -0.17 | -0.04 | 0 | 0.32 | 0.29 | 0.23 | 31.41 | 1386.961 | 1.15
D | 4002 | 2017-03-21 | 14 | ON | 23.63 | 3.89 | 0.57 | 0.02 | 0.05 | 0.5 | 0 | 0.03 | -0.16 | -0.04 | 0 | 0.32 | 0.29 | 0.23 | 29.33 | 1376.527 | 1.14
D | 4002 | 2017-03-21 | 15 | ON | 21.71 | 3.89 | 0.57 | 0.02 | 0.06 | 0.5 | 0 | 0.07 | -0.14 | -0.04 | 0 | 0.32 | 0.29 | 0.23 | 27.48 | 1345.015 | 1.15
D | 4002 | 2017-03-21 | 16 | ON | 15.81 | 3.89 | 0.57 | 0.02 | 0.06 | 0.51 | 0 | 0.05 | -0.11 | -0.04 | 0 | 0.32 | 0.29 | 0.23 | 21.6 | 1323.237 | 1.16
D | 4002 | 2017-03-21 | 17 | ON | 14.23 | 3.89 | 0.57 | 0.02 | 0.22 | 0.51 | 0 | 0.06 | -0.03 | -0.04 | 0 | 0.32 | 0.29 | 0.23 | 20.27 | 1331.292 | 1.32
D | 4002 | 2017-03-21 | 18 | ON | 21.89 | 3.89 | 0.57 | 0.02 | 0.08 | 0.49 | 0 | 0.04 | -0.15 | -0.04 | 0 | 0.32 | 0.29 | 0.23 | 27.63 | 1373.444 | 1.16
D | 4002 | 2017-03-21 | 19 | ON | 24 | 3.89 | 0.57 | 0.02 | 0.04 | 0.47 | 0 | 0.01 | -0.18 | -0.04 | 0 | 0.32 | 0.29 | 0.23 | 29.62 | 1414.824 | 1.1
D | 4002 | 2017-03-21 | 20 | ON | 26.74 | 3.89 | 0.57 | 0.02 | 0.06 | 0.45 | 0 | 0.04 | -0.18 | -0.04 | 0 | 0.32 | 0.29 | 0.23 | 32.39 | 1468.532 | 1.1
D | 4002 | 2017-03-21 | 21 | ON | 27.25 | 3.89 | 0.57 | 0.02 | 0.07 | 0.46 | 0 | 0.06 | -0.21 | -0.04 | 0 | 0.32 | 0.29 | 0.23 | 32.91 | 1432.203 | 1.12
D | 4002 | 2017-03-21 | 22 | ON | 35.96 | 3.89 | 0.57 | 0.02 | 0.17 | 0.49 | 0.25 | 0.1 | 0.02 | -0.04 | 0 | 0.32 | 0.29 | 0.23 | 42.27 | 1330.052 | 1.5
D | 4002 | 2017-03-21 | 23 | ON | 34.48 | 3.89 | 0.57 | 0.02 | 1.39 | 0.54 | 0.52 | 0.11 | -0.01 | -0.04 | 0 | 0.32 | 0.29 | 0.23 | 42.31 | 1198.357 | 3.04
D | 4002 | 2017-03-21 | 24 | OFF | 20.73 | 3.89 | 0.57 | 0.02 | 1.14 | 0 | 0.42 | 0.07 | -0.22 | -0.04 | 0 | 0.32 | 0.29 | 0.23 | 27.42 | 1094.571 | 2.15
D | 4002 | 2017-03-22 | 1 | OFF | 22.22 | 3.89 | 0.41 | 0.08 | 0.12 | 0 | 0 | 0.15 | -0.09 | -0.04 | 0 | 0.32 | 0.29 | 0.23 | 27.58 | 1020.991 | 0.61
D | 4002 | 2017-03-22 | 2 | OFF | 18.22 | 3.89 | 0.41 | 0.08 | 0.1 | 0 | 0 | 0.03 | -0.06 | -0.04 | 0 | 0.32 | 0.29 | 0.23 | 23.47 | 993.781 | 0.59
D | 4002 | 2017-03-22 | 3 | OFF | 20.06 | 3.89 | 0.41 | 0.08 | 0.11 | 0 | 0 | 0.03 | -0.09 | -0.04 | 0 | 0.32 | 0.29 | 0.23 | 25.29 | 984.737 | 0.6
D | 4002 | 2017-03-22 | 4 | OFF | 19.89 | 3.89 | 0.41 | 0.08 | 0.09 | 0 | 0 | 0.02 | -0.07 | -0.04 | 0 | 0.32 | 0.29 | 0.23 | 25.11 | 993.889 | 0.58
D | 4002 | 2017-03-22 | 5 | OFF | 21.96 | 3.89 | 0.41 | 0.08 | 0.08 | 0 | 0 | 0.07 | -0.09 | -0.04 | 0 | 0.32 | 0.29 | 0.23 | 27.2 | 1035.16 | 0.57
D | 4002 | 2017-03-22 | 6 | OFF | 22.39 | 3.89 | 0.41 | 0.08 | 0.3 | 0 | 0 | 0.08 | -0.09 | -0.04 | 0 | 0.32 | 0.29 | 0.23 | 27.86 | 1152.299 | 0.79
D | 4002 | 2017-03-22 | 7 | OFF | 27.43 | 3.89 | 0.41 | 0.08 | 0.44 | 0 | 0.21 | 0.08 | 0.01 | -0.04 | 0 | 0.32 | 0.29 | 0.23 | 33.35 | 1344.538 | 1.14
D | 4002 | 2017-03-22 | 8 | ON | 31.91 | 3.89 | 0.41 | 0.08 | 0.42 | 0.43 | 0.13 | 0.04 | -0.23 | -0.04 | 0 | 0.32 | 0.29 | 0.23 | 37.88 | 1437.468 | 1.47
D | 4002 | 2017-03-22 | 9 | ON | 24.93 | 3.89 | 0.41 | 0.08 | 0.21 | 0.44 | 0 | 0.01 | -0.19 | -0.04 | 0 | 0.32 | 0.29 | 0.23 | 30.58 | 1453.245 | 1.14
D | 4002 | 2017-03-22 | 10 | ON | 24.66 | 3.89 | 0.41 | 0.08 | 0.12 | 0.45 | 0 | 0.01 | -0.17 | -0.04 | 0 | 0.32 | 0.29 | 0.23 | 30.25 | 1453.733 | 1.06
D | 4002 | 2017-03-22 | 11 | ON | 32.78 | 3.89 | 0.41 | 0.08 | 0.06 | 0.45 | 0 | 0.04 | -0.28 | -0.04 | 0 | 0.32 | 0.29 | 0.23 | 38.23 | 1459.967 | 1
D | 4002 | 2017-03-22 | 12 | ON | 28.04 | 3.89 | 0.41 | 0.08 | 0.08 | 0.46 | 0 | 0.04 | -0.23 | -0.04 | 0 | 0.32 | 0.29 | 0.23 | 33.57 | 1455.511 | 1.03
D | 4002 | 2017-03-22 | 13 | ON | 25.36 | 3.89 | 0.41 | 0.08 | 0.12 | 0.46 | 0 | 0.05 | -0.23 | -0.04 | 0 | 0.32 | 0.29 | 0.23 | 30.94 | 1430.757 | 1.07
D | 4002 | 2017-03-22 | 14 | ON | 18.41 | 3.89 | 0.41 | 0.08 | 0.11 | 0.47 | 0 | 0.03 | -0.18 | -0.04 | 0 | 0.32 | 0.29 | 0.23 | 24.02 | 1440.793 | 1.07
D | 4002 | 2017-03-22 | 15 | ON | 16.7 | 3.89 | 0.41 | 0.08 | 0.21 | 0.47 | 0 | -0.1 | 0.01 | -0.04 | 0 | 0.32 | 0.29 | 0.23 | 22.47 | 1430.467 | 1.17
D | 4002 | 2017-03-22 | 16 | ON | 19.71 | 3.89 | 0.41 | 0.08 | 0.16 | 0.47 | 0 | -0.18 | 0.17 | -0.04 | 0 | 0.32 | 0.29 | 0.23 | 25.51 | 1430.914 | 1.12
D | 4002 | 2017-03-22 | 17 | ON | 34.52 | 3.89 | 0.41 | 0.08 | 0.06 | 0.45 | 0 | 0.02 | -0.11 | -0.04 | 0 | 0.32 | 0.29 | 0.23 | 40.12 | 1462.264 | 1
D | 4002 | 2017-03-22 | 18 | ON | 37.69 | 3.89 | 0.41 | 0.08 | 0.05 | 0.43 | 0 | -0.02 | -0.2 | -0.04 | 0 | 0.32 | 0.29 | 0.23 | 43.13 | 1516.088 | 0.97
D | 4002 | 2017-03-22 | 19 | ON | 40.96 | 3.89 | 0.41 | 0.08 | 0.07 | 0.41 | 0 | -0.02 | -0.37 | -0.04 | 0 | 0.32 | 0.29 | 0.23 | 46.23 | 1635.922 | 0.97
D | 4002 | 2017-03-22 | 20 | ON | 53.61 | 3.89 | 0.41 | 0.08 | 0.12 | 0.39 | 0.57 | 0 | -0.17 | -0.04 | 0 | 0.32 | 0.29 | 0.23 | 59.7 | 1635.78 | 1.57
D | 4002 | 2017-03-22 | 21 | ON | 55.1 | 3.89 | 0.41 | 0.08 | 0.56 | 0.39 | 0.37 | -0.11 | -0.24 | -0.04 | 0 | 0.32 | 0.29 | 0.23 | 61.25 | 1611.72 | 1.81
D | 4002 | 2017-03-22 | 22 | ON | 20.2 | 3.89 | 0.41 | 0.08 | 0.23 | 0.41 | 0.04 | 0.01 | -0.16 | -0.04 | 0 | 0.32 | 0.29 | 0.23 | 25.91 | 1511.861 | 1.17
D | 4002 | 2017-03-22 | 23 | ON | 43.3 | 3.89 | 0.41 | 0.08 | 1.2 | 0.45 | 0 | -0.04 | -0.19 | -0.04 | 0 | 0.32 | 0.29 | 0.23 | 49.9 | 1375.892 | 2.14
D | 4002 | 2017-03-22 | 24 | OFF | 48.1 | 3.89 | 0.41 | 0.08 | 1.01 | 0 | 0.19 | -0.05 | -0.29 | -0.04 | 0 | 0.32 | 0.29 | 0.23 | 54.14 | 1266.683 | 1.69
D | 4002 | 2017-03-23 | 1 | OFF | 44.17 | 3.89 | 1.03 | 0.06 | 0.37 | 0 | 0.07 | -0.07 | -0.38 | -0.04 | 0 | 0.32 | 0.29 | 0.23 | 49.94 | 1201.719 | 1.53
D | 4002 | 2017-03-23 | 2 | OFF | 41.49 | 3.89 | 1.03 | 0.06 | 0.15 | 0 | 0 | 0.03 | -0.31 | -0.04 | 0 | 0.32 | 0.29 | 0.23 | 47.14 | 1172.615 | 1.24
D | 4002 | 2017-03-23 | 3 | OFF | 40.17 | 3.89 | 1.03 | 0.06 | 0.28 | 0 | 0 | 0.12 | -0.23 | -0.04 | 0 | 0.32 | 0.29 | 0.23 | 46.12 | 1157.897 | 1.37
D | 4002 | 2017-03-23 | 4 | OFF | 36.29 | 3.89 | 1.03 | 0.06 | 0.1 | 0 | 0 | 0.04 | -0.23 | -0.04 | 0 | 0.32 | 0.29 | 0.23 | 41.98 | 1167.712 | 1.19
D | 4002 | 2017-03-23 | 5 | OFF | 40.86 | 3.89 | 1.03 | 0.06 | 0.05 | 0 | 0 | 0.05 | -0.21 | -0.04 | 0 | 0.32 | 0.29 | 0.23 | 46.53 | 1207.525 | 1.14
D | 4002 | 2017-03-23 | 6 | OFF | 58.71 | 3.89 | 1.03 | 0.06 | 1.12 | 0 | 0.39 | 0.03 | 0.2 | -0.04 | 0 | 0.32 | 0.29 | 0.23 | 66.23 | 1318.557 | 2.6
D | 4002 | 2017-03-23 | 7 | OFF | 65.41 | 3.89 | 1.03 | 0.06 | 0.64 | 0 | 0.02 | -0.02 | -0.61 | -0.04 | 0 | 0.32 | 0.29 | 0.23 | 71.22 | 1503.107 | 1.75
D | 4002 | 2017-03-23 | 8 | ON | 73.8 | 3.89 | 1.03 | 0.06 | 1.02 | 0.4 | 0.06 | -0.05 | -0.54 | -0.04 | 0.05 | 0.32 | 0.29 | 0.23 | 80.52 | 1582.67 | 2.62
D | 4002 | 2017-03-23 | 9 | ON | 66.23 | 3.89 | 1.03 | 0.06 | 0.36 | 0.41 | 0 | 0.16 | -0.48 | -0.04 | 0.05 | 0.32 | 0.29 | 0.23 | 72.51 | 1569.957 | 1.91
D | 4002 | 2017-03-23 | 10 | ON | 47.45 | 3.89 | 1.03 | 0.06 | 0.11 | 0.42 | 0 | 0.07 | -0.24 | -0.04 | 0 | 0.32 | 0.29 | 0.23 | 53.59 | 1548.074 | 1.62
D | 4002 | 2017-03-23 | 11 | ON | 38.14 | 3.89 | 1.03 | 0.06 | 0.16 | 0.43 | 0.27 | 0.02 | -0.21 | -0.04 | 0 | 0.32 | 0.29 | 0.23 | 44.59 | 1530.322 | 1.95
D | 4002 | 2017-03-23 | 12 | ON | 31.95 | 3.89 | 1.03 | 0.06 | 0.08 | 0.44 | 0 | 0.03 | -0.26 | -0.04 | 0 | 0.32 | 0.29 | 0.23 | 38.02 | 1503.37 | 1.61
D | 4002 | 2017-03-23 | 13 | ON | 29.06 | 3.89 | 1.03 | 0.06 | 0.07 | 0.45 | 0 | 0.03 | -0.22 | -0.04 | 0 | 0.32 | 0.29 | 0.23 | 35.17 | 1464.614 | 1.61
D | 4002 | 2017-03-23 | 14 | ON | 22.65 | 3.89 | 1.03 | 0.06 | 0.05 | 0.46 | 0 | 0.05 | -0.16 | -0.04 | 0 | 0.32 | 0.29 | 0.23 | 28.83 | 1439.055 | 1.6
D | 4002 | 2017-03-23 | 15 | ON | 14.44 | 3.89 | 1.03 | 0.06 | 0.08 | 0.47 | 0 | 0.03 | -0.13 | -0.04 | 0 | 0.32 | 0.29 | 0.23 | 20.67 | 1408.063 | 1.64
D | 4002 | 2017-03-23 | 16 | ON | 9.76 | 3.89 | 1.03 | 0.06 | 0.16 | 0.47 | 0 | 0.01 | -0.1 | -0.04 | 0 | 0.32 | 0.29 | 0.23 | 16.08 | 1391.652 | 1.72
D | 4002 | 2017-03-23 | 17 | ON | 17.65 | 3.89 | 1.03 | 0.06 | 0.11 | 0.47 | 0 | 0.04 | -0.17 | -0.04 | 0 | 0.32 | 0.29 | 0.23 | 23.88 | 1393.06 | 1.67
D | 4002 | 2017-03-23 | 18 | ON | 18.93 | 3.89 | 1.03 | 0.06 | 0.1 | 0.45 | 0 | 0.01 | -0.06 | -0.04 | 0 | 0.32 | 0.29 | 0.23 | 25.21 | 1430.925 | 1.64
D | 4002 | 2017-03-23 | 19 | ON | 26.89 | 3.89 | 1.03 | 0.06 | 0.05 | 0.43 | 0 | 0.03 | -0.26 | -0.04 | 0 | 0.32 | 0.29 | 0.23 | 32.92 | 1474.148 | 1.57
D | 4002 | 2017-03-23 | 20 | ON | 32 | 3.89 | 1.03 | 0.06 | 0.05 | 0.41 | 0 | 0.03 | -0.31 | -0.04 | 0 | 0.32 | 0.29 | 0.23 | 37.96 | 1534.558 | 1.55
D | 4002 | 2017-03-23 | 21 | ON | 32.36 | 3.89 | 1.03 | 0.06 | 0.05 | 0.44 | 0 | 0.06 | -0.26 | -0.04 | 0 | 0.32 | 0.29 | 0.23 | 38.43 | 1511.045 | 1.58
D | 4002 | 2017-03-23 | 22 | ON | 31.14 | 3.89 | 1.03 | 0.06 | 0.05 | 0.49 | 0 | 0.05 | -0.26 | -0.04 | 0 | 0.32 | 0.29 | 0.23 | 37.25 | 1412.186 | 1.63
D | 4002 | 2017-03-23 | 23 | ON | 24.17 | 3.89 | 1.03 | 0.06 | 0.15 | 0.53 | 0 | 0.04 | -0.07 | -0.04 | 0 | 0.32 | 0.29 | 0.23 | 30.6 | 1286.725 | 1.77
D | 4002 | 2017-03-23 | 24 | OFF | 1.31 | 3.89 | 1.03 | 0.06 | 0.81 | 0 | 0 | 0.04 | -0.15 | -0.04 | 0 | 0.32 | 0.29 | 0.23 | 7.79 | 1183.833 | 1.9
D | 4002 | 2017-03-24 | 1 | OFF | 23.49 | 3.89 | 0.63 | 0.04 | 0.11 | 0 | 0 | 0.02 | -0.08 | -0.04 | 0 | 0.32 | 0.29 | 0.23 | 28.9 | 1119.544 | 0.78
D | 4002 | 2017-03-24 | 2 | OFF | 26.96 | 3.89 | 0.63 | 0.04 | 0.11 | 0 | 0 | 0.01 | -0.18 | -0.04 | 0 | 0.32 | 0.29 | 0.23 | 32.26 | 1083.628 | 0.78
D | 4002 | 2017-03-24 | 3 | OFF | 29.26 | 3.89 | 0.63 | 0.04 | 0.08 | 0 | 0 | -0.02 | -0.17 | -0.04 | 0 | 0.32 | 0.29 | 0.23 | 34.51 | 1064.857 | 0.75
D | 4002 | 2017-03-24 | 4 | OFF | 31.87 | 3.89 | 0.63 | 0.04 | 0.05 | 0 | 0 | 0.04 | -0.2 | -0.04 | 0 | 0.32 | 0.29 | 0.23 | 37.12 | 1069.845 | 0.72
D | 4002 | 2017-03-24 | 5 | OFF | 30.85 | 3.89 | 0.63 | 0.04 | 0.06 | 0 | 0 | 0.12 | -0.2 | -0.04 | 0 | 0.32 | 0.29 | 0.23 | 36.19 | 1109.806 | 0.73
D | 4002 | 2017-03-24 | 6 | OFF | 31.06 | 3.89 | 0.63 | 0.04 | 0.22 | 0 | 0 | 0.09 | -0.13 | -0.04 | 0 | 0.32 | 0.29 | 0.23 | 36.6 | 1212.063 | 0.89
D | 4002 | 2017-03-24 | 7 | OFF | 31.97 | 3.89 | 0.63 | 0.04 | 0.19 | 0 | 0 | 0.03 | -0.21 | -0.04 | 0 | 0.32 | 0.29 | 0.23 | 37.34 | 1385.683 | 0.86
D | 4002 | 2017-03-24 | 8 | ON | 44.06 | 3.89 | 0.63 | 0.04 | 0.28 | 0.45 | 0.07 | -0.01 | -0.29 | -0.04 | 0 | 0.32 | 0.29 | 0.23 | 49.92 | 1471.671 | 1.47
D | 4002 | 2017-03-24 | 9 | ON | 33.51 | 3.89 | 0.63 | 0.04 | 0.15 | 0.48 | 0 | 0.03 | -0.24 | -0.04 | 0 | 0.32 | 0.29 | 0.23 | 39.29 | 1489.799 | 1.3
D | 4002 | 2017-03-24 | 10 | ON | 33.26 | 3.89 | 0.63 | 0.04 | 0.06 | 0.48 | 0 | 0.03 | -0.26 | -0.04 | 0 | 0.32 | 0.29 | 0.23 | 38.93 | 1516.951 | 1.21
D | 4002 | 2017-03-24 | 11 | ON | 40.24 | 3.89 | 0.63 | 0.04 | 0.11 | 0.47 | 0.02 | 0.01 | -0.28 | -0.04 | 0 | 0.32 | 0.29 | 0.23 | 45.93 | 1532.148 | 1.27
D | 4002 | 2017-03-24 | 12 | ON | 43.56 | 3.89 | 0.63 | 0.04 | 0.13 | 0.47 | 0 | 0.01 | -0.31 | -0.04 | 0 | 0.32 | 0.29 | 0.23 | 49.22 | 1526.648 | 1.27
D | 4002 | 2017-03-24 | 13 | ON | 42.23 | 3.89 | 0.63 | 0.04 | 0.18 | 0.48 | 0 | 0.06 | -0.26 | -0.04 | 0 | 0.32 | 0.29 | 0.23 | 48.05 | 1511.433 | 1.33
D | 4002 | 2017-03-24 | 14 | ON | 41.84 | 3.89 | 0.63 | 0.04 | 0.15 | 0.48 | 0 | -0.03 | -0.18 | -0.04 | 0 | 0.32 | 0.29 | 0.23 | 47.62 | 1510.009 | 1.3
D | 4002 | 2017-03-24 | 15 | ON | 49.21 | 3.89 | 0.63 | 0.04 | 0.17 | 0.49 | 0 | -0.01 | -0.28 | -0.04 | 0 | 0.32 | 0.29 | 0.23 | 54.94 | 1494.208 | 1.33
D | 4002 | 2017-03-24 | 16 | ON | 48.25 | 3.89 | 0.63 | 0.04 | 0.2 | 0.49 | 0 | 0.01 | -0.21 | -0.04 | 0 | 0.32 | 0.29 | 0.23 | 54.1 | 1473.322 | 1.36
D | 4002 | 2017-03-24 | 17 | ON | 44.74 | 3.89 | 0.63 | 0.04 | 0.21 | 0.5 | 0.69 | 0.08 | -0.24 | -0.04 | 0 | 0.32 | 0.29 | 0.23 | 51.34 | 1481.147 | 2.07
D | 4002 | 2017-03-24 | 18 | ON | 26.95 | 3.89 | 0.63 | 0.04 | 0.08 | 0.5 | 0.16 | 0.08 | -0.15 | -0.04 | 0 | 0.32 | 0.29 | 0.23 | 32.98 | 1490.455 | 1.41
D | 4002 | 2017-03-24 | 19 | ON | 21.94 | 3.89 | 0.63 | 0.04 | 0.06 | 0.5 | 0.01 | 0.04 | -0.12 | -0.04 | 0 | 0.32 | 0.29 | 0.23 | 27.79 | 1490.375 | 1.24
D | 4002 | 2017-03-24 | 20 | ON | 35.84 | 3.89 | 0.63 | 0.04 | 0.15 | 0.49 | 0.52 | 0.09 | -0.17 | -0.04 | 0 | 0.32 | 0.29 | 0.23 | 42.28 | 1497.446 | 1.83
D | 4002 | 2017-03-24 | 21 | ON | 22.94 | 3.89 | 0.63 | 0.04 | 0.07 | 0.5 | 0 | 0 | -0.11 | -0.04 | 0 | 0.32 | 0.29 | 0.23 | 28.76 | 1443.74 | 1.24
D | 4002 | 2017-03-24 | 22 | ON | 22.59 | 3.89 | 0.63 | 0.04 | 0.06 | 0.53 | 0 | -0.01 | -0.14 | -0.04 | 0 | 0.32 | 0.29 | 0.23 | 28.39 | 1349.736 | 1.26
D | 4002 | 2017-03-24 | 23 | ON | 35.48 | 3.89 | 0.63 | 0.04 | 0.25 | 0.57 | 0.29 | -0.03 | -0.28 | -0.04 | 0 | 0.32 | 0.29 | 0.23 | 41.64 | 1235.056 | 1.78
D | 4002 | 2017-03-24 | 24 | OFF | 30.37 | 3.89 | 0.63 | 0.04 | 0.52 | 0 | 0.31 | 0.98 | -1.89 | -0.04 | 0 | 0.32 | 0.29 | 0.23 | 35.65 | 1126.442 | 1.5
D | 4002 | 2017-03-25 | 1 | OFF | 30.13 | 3.89 | 1.38 | 0.21 | 0.11 | 0 | 0.4 | 0.03 | -0.26 | -0.04 | 0 | 0.32 | 0.29 | 0.23 | 36.69 | 1053.965 | 2.1
D | 4002 | 2017-03-25 | 2 | OFF | 40.04 | 3.89 | 1.38 | 0.21 | 0.17 | 0 | 0 | 0.1 | -0.18 | -0.04 | 0 | 0.32 | 0.29 | 0.23 | 46.41 | 1010.377 | 1.76
D | 4002 | 2017-03-25 | 3 | OFF | 36.31 | 3.89 | 1.38 | 0.21 | 0.13 | 0 | 0 | -0.05 | -0.2 | -0.04 | 0 | 0.32 | 0.29 | 0.23 | 42.47 | 987.026 | 1.72
D | 4002 | 2017-03-25 | 4 | OFF | 42.18 | 3.89 | 1.38 | 0.21 | 0.36 | 0 | 0 | 0.03 | -0.22 | -0.04 | 0 | 0.32 | 0.29 | 0.23 | 48.63 | 979.145 | 1.95
D | 4002 | 2017-03-25 | 5 | OFF | 28.84 | 3.89 | 1.38 | 0.21 | 0.09 | 0 | 0 | 0.06 | -0.18 | -0.04 | 0 | 0.32 | 0.29 | 0.23 | 35.09 | 991.77 | 1.68
D | 4002 | 2017-03-25 | 6 | OFF | 29.28 | 3.89 | 1.38 | 0.21 | 0.08 | 0 | 0 | 0.05 | -0.18 | -0.04 | 0 | 0.32 | 0.29 | 0.23 | 35.51 | 1036.569 | 1.67
D | 4002 | 2017-03-25 | 7 | OFF | 51.49 | 3.89 | 1.38 | 0.21 | 0.25 | 0 | 0 | 0.03 | -0.18 | -0.04 | 0 | 0.32 | 0.29 | 0.23 | 57.87 | 1116.71 | 1.84
D | 4002 | 2017-03-25 | 8 | OFF | 52.86 | 3.89 | 1.38 | 0.21 | 0.48 | 0 | 1.05 | 0.05 | -0.12 | -0.04 | 0 | 0.32 | 0.29 | 0.23 | 60.6 | 1205.352 | 3.12
D | 4002 | 2017-03-25 | 9 | OFF | 55.09 | 3.89 | 1.38 | 0.21 | 0.47 | 0 | 0.75 | -0.01 | -0.3 | -0.04 | 0 | 0.32 | 0.29 | 0.23 | 62.28 | 1303.163 | 2.81
D | 4002 | 2017-03-25 | 10 | OFF | 50.84 | 3.89 | 1.38 | 0.21 | 0.21 | 0 | 0.11 | -0.04 | -0.28 | -0.04 | 0 | 0.32 | 0.29 | 0.23 | 57.12 | 1367.374 | 1.91
D | 4002 | 2017-03-25 | 11 | OFF | 49.74 | 3.89 | 1.38 | 0.21 | 0.23 | 0 | 0 | 0.11 | -0.32 | -0.04 | 0 | 0.32 | 0.29 | 0.23 | 56.04 | 1394.271 | 1.82
D | 4002 | 2017-03-25 | 12 | OFF | 62.37 | 3.89 | 1.38 | 0.21 | 0.29 | 0 | 0.4 | 0.06 | -0.39 | -0.04 | 0 | 0.32 | 0.29 | 0.23 | 69.01 | 1394.139 | 2.28
D | 4002 | 2017-03-25 | 13 | OFF | 63.55 | 3.89 | 1.38 | 0.21 | 0.37 | 0 | 0.97 | 0.05 | -0.35 | -0.04 | 0 | 0.32 | 0.29 | 0.23 | 70.87 | 1372.825 | 2.93
D | 4002 | 2017-03-25 | 14 | OFF | 64.7 | 3.89 | 1.38 | 0.21 | 0.36 | 0 | 1.18 | 0.01 | -0.28 | -0.04 | 0 | 0.32 | 0.29 | 0.23 | 72.25 | 1357.591 | 3.13
D | 4002 | 2017-03-25 | 15 | OFF | 55.04 | 3.89 | 1.38 | 0.21 | 0.37 | 0 | 0.83 | 0.1 | -0.22 | -0.04 | 0 | 0.32 | 0.29 | 0.23 | 62.4 | 1339.578 | 2.79
D | 4002 | 2017-03-25 | 16 | OFF | 56.13 | 3.89 | 1.38 | 0.21 | 0.36 | 0 | 1.41 | 0.14 | -0.22 | -0.04 | 0 | 0.32 | 0.29 | 0.23 | 64.1 | 1320.204 | 3.36
D | 4002 | 2017-03-25 | 17 | OFF | 37.86 | 3.89 | 1.38 | 0.21 | 0.15 | 0 | 0.78 | 0.11 | -0.22 | -0.04 | 0 | 0.32 | 0.29 | 0.23 | 44.96 | 1320.159 | 2.52
D | 4002 | 2017-03-25 | 18 | OFF | 30.62 | 3.89 | 1.38 | 0.21 | 0.06 | 0 | 0.15 | 0.04 | -0.16 | -0.04 | 0 | 0.32 | 0.29 | 0.23 | 36.99 | 1330.691 | 1.8
D | 4002 | 2017-03-25 | 19 | OFF | 46.75 | 3.89 | 1.38 | 0.21 | 0.23 | 0 | 1.04 | 0.12 | -0.23 | -0.04 | 0 | 0.32 | 0.29 | 0.23 | 54.19 | 1335.483 | 2.86
D | 4002 | 2017-03-25 | 20 | OFF | 56.3 | 3.89 | 1.38 | 0.21 | 0.36 | 0 | 1.66 | 0.15 | -0.36 | -0.04 | 0 | 0.32 | 0.29 | 0.23 | 64.39 | 1380.063 | 3.61
D | 4002 | 2017-03-25 | 21 | OFF | 50.82 | 3.89 | 1.38 | 0.21 | 0.32 | 0 | 1.59 | 0.09 | -0.27 | -0.04 | 0 | 0.32 | 0.29 | 0.23 | 58.83 | 1357.801 | 3.5
D | 4002 | 2017-03-25 | 22 | OFF | 37.43 | 3.89 | 1.38 | 0.21 | 0.14 | 0 | 0.92 | 0.02 | -0.23 | -0.04 | 0 | 0.32 | 0.29 | 0.23 | 44.56 | 1288.782 | 2.65
D | 4002 | 2017-03-25 | 23 | OFF | 34.92 | 3.89 | 1.38 | 0.21 | 1.3 | 0 | 0.69 | 0 | 0.06 | -0.04 | 0 | 0.32 | 0.29 | 0.23 | 43.25 | 1200.338 | 3.58
D | 4002 | 2017-03-25 | 24 | OFF | 22.78 | 3.89 | 1.38 | 0.21 | 0.33 | 0 | 0 | -0.02 | -0.15 | -0.04 | 0 | 0.32 | 0.29 | 0.23 | 29.22 | 1110.064 | 1.92
D | 4002 | 2017-03-26 | 1 | OFF | 40.58 | 3.89 | 0.78 | 0.1 | 0.31 | 0 | 0.14 | 0.03 | -0.2 | -0.04 | 0 | 0.32 | 0.29 | 0.23 | 46.43 | 1047.117 | 1.33
D | 4002 | 2017-03-26 | 2 | OFF | 34 | 3.89 | 0.78 | 0.1 | 0.21 | 0 | 0 | 0.07 | -0.14 | -0.04 | 0 | 0.32 | 0.29 | 0.23 | 39.71 | 1011.772 | 1.09
D | 4002 | 2017-03-26 | 3 | OFF | 30.41 | 3.89 | 0.78 | 0.1 | 0.22 | 0 | 0 | 0.04 | -0.16 | -0.04 | 0 | 0.32 | 0.29 | 0.23 | 36.08 | 997.785 | 1.1
D | 4002 | 2017-03-26 | 4 | OFF | 26.89 | 3.89 | 0.78 | 0.1 | 0.17 | 0 | 0 | 0.02 | -0.15 | -0.04 | 0 | 0.32 | 0.29 | 0.23 | 32.5 | 996.788 | 1.05
D | 4002 | 2017-03-26 | 5 | OFF | 26.09 | 3.89 | 0.78 | 0.1 | 0.17 | 0 | 0 | 0.05 | -0.14 | -0.04 | 0 | 0.32 | 0.29 | 0.23 | 31.74 | 1009.527 | 1.05
D | 4002 | 2017-03-26 | 6 | OFF | 31.57 | 3.89 | 0.78 | 0.1 | 0.15 | 0 | 0 | 0.07 | -0.15 | -0.04 | 0 | 0.32 | 0.29 | 0.23 | 37.21 | 1049.629 | 1.03
D | 4002 | 2017-03-26 | 7 | OFF | 26.46 | 3.89 | 0.78 | 0.1 | 0.77 | 0 | 0 | 0.02 | -0.17 | -0.04 | 0 | 0.32 | 0.29 | 0.23 | 32.65 | 1113.169 | 1.65
D | 4002 | 2017-03-26 | 8 | OFF | 23.25 | 3.89 | 0.78 | 0.1 | 0.23 | 0 | 0 | 0.05 | -0.14 | -0.04 | 0 | 0.32 | 0.29 | 0.23 | 28.96 | 1185.546 | 1.11
D | 4002 | 2017-03-26 | 9 | OFF | 23.85 | 3.89 | 0.78 | 0.1 | 0.14 | 0 | 0 | 0.04 | -0.13 | -0.04 | 0 | 0.32 | 0.29 | 0.23 | 29.47 | 1258.716 | 1.02
D | 4002 | 2017-03-26 | 10 | OFF | 24.33 | 3.89 | 0.78 | 0.1 | 0.29 | 0 | 0.13 | 0.06 | -0.15 | -0.04 | 0 | 0.32 | 0.29 | 0.23 | 30.23 | 1291.768 | 1.3
D | 4002 | 2017-03-26 | 11 | OFF | 25.64 | 3.89 | 0.78 | 0.1 | 0.09 | 0 | 0.09 | -0.02 | -0.18 | -0.04 | 0 | 0.32 | 0.29 | 0.23 | 31.19 | 1294.887 | 1.06
D | 4002 | 2017-03-26 | 12 | OFF | 51.36 | 3.89 | 0.78 | 0.1 | 0.21 | 0 | 0.27 | 0.03 | -0.31 | -0.04 | 0 | 0.32 | 0.29 | 0.23 | 57.13 | 1285.768 | 1.36
D | 4002 | 2017-03-26 | 13 | OFF | 50.07 | 3.89 | 0.78 | 0.1 | 0.27 | 0 | 0.02 | -0.01 | -0.3 | -0.04 | 0 | 0.32 | 0.29 | 0.23 | 55.62 | 1275.393 | 1.17
D | 4002 | 2017-03-26 | 14 | OFF | 45.73 | 3.89 | 0.78 | 0.1 | 0.27 | 0 | 0.36 | 0.14 | -0.23 | -0.04 | 0 | 0.32 | 0.29 | 0.23 | 51.84 | 1265.945 | 1.51
D | 4002 | 2017-03-26 | 15 | OFF | 47.51 | 3.89 | 0.78 | 0.1 | 0.15 | 0 | 0.35 | 0.04 | -0.23 | -0.04 | 0 | 0.32 | 0.29 | 0.23 | 53.39 | 1260.874 | 1.38
D | 4002 | 2017-03-26 | 16 | OFF | 48.59 | 3.89 | 0.78 | 0.1 | 0.21 | 0 | 0 | 0.08 | -0.28 | -0.04 | 0 | 0.32 | 0.29 | 0.23 | 54.17 | 1271.063 | 1.09
D | 4002 | 2017-03-26 | 17 | OFF | 46.13 | 3.89 | 0.78 | 0.1 | 0.18 | 0 | 0 | 0.04 | -0.26 | -0.04 | 0 | 0.32 | 0.29 | 0.23 | 51.66 | 1310.363 | 1.06
D | 4002 | 2017-03-26 | 18 | OFF | 53.5 | 3.89 | 0.78 | 0.1 | 0.21 | 0 | 0.17 | 0 | -0.29 | -0.04 | 0 | 0.32 | 0.29 | 0.23 | 59.16 | 1366.965 | 1.26
D | 4002 | 2017-03-26 | 19 | OFF | 56.23 | 3.89 | 0.78 | 0.1 | 0.24 | 0 | 0.22 | 0.03 | -0.3 | -0.04 | 0 | 0.32 | 0.29 | 0.23 | 61.99 | 1399.32 | 1.34
D | 4002 | 2017-03-26 | 20 | OFF | 41.08 | 3.89 | 0.78 | 0.1 | 0.5 | 0 | 0.09 | 0.08 | -0.27 | -0.04 | 0 | 0.32 | 0.29 | 0.23 | 47.05 | 1425.26 | 1.47
D | 4002 | 2017-03-26 | 21 | OFF | 48.28 | 3.89 | 0.78 | 0.1 | 0.34 | 0 | 0.27 | 0.17 | -0.17 | -0.04 | 0 | 0.32 | 0.29 | 0.23 | 54.46 | 1367.336 | 1.49
D | 4002 | 2017-03-26 | 22 | OFF | 36.2 | 3.89 | 0.78 | 0.1 | 0.36 | 0 | 0.55 | 0.05 | -0.16 | -0.04 | 0 | 0.32 | 0.29 | 0.23 | 42.57 | 1266.428 | 1.79
D | 4002 | 2017-03-26 | 23 | OFF | 41.55 | 3.89 | 0.78 | 0.1 | 0.41 | 0 | 0.17 | 0.01 | -0.18 | -0.04 | 0 | 0.32 | 0.29 | 0.23 | 47.53 | 1156.216 | 1.46
D | 4002 | 2017-03-26 | 24 | OFF | 37.19 | 3.89 | 0.78 | 0.1 | 0.31 | 0 | 0.24 | 0.03 | -0.19 | -0.04 | 0 | 0.32 | 0.29 | 0.23 | 43.15 | 1064.425 | 1.43
D | 4002 | 2017-03-27 | 1 | OFF | 31.18 | 3.89 | 0.59 | 0.08 | 0.19 | 0 | 0 | 0.1 | -0.09 | -0.04 | 0 | 0.32 | 0.29 | 0.23 | 36.74 | 1009.672 | 0.86
D | 4002 | 2017-03-27 | 2 | OFF | 34.43 | 3.89 | 0.59 | 0.08 | 0.15 | 0 | 0 | 0.03 | -0.15 | -0.04 | 0 | 0.32 | 0.29 | 0.23 | 39.82 | 982.752 | 0.82
D | 4002 | 2017-03-27 | 3 | OFF | 33.84 | 3.89 | 0.59 | 0.08 | 0.2 | 0 | 0 | 0.01 | -0.16 | -0.04 | 0 | 0.32 | 0.29 | 0.23 | 39.25 | 971.709 | 0.87
D | 4002 | 2017-03-27 | 4 | OFF | 29.12 | 3.89 | 0.59 | 0.08 | 0.08 | 0 | 0 | -0.01 | -0.14 | -0.04 | 0 | 0.32 | 0.29 | 0.23 | 34.41 | 979.69 | 0.75
D | 4002 | 2017-03-27 | 5 | OFF | 34.65 | 3.89 | 0.59 | 0.08 | 0.09 | 0 | 0 | -0.11 | -0.07 | -0.04 | 0 | 0.32 | 0.29 | 0.23 | 39.92 | 1022.924 | 0.76
D | 4002 | 2017-03-27 | 6 | OFF | 117.74 | 3.89 | 0.59 | 0.08 | 2.46 | 0 | 0 | -0.05 | -1.82 | -0.04 | 0 | 0.32 | 0.29 | 0.23 | 123.69 | 1143.682 | 3.13
D | 4002 | 2017-03-27 | 7 | OFF | 61.79 | 3.89 | 0.59 | 0.08 | 1.37 | 0 | 0.97 | 0.06 | -0.34 | -0.04 | 0 | 0.32 | 0.29 | 0.23 | 69.21 | 1324.143 | 3.01
D | 4002 | 2017-03-27 | 8 | ON | 57.88 | 3.89 | 0.59 | 0.08 | 0.8 | 0.45 | 0.23 | -0.07 | -0.28 | -0.04 | 0.04 | 0.32 | 0.29 | 0.23 | 64.41 | 1424.706 | 2.19
D | 4002 | 2017-03-27 | 9 | ON | 58.28 | 3.89 | 0.59 | 0.08 | 0.34 | 0.44 | 0.21 | -0.09 | -0.25 | -0.04 | 0.03 | 0.32 | 0.29 | 0.23 | 64.32 | 1464.138 | 1.69
D | 4002 | 2017-03-27 | 10 | ON | 64.33 | 3.89 | 0.59 | 0.08 | 0.31 | 0.44 | 0.41 | -0.12 | -0.24 | -0.04 | 0.03 | 0.32 | 0.29 | 0.23 | 70.52 | 1489.739 | 1.86
D | 4002 | 2017-03-27 | 11 | ON | 65.79 | 3.89 | 0.59 | 0.08 | 0.27 | 0.44 | 0.36 | -0.05 | -0.25 | -0.04 | 0.03 | 0.32 | 0.29 | 0.23 | 71.95 | 1511.365 | 1.77
D | 4002 | 2017-03-27 | 12 | ON | 60.09 | 3.89 | 0.59 | 0.08 | 0.26 | 0.44 | 0.14 | 0 | -0.23 | -0.04 | 0.03 | 0.32 | 0.29 | 0.23 | 66.09 | 1511.709 | 1.54
D | 4002 | 2017-03-27 | 13 | ON | 53.82 | 3.89 | 0.59 | 0.08 | 0.22 | 0.44 | 0.61 | 0.01 | -0.25 | -0.04 | 0.03 | 0.32 | 0.29 | 0.23 | 60.24 | 1496.121 | 1.97
D | 4002 | 2017-03-27 | 14 | ON | 47.4 | 3.89 | 0.59 | 0.08 | 0.24 | 0.45 | 0.74 | 0.01 | -0.25 | -0.04 | 0 | 0.32 | 0.29 | 0.23 | 53.95 | 1484.025 | 2.1
D | 4002 | 2017-03-27 | 15 | ON | 30.19 | 3.89 | 0.59 | 0.08 | 0.1 | 0.46 | 0.08 | -0.03 | -0.17 | -0.04 | 0 | 0.32 | 0.29 | 0.23 | 35.99 | 1449.165 | 1.31
D | 4002 | 2017-03-27 | 16 | ON | 37.37 | 3.89 | 0.59 | 0.08 | 0.08 | 0.46 | 0.25 | 0.02 | -0.22 | -0.04 | 0 | 0.32 | 0.29 | 0.23 | 43.32 | 1429.147 | 1.46
D | 4002 | 2017-03-27 | 17 | ON | 49.65 | 3.89 | 0.59 | 0.08 | 0.19 | 0.46 | 0.04 | 0.06 | -0.25 | -0.04 | 0 | 0.32 | 0.29 | 0.23 | 55.51 | 1445.538 | 1.36
D | 4002 | 2017-03-27 | 18 | ON | 39.9 | 3.89 | 0.59 | 0.08 | 0.12 | 0.45 | 0.38 | 0.04 | -0.23 | -0.04 | 0 | 0.32 | 0.29 | 0.23 | 46.02 | 1484.178 | 1.62
D | 4002 | 2017-03-27 | 19 | ON | 53.26 | 3.89 | 0.59 | 0.08 | 0.36 | 0.45 | 0.9 | 0.09 | -0.34 | -0.04 | 0 | 0.32 | 0.29 | 0.23 | 60.08 | 1501.272 | 2.38
D | 4002 | 2017-03-27 | 20 | ON | 51.81 | 3.89 | 0.59 | 0.08 | 0.24 | 0.44 | 0.18 | 0.04 | -0.31 | -0.04 | 0 | 0.32 | 0.29 | 0.23 | 57.76 | 1517.519 | 1.53
D | 4002 | 2017-03-27 | 21 | ON | 43.77 | 3.89 | 0.59 | 0.08 | 0.18 | 0.45 | 0.38 | 0.03 | -0.2 | -0.04 | 0 | 0.32 | 0.29 | 0.23 | 49.97 | 1457.883 | 1.68
D | 4002 | 2017-03-27 | 22 | ON | 25.65 | 3.89 | 0.59 | 0.08 | 0.07 | 0.49 | 0.1 | -0.03 | -0.2 | -0.04 | 0 | 0.32 | 0.29 | 0.23 | 31.44 | 1347.49 | 1.33
D | 4002 | 2017-03-27 | 23 | ON | 29.68 | 3.89 | 0.59 | 0.08 | 0.4 | 0.53 | 0.19 | 0.01 | -0.14 | -0.04 | 0 | 0.32 | 0.29 | 0.23 | 36.03 | 1210.891 | 1.79
D | 4002 | 2017-03-27 | 24 | OFF | 27.85 | 3.89 | 0.59 | 0.08 | 1.37 | 0 | 0.12 | 0.07 | -0.1 | -0.04 | 0 | 0.32 | 0.29 | 0.23 | 34.67 | 1101.728 | 2.16
D | 4002 | 2017-03-28 | 1 | OFF | 24.95 | 3.89 | 0.49 | 0.03 | 0.24 | 0 | 0 | 0.08 | -0.13 | -0.04 | 0 | 0.32 | 0.29 | 0.23 | 30.35 | 1037.938 | 0.76
D | 4002 | 2017-03-28 | 2 | OFF | 25.32 | 3.89 | 0.49 | 0.03 | 0.12 | 0 | 0 | 0.11 | -0.12 | -0.04 | 0 | 0.32 | 0.29 | 0.23 | 30.64 | 1006.535 | 0.64
D | 4002 | 2017-03-28 | 3 | OFF | 26.85 | 3.89 | 0.49 | 0.03 | 0.1 | 0 | 0 | 0.1 | -0.14 | -0.04 | 0 | 0.32 | 0.29 | 0.23 | 32.12 | 991.062 | 0.62
D | 4002 | 2017-03-28 | 4 | OFF | 26.34 | 3.89 | 0.49 | 0.03 | 0.11 | 0 | 0 | 0.06 | -0.14 | -0.04 | 0 | 0.32 | 0.29 | 0.23 | 31.58 | 994.606 | 0.63
D | 4002 | 2017-03-28 | 5 | OFF | 24.59 | 3.89 | 0.49 | 0.03 | 0.06 | 0 | 0 | 0.15 | -0.11 | -0.04 | 0 | 0.32 | 0.29 | 0.23 | 29.9 | 1038.377 | 0.58
D | 4002 | 2017-03-28 | 6 | OFF | 31.66 | 3.89 | 0.49 | 0.03 | 0.32 | 0 | 0 | 0.11 | 0 | -0.04 | 0 | 0.32 | 0.29 | 0.23 | 37.3 | 1146.011 | 0.84
D | 4002 | 2017-03-28 | 7 | OFF | 34.77 | 3.89 | 0.49 | 0.03 | 0.42 | 0 | 0.26 | 0.06 | -0.23 | -0.04 | 0 | 0.32 | 0.29 | 0.23 | 40.49 | 1327.672 | 1.2
D | 4002 | 2017-03-28 | 8 | ON | 41.45 | 3.89 | 0.49 | 0.03 | 0.34 | 0.51 | 0.05 | 0.09 | -0.27 | -0.04 | 0 | 0.32 | 0.29 | 0.23 | 47.38 | 1412.192 | 1.42
D | 4002 | 2017-03-28 | 9 | ON | 39.69 | 3.89 | 0.49 | 0.03 | 0.23 | 0.5 | 0.12 | 0.09 | -0.26 | -0.04 | 0 | 0.32 | 0.29 | 0.23 | 45.58 | 1430.949 | 1.37
D | 4002 | 2017-03-28 | 10 | ON | 31.87 | 3.89 | 0.49 | 0.03 | 0.07 | 0.49 | 0.24 | 0.12 | -0.24 | -0.04 | 0 | 0.32 | 0.29 | 0.23 | 37.76 | 1439.917 | 1.32
D | 4002 | 2017-03-28 | 11 | ON | 29.63 | 3.89 | 0.49 | 0.03 | 0.06 | 0.5 | 0 | 0.07 | -0.23 | -0.04 | 0 | 0.32 | 0.29 | 0.23 | 35.24 | 1448.94 | 1.08
D | 4002 | 2017-03-28 | 12 | ON | 32.26 | 3.89 | 0.49 | 0.03 | 0.08 | 0.5 | 0.07 | 0.02 | -0.24 | -0.04 | 0 | 0.32 | 0.29 | 0.23 | 37.9 | 1442.926 | 1.17
D | 4002 | 2017-03-28 | 13 | ON | 29.91 | 3.89 | 0.49 | 0.03 | 0.15 | 0.51 | 0.35 | 0.05 | -0.2 | -0.04 | 0 | 0.32 | 0.29 | 0.23 | 35.98 | 1423.477 | 1.53
D | 4002 | 2017-03-28 | 14 | ON | 38.37 | 3.89 | 0.49 | 0.03 | 0.16 | 0.51 | 0.52 | -0.01 | -0.22 | -0.04 | 0 | 0.32 | 0.29 | 0.23 | 44.54 | 1411.792 | 1.71
D | 4002 | 2017-03-28 | 15 | ON | 37.71 | 3.89 | 0.49 | 0.03 | 0.17 | 0.51 | 0.18 | 0.04 | -0.21 | -0.04 | 0 | 0.32 | 0.29 | 0.23 | 43.61 | 1394.174 | 1.38
D | 4002 | 2017-03-28 | 16 | ON | 36.43 | 3.89 | 0.49 | 0.03 | 0.11 | 0.51 | 0.15 | 0.06 | -0.22 | -0.04 | 0 | 0.32 | 0.29 | 0.23 | 42.25 | 1392.153 | 1.29
D | 4002 | 2017-03-28 | 17 | ON | 39.2 | 3.89 | 0.49 | 0.03 | 0.17 | 0.5 | 0.06 | 0.01 | -0.23 | -0.04 | 0 | 0.32 | 0.29 | 0.23 | 44.92 | 1415.615 | 1.25
D | 4002 | 2017-03-28 | 18 | ON | 41.41 | 3.89 | 0.49 | 0.03 | 0.17 | 0.49 | 0.17 | 0.06 | -0.24 | -0.04 | 0 | 0.32 | 0.29 | 0.23 | 47.27 | 1463.44 | 1.35
D | 4002 | 2017-03-28 | 19 | ON | 39.48 | 3.89 | 0.49 | 0.03 | 0.17 | 0.48 | 0.2 | 0.06 | -0.25 | -0.04 | 0 | 0.32 | 0.29 | 0.23 | 45.35 | 1490.546 | 1.37
D | 4002 | 2017-03-28 | 20 | ON | 37.83 | 3.89 | 0.49 | 0.03 | 0.16 | 0.47 | 0 | 0.05 | -0.25 | -0.04 | 0 | 0.32 | 0.29 | 0.23 | 43.47 | 1506.836 | 1.15
D | 4002 | 2017-03-28 | 21 | ON | 37.67 | 3.89 | 0.49 | 0.03 | 0.17 | 0.49 | 0.07 | 0.11 | -0.18 | -0.04 | 0 | 0.32 | 0.29 | 0.23 | 43.54 | 1445.576 | 1.25
D | 4002 | 2017-03-28 | 22 | ON | 28.86 | 3.89 | 0.49 | 0.03 | 0.16 | 0.53 | 0.06 | 0.1 | -0.08 | -0.04 | 0 | 0.32 | 0.29 | 0.23 | 34.84 | 1332.665 | 1.27
D | 4002 | 2017-03-28 | 23 | ON | 22.46 | 3.89 | 0.49 | 0.03 | 0.15 | 0.58 | 0 | 0.03 | -0.12 | -0.04 | 0 | 0.32 | 0.29 | 0.23 | 28.31 | 1200.34 | 1.25
D | 4002 | 2017-03-28 | 24 | OFF | 24.55 | 3.89 | 0.49 | 0.03 | 0.16 | 0 | 0.06 | 0.02 | -0.08 | -0.04 | 0 | 0.32 | 0.29 | 0.23 | 29.92 | 1088.838 | 0.74
D | 4002 | 2017-03-29 | 1 | OFF | 23.05 | 3.89 | 0.57 | 0.04 | 0.06 | 0 | 0 | 0.09 | -0.11 | -0.04 | 0 | 0.32 | 0.29 | 0.23 | 28.39 | 1024.486 | 0.67
D | 4002 | 2017-03-29 | 2 | OFF | 22.89 | 3.89 | 0.57 | 0.04 | 0.05 | 0 | 0 | 0.07 | -0.12 | -0.04 | 0 | 0.32 | 0.29 | 0.23 | 28.19 | 990.577 | 0.66
D | 4002 | 2017-03-29 | 3 | OFF | 21.53 | 3.89 | 0.57 | 0.04 | 0.05 | 0 | 0 | 0.02 | -0.15 | -0.04 | 0 | 0.32 | 0.29 | 0.23 | 26.75 | 974.604 | 0.66
D | 4002 | 2017-03-29 | 4 | OFF | 20.06 | 3.89 | 0.57 | 0.04 | 0.07 | 0 | 0 | 0.02 | -0.14 | -0.04 | 0 | 0.32 | 0.29 | 0.23 | 25.31 | 978.59 | 0.68
D | 4002 | 2017-03-29 | 5 | OFF | 21.96 | 3.89 | 0.57 | 0.04 | 0.06 | 0 | 0 | 0.03 | -0.1 | -0.04 | 0 | 0.32 | 0.29 | 0.23 | 27.25 | 1022.176 | 0.67
D | 4002 | 2017-03-29 | 6 | OFF | 25.26 | 3.89 | 0.57 | 0.04 | 0.13 | 0 | 0 | 0.02 | -0.12 | -0.04 | 0 | 0.32 | 0.29 | 0.23 | 30.59 | 1138.432 | 0.74
D | 4002 | 2017-03-29 | 7 | OFF | 31.41 | 3.89 | 0.57 | 0.04 | 0.24 | 0 | 0.3 | 0 | 0 | -0.04 | 0 | 0.32 | 0.29 | 0.23 | 37.25 | 1324.503 | 1.15
D | 4002 | 2017-03-29 | 8 | ON | 37.04 | 3.89 | 0.57 | 0.04 | 0.35 | 0.51 | 0 | 0 | -0.24 | -0.04 | 0 | 0.32 | 0.29 | 0.23 | 42.96 | 1401.235 | 1.47
D | 4002 | 2017-03-29 | 9 | ON | 27.8 | 3.89 | 0.57 | 0.04 | 0.11 | 0.49 | 0.03 | 0.04 | -0.21 | -0.04 | 0 | 0.32 | 0.29 | 0.23 | 33.56 | 1410.881 | 1.24
D | 4002 | 2017-03-29 | 10 | ON | 25.22 | 3.89 | 0.57 | 0.04 | 0.09 | 0.5 | 0.03 | 0.05 | -0.18 | -0.04 | 0 | 0.32 | 0.29 | 0.23 | 31.01 | 1411.472 | 1.23
D | 4002 | 2017-03-29 | 11 | ON | 24.83 | 3.89 | 0.57 | 0.04 | 0.09 | 0.5 | 0.06 | 0.02 | -0.17 | -0.04 | 0 | 0.32 | 0.29 | 0.23 | 30.63 | 1413.268 | 1.26
D | 4002 | 2017-03-29 | 12 | ON | 23.59 | 3.89 | 0.57 | 0.04 | 0.11 | 0.51 | 0.01 | 0.04 | -0.17 | -0.04 | 0 | 0.32 | 0.29 | 0.23 | 29.39 | 1399.291 | 1.24
D | 4002 | 2017-03-29 | 13 | ON | 22.38 | 3.89 | 0.57 | 0.04 | 0.08 | 0.53 | 0 | 0.04 | -0.15 | -0.04 | 0 | 0.32 | 0.29 | 0.23 | 28.18 | 1386.965 | 1.22
D | 4002 | 2017-03-29 | 14 | ON | 23.32 | 3.89 | 0.57 | 0.04 | 0.09 | 0.53 | 0 | 0.03 | -0.17 | -0.04 | 0 | 0.32 | 0.29 | 0.23 | 29.1 | 1381.99 | 1.23
D | 4002 | 2017-03-29 | 15 | ON | 22.65 | 3.89 | 0.57 | 0.04 | 0.08 | 0.54 | 0 | 0.03 | -0.17 | -0.04 | 0 | 0.32 | 0.29 | 0.23 | 28.43 | 1365.294 | 1.23
D | 4002 | 2017-03-29 | 16 | ON | 21.44 | 3.89 | 0.57 | 0.04 | 0.07 | 0.54 | 0 | 0.05 | -0.17 | -0.04 | 0 | 0.32 | 0.29 | 0.23 | 27.23 | 1363.235 | 1.22
D | 4002 | 2017-03-29 | 17 | ON | 23.21 | 3.89 | 0.57 | 0.04 | 0.08 | 0.53 | 0 | 0 | -0.19 | -0.04 | 0 | 0.32 | 0.29 | 0.23 | 28.93 | 1383.697 | 1.22
D | 4002 | 2017-03-29 | 18 | ON | 23.9 | 3.89 | 0.57 | 0.04 | 0.09 | 0.52 | 0 | 0.04 | -0.21 | -0.04 | 0 | 0.32 | 0.29 | 0.23 | 29.64 | 1412.467 | 1.22
D | 4002 | 2017-03-29 | 19 | ON | 21.95 | 3.89 | 0.57 | 0.04 | 0.07 | 0.51 | 0 | 0.03 | -0.2 | -0.04 | 0 | 0.32 | 0.29 | 0.23 | 27.66 | 1446.582 | 1.19
D | 4002 | 2017-03-29 | 20 | ON | 25.4 | 3.89 | 0.57 | 0.04 | 0.08 | 0.49 | 0 | 0 | -0.21 | -0.04 | 0 | 0.32 | 0.29 | 0.23 | 31.06 | 1489.256 | 1.18
D | 4002 | 2017-03-29 | 21 | ON | 26.73 | 3.89 | 0.57 | 0.04 | 0.18 | 0.5 | 0 | 0.01 | -0.22 | -0.04 | 0 | 0.32 | 0.29 | 0.23 | 32.5 | 1453.255 | 1.29
D | 4002 | 2017-03-29 | 22 | ON | 26.34 | 3.89 | 0.57 | 0.04 | 0.09 | 0.53 | 0.01 | 0.03 | -0.16 | -0.04 | 0 | 0.32 | 0.29 | 0.23 | 32.14 | 1345.895 | 1.24
D | 4002 | 2017-03-29 | 23 | ON | 20.95 | 3.89 | 0.57 | 0.04 | 0.11 | 0.58 | 0 | 0.03 | -0.15 | -0.04 | 0 | 0.32 | 0.29 | 0.23 | 26.82 | 1210.118 | 1.3
D | 4002 | 2017-03-29 | 24 | OFF | 20.62 | 3.89 | 0.57 | 0.04 | 0.11 | 0 | 0 | 0.03 | -0.13 | -0.04 | 0 | 0.32 | 0.29 | 0.23 | 25.93 | 1105.264 | 0.72
D | 4002 | 2017-03-30 | 1 | OFF | 21.1 | 3.89 | 0.26 | 0.01 | 0.07 | 0 | 0 | 0.04 | -0.15 | -0.04 | 0 | 0.32 | 0.29 | 0.23 | 26.02 | 1041.201 | 0.34
D | 4002 | 2017-03-30 | 2 | OFF | 1.93 | 3.89 | 0.26 | 0.01 | 0.2 | 0 | 0 | 0.01 | -0.05 | -0.04 | 0 | 0.32 | 0.29 | 0.23 | 7.05 | 1009.075 | 0.47
D | 4002 | 2017-03-30 | 3 | OFF | 12.5 | 3.89 | 0.26 | 0.01 | 0.24 | 0 | 0 | 0.01 | -0.13 | -0.04 | 0 | 0.32 | 0.29 | 0.23 | 17.58 | 994.762 | 0.51
D | 4002 | 2017-03-30 | 4 | OFF | 13.29 | 3.89 | 0.26 | 0.01 | 0.1 | 0 | 0 | 0.03 | -0.1 | -0.04 | 0 | 0.32 | 0.29 | 0.23 | 18.28 | 1002.164 | 0.37
D | 4002 | 2017-03-30 | 5 | OFF | 20.91 | 3.89 | 0.26 | 0.01 | 0.09 | 0 | 0 | 0.06 | -0.13 | -0.04 | 0 | 0.32 | 0.29 | 0.23 | 25.89 | 1044.776 | 0.36
D | 4002 | 2017-03-30 | 6 | OFF | 21.9 | 3.89 | 0.26 | 0.01 | 0.52 | 0 | 0 | 0.05 | -0.11 | -0.04 | 0 | 0.32 | 0.29 | 0.23 | 27.32 | 1160.284 | 0.79
D | 4002 | 2017-03-30 | 7 | OFF | 25.69 | 3.89 | 0.26 | 0.01 | 0.24 | 0 | 0.06 | 0.05 | -0.18 | -0.04 | 0 | 0.32 | 0.29 | 0.23 | 30.82 | 1339.802 | 0.57
D | 4002 | 2017-03-30 | 8 | ON | 28.78 | 3.89 | 0.26 | 0.01 | 0.19 | 0.5 | 0 | 0.01 | -0.3 | -0.04 | 0 | 0.32 | 0.29 | 0.23 | 34.14 | 1410.838 | 0.96
D | 4002 | 2017-03-30 | 9 | ON | 26.58 | 3.89 | 0.26 | 0.01 | 0.12 | 0.5 | 0 | 0.07 | -0.26 | -0.04 | 0 | 0.32 | 0.29 | 0.23 | 31.97 | 1403.725 | 0.89
D | 4002 | 2017-03-30 | 10 | ON | 22.86 | 3.89 | 0.26 | 0.01 | 0.08 | 0.52 | 0 | 0.05 | -0.25 | -0.04 | 0 | 0.32 | 0.29 | 0.23 | 28.22 | 1387.872 | 0.87
D | 4002 | 2017-03-30 | 11 | ON | 21.88 | 3.89 | 0.26 | 0.01 | 0.05 | 0.53 | 0 | 0.02 | -0.22 | -0.04 | 0 | 0.32 | 0.29 | 0.23 | 27.22 | 1374.023 | 0.85
D | 4002 | 2017-03-30 | 12 | ON | 21.31 | 3.89 | 0.26 | 0.01 | 0.04 | 0.55 | 0 | 0.05 | -0.24 | -0.04 | 0 | 0.32 | 0.29 | 0.23 | 26.67 | 1349.781 | 0.86
D | 4002 | 2017-03-30 | 13 | ON | 20.65 | 3.89 | 0.26 | 0.01 | 0.07 | 0.56 | 0 | 0.02 | -0.2 | -0.04 | 0 | 0.32 | 0.29 | 0.23 | 26.06 | 1321.028 | 0.9
D | 4002 | 2017-03-30 | 14 | ON | 7.37 | 3.89 | 0.26 | 0.01 | 0.19 | 0.56 | 0 | 0.01 | -0.11 | -0.04 | 0 | 0.32 | 0.29 | 0.23 | 12.98 | 1307.092 | 1.02
D | 4002 | 2017-03-30 | 15 | ON | 18.39 | 3.89 | 0.26 | 0.01 | 0.1 | 0.57 | 0 | 0.03 | -0.15 | -0.04 | 0 | 0.32 | 0.29 | 0.23 | 23.9 | 1284.854 | 0.94
D | 4002 | 2017-03-30 | 16 | ON | 21.82 | 3.89 | 0.26 | 0.01 | 0.07 | 0.57 | 0 | 0.03 | -0.14 | -0.04 | 0 | 0.32 | 0.29 | 0.23 | 27.31 | 1274.19 | 0.91
D | 4002 | 2017-03-30 | 17 | ON | 22.16 | 3.89 | 0.26 | 0.01 | 0.08 | 0.56 | 0 | 0.04 | -0.15 | -0.04 | 0 | 0.32 | 0.29 | 0.23 | 27.65 | 1289.859 | 0.91
D | 4002 | 2017-03-30 | 18 | ON | 23.11 | 3.89 | 0.26 | 0.01 | 0.08 | 0.54 | 0 | 0.05 | -0.17 | -0.04 | 0 | 0.32 | 0.29 | 0.23 | 28.57 | 1325.538 | 0.89
D | 4002 | 2017-03-30 | 19 | ON | 26.28 | 3.89 | 0.26 | 0.01 | 0.06 | 0.52 | 0 | 0.04 | -0.17 | -0.04 | 0 | 0.32 | 0.29 | 0.23 | 31.69 | 1356.176 | 0.85
D | 4002 | 2017-03-30 | 20 | ON | 34.64 | 3.89 | 0.26 | 0.01 | 0.42 | 0.5 | 0 | 0.02 | -0.2 | -0.04 | 0 | 0.32 | 0.29 | 0.23 | 40.34 | 1423.158 | 1.19
D | 4002 | 2017-03-30 | 21 | ON | 38.63 | 3.89 | 0.26 | 0.01 | 0.59 | 0.51 | 0 | -0.01 | -0.18 | -0.04 | 0 | 0.32 | 0.29 | 0.23 | 44.5 | 1401.352 | 1.37
D | 4002 | 2017-03-30 | 22 | ON | 33.21 | 3.89 | 0.26 | 0.01 | 0.67 | 0.54 | 0 | 0.05 | -0.11 | -0.04 | 0 | 0.32 | 0.29 | 0.23 | 39.32 | 1304.628 | 1.48
D | 4002 | 2017-03-30 | 23 | ON | 23.22 | 3.89 | 0.26 | 0.01 | 0.52 | 0.59 | 0 | 0.04 | -0.12 | -0.04 | 0 | 0.32 | 0.29 | 0.23 | 29.21 | 1177.99 | 1.38
D | 4002 | 2017-03-30 | 24 | OFF | 21.38 | 3.89 | 0.26 | 0.01 | 0.74 | 0 | 0 | 0.02 | -0.09 | -0.04 | 0 | 0.32 | 0.29 | 0.23 | 27.01 | 1077.009 | 1.01
D | 4002 | 2017-03-31 | 1 | OFF | 22.2 | 3.89 | 0.29 | 0.01 | 0.18 | 0 | 0 | -0.02 | -0.05 | -0.04 | 0 | 0.32 | 0.29 | 0.23 | 27.3 | 1015.764 | 0.48
D | 4002 | 2017-03-31 | 2 | OFF | 20.81 | 3.89 | 0.29 | 0.01 | 0.1 | 0 | 0 | 0.07 | -0.05 | -0.04 | 0 | 0.32 | 0.29 | 0.23 | 25.92 | 982.564 | 0.4
D | 4002 | 2017-03-31 | 3 | OFF | 21.25 | 3.89 | 0.29 | 0.01 | 0.11 | 0 | 0 | 0.06 | -0.06 | -0.04 | 0 | 0.32 | 0.29 | 0.23 | 26.35 | 967.84 | 0.41
D | 4002 | 2017-03-31 | 4 | OFF | 17.42 | 3.89 | 0.29 | 0.01 | 0.07 | 0 | 0 | 0.02 | -0.05 | -0.04 | 0 | 0.32 | 0.29 | 0.23 | 22.45 | 971.481 | 0.37
D | 4002 | 2017-03-31 | 5 | OFF | 12.22 | 3.89 | 0.29 | 0.01 | 0.04 | 0 | 0 | 0.04 | -0.06 | -0.04 | 0 | 0.32 | 0.29 | 0.23 | 17.23 | 1013.236 | 0.34
D | 4002 | 2017-03-31 | 6 | OFF | 3.71 | 3.89 | 0.29 | 0.01 | 0.34 | 0 | 0 | 0 | -0.06 | -0.04 | 0 | 0.32 | 0.29 | 0.23 | 8.98 | 1126.968 | 0.64
D | 4002 | 2017-03-31 | 7 | OFF | 17.46 | 3.89 | 0.29 | 0.01 | 0.27 | 0 | 0 | 0.03 | 0.13 | -0.04 | 0 | 0.32 | 0.29 | 0.23 | 22.88 | 1299.435 | 0.57
D | 4002 | 2017-03-31 | 8 | ON | 23.28 | 3.89 | 0.29 | 0.01 | 0.16 | 0.52 | 0 | 0.04 | -0.13 | -0.04 | 0 | 0.32 | 0.29 | 0.23 | 28.86 | 1390.236 | 0.98
D | 4002 | 2017-03-31 | 9 | ON | 25.96 | 3.89 | 0.29 | 0.01 | 0.08 | 0.51 | 0 | 0.04 | -0.17 | -0.04 | 0 | 0.32 | 0.29 | 0.23 | 31.41 | 1415.146 | 0.89
D | 4002 | 2017-03-31 | 10 | ON | 28.85 | 3.89 | 0.29 | 0.01 | 0.09 | 0.49 | 0 | 0.09 | -0.16 | -0.04 | 0 | 0.32 | 0.29 | 0.23 | 34.35 | 1431.315 | 0.88
D | 4002 | 2017-03-31 | 11 | ON | 30.46 | 3.89 | 0.29 | 0.01 | 0.06 | 0.49 | 0 | 0.04 | -0.17 | -0.04 | 0 | 0.32 | 0.29 | 0.23 | 35.87 | 1448.763 | 0.85
D | 4002 | 2017-03-31 | 12 | ON | 29.09 | 3.89 | 0.29 | 0.01 | 0.1 | 0.49 | 0 | 0.05 | -0.18 | -0.04 | 0 | 0.32 | 0.29 | 0.23 | 34.54 | 1450.724 | 0.89
D | 4002 | 2017-03-31 | 13 | ON | 28.85 | 3.89 | 0.29 | 0.01 | 0.08 | 0.49 | 0 | 0.03 | -0.17 | -0.04 | 0 | 0.32 | 0.29 | 0.23 | 34.27 | 1441.648 | 0.87
D | 4002 | 2017-03-31 | 14 | ON | 29.87 | 3.89 | 0.29 | 0.01 | 0.07 | 0.49 | 0 | 0.05 | -0.18 | -0.04 | 0 | 0.32 | 0.29 | 0.23 | 35.29 | 1434.624 | 0.86
D | 4002 | 2017-03-31 | 15 | ON | 35.67 | 3.89 | 0.29 | 0.01 | 0.07 | 0.49 | 0 | 0.07 | -0.15 | -0.04 | 0 | 0.32 | 0.29 | 0.23 | 41.14 | 1414.412 | 0.86
D | 4002 | 2017-03-31 | 16 | ON | 38.77 | 3.89 | 0.29 | 0.01 | 0.11 | 0.5 | 0 | 0.07 | -0.17 | -0.04 | 0 | 0.32 | 0.29 | 0.23 | 44.27 | 1414.513 | 0.91
D | 4002 | 2017-03-31 | 17 | ON | 49.79 | 3.89 | 0.29 | 0.01 | 0.24 | 0.49 | 0 | 0.11 | -0.18 | -0.04 | 0 | 0.32 | 0.29 | 0.23 | 55.44 | 1431.415 | 1.03
D | 4002 | 2017-03-31 | 18 | ON | 41.76 | 3.89 | 0.29 | 0.01 | 0.17 | 0.49 | 0 | 0.14 | -0.2 | -0.04 | 0 | 0.32 | 0.29 | 0.23 | 47.35 | 1461.873 | 0.96
D | 4002 | 2017-03-31 | 19 | ON | 43.89 | 3.89 | 0.29 | 0.01 | 0.19 | 0.49 | 0 | 0.16 | -0.14 | -0.04 | 0 | 0.32 | 0.29 | 0.23 | 49.58 | 1472.843 | 0.98
D | 4002 | 2017-03-31 | 20 | ON | 33.46 | 3.89 | 0.29 | 0.01 | 0.14 | 0.48 | 0 | 0.09 | -0.1 | -0.04 | 0 | 0.32 | 0.29 | 0.23 | 39.06 | 1488.632 | 0.92
D | 4002 | 2017-03-31 | 21 | ON | 26.5 | 3.89 | 0.29 | 0.01 | 0.09 | 0.5 | 0 | 0.01 | -0.06 | -0.04 | 0 | 0.32 | 0.29 | 0.23 | 32.03 | 1435.33 | 0.89
D | 4002 | 2017-03-31 | 22 | ON | 28.43 | 3.89 | 0.29 | 0.01 | 0.05 | 0.52 | 0 | 0.02 | -0.1 | -0.04 | 0 | 0.32 | 0.29 | 0.23 | 33.91 | 1339.507 | 0.87
D | 4002 | 2017-03-31 | 23 | ON | 33.43 | 3.89 | 0.29 | 0.01 | 0.12 | 0.56 | 0 | 0.02 | -0.13 | -0.04 | 0 | 0.32 | 0.29 | 0.23 | 38.99 | 1225.765 | 0.98
D | 4002 | 2017-03-31 | 24 | OFF | 32.28 | 3.89 | 0.29 | 0.01 | 0.21 | 0 | 0 | 0.01 | 0.11 | -0.04 | 0 | 0.32 | 0.29 | 0.23 | 37.6 | 1117.082 | 0.51
T | 743 lines

## PVWatts data
PVWATTS: Hourly PV Performance Data |  |  |  |  | Data Sources:
City: | CONCORD
State: | New_Hampshire |  |  |  | http://www.nrel.gov/rredc/pvwatts/
Lat (deg N): | 43.2
Long (deg W): | 71.5 |  |  |  | http://www.nrel.gov/rredc/pvwatts/site_specific.html
Elev (m): | 105 |  |  | Concord
Array Type: | "Fixed Tilt" |  |  | New Hampshire | http://rredc.nrel.gov/solar/calculators/PVWATTS/version1/
Array Tilt (deg): | 43.2 |  |  | Default
Array Azimuth (deg): | 180
DC Rating (kW): | 4
DC to AC Derate Factor: | 0.77
AC Rating (kW): | 3.1
Year | "Month" | "Day" | "Hour" | "AC Power (W)"
1988 | 1 | 1 | 01:00 | 0
1988 | 1 | 1 | 02:00 | 0
1988 | 1 | 1 | 03:00 | 0
1988 | 1 | 1 | 04:00 | 0
1988 | 1 | 1 | 05:00 | 0
1988 | 1 | 1 | 06:00 | 0
1988 | 1 | 1 | 07:00 | 0
1988 | 1 | 1 | 08:00 | 3
1988 | 1 | 1 | 09:00 | 531
1988 | 1 | 1 | 10:00 | 1025
1988 | 1 | 1 | 11:00 | 1776
1988 | 1 | 1 | 12:00 | 1657
1988 | 1 | 1 | 13:00 | 1228
1988 | 1 | 1 | 14:00 | 2059
1988 | 1 | 1 | 15:00 | 850
1988 | 1 | 1 | 16:00 | 54
1988 | 1 | 1 | 17:00 | 0
1988 | 1 | 1 | 18:00 | 0
1988 | 1 | 1 | 19:00 | 0
1988 | 1 | 1 | 20:00 | 0
1988 | 1 | 1 | 21:00 | 0
1988 | 1 | 1 | 22:00 | 0
1988 | 1 | 1 | 23:00 | 0
1988 | 1 | 1 | 24:00 | 0
1988 | 1 | 2 | 01:00 | 0
1988 | 1 | 2 | 02:00 | 0
1988 | 1 | 2 | 03:00 | 0
1988 | 1 | 2 | 04:00 | 0
1988 | 1 | 2 | 05:00 | 0
1988 | 1 | 2 | 06:00 | 0
1988 | 1 | 2 | 07:00 | 0
1988 | 1 | 2 | 08:00 | 1
1988 | 1 | 2 | 09:00 | 916
1988 | 1 | 2 | 10:00 | 1843
1988 | 1 | 2 | 11:00 | 2229
1988 | 1 | 2 | 12:00 | 2334
1988 | 1 | 2 | 13:00 | 2137
1988 | 1 | 2 | 14:00 | 2157
1988 | 1 | 2 | 15:00 | 1509
1988 | 1 | 2 | 16:00 | 582
1988 | 1 | 2 | 17:00 | 0
1988 | 1 | 2 | 18:00 | 0
1988 | 1 | 2 | 19:00 | 0
1988 | 1 | 2 | 20:00 | 0
1988 | 1 | 2 | 21:00 | 0
1988 | 1 | 2 | 22:00 | 0
1988 | 1 | 2 | 23:00 | 0
1988 | 1 | 2 | 24:00 | 0
1988 | 1 | 3 | 01:00 | 0
1988 | 1 | 3 | 02:00 | 0
1988 | 1 | 3 | 03:00 | 0
1988 | 1 | 3 | 04:00 | 0
1988 | 1 | 3 | 05:00 | 0
1988 | 1 | 3 | 06:00 | 0
1988 | 1 | 3 | 07:00 | 0
1988 | 1 | 3 | 08:00 | 78
1988 | 1 | 3 | 09:00 | 1193
1988 | 1 | 3 | 10:00 | 2032
1988 | 1 | 3 | 11:00 | 2469
1988 | 1 | 3 | 12:00 | 2664
1988 | 1 | 3 | 13:00 | 2331
1988 | 1 | 3 | 14:00 | 1078
1988 | 1 | 3 | 15:00 | 888
1988 | 1 | 3 | 16:00 | 404
1988 | 1 | 3 | 17:00 | 0
1988 | 1 | 3 | 18:00 | 0
1988 | 1 | 3 | 19:00 | 0
1988 | 1 | 3 | 20:00 | 0
1988 | 1 | 3 | 21:00 | 0
1988 | 1 | 3 | 22:00 | 0
1988 | 1 | 3 | 23:00 | 0
1988 | 1 | 3 | 24:00 | 0
1988 | 1 | 4 | 01:00 | 0
1988 | 1 | 4 | 02:00 | 0
1988 | 1 | 4 | 03:00 | 0
1988 | 1 | 4 | 04:00 | 0
1988 | 1 | 4 | 05:00 | 0
1988 | 1 | 4 | 06:00 | 0
1988 | 1 | 4 | 07:00 | 0
1988 | 1 | 4 | 08:00 | 0
1988 | 1 | 4 | 09:00 | 28
1988 | 1 | 4 | 10:00 | 474
1988 | 1 | 4 | 11:00 | 595
1988 | 1 | 4 | 12:00 | 827
1988 | 1 | 4 | 13:00 | 693
1988 | 1 | 4 | 14:00 | 660
1988 | 1 | 4 | 15:00 | 379
1988 | 1 | 4 | 16:00 | 488
1988 | 1 | 4 | 17:00 | 0
1988 | 1 | 4 | 18:00 | 0
1988 | 1 | 4 | 19:00 | 0
1988 | 1 | 4 | 20:00 | 0
1988 | 1 | 4 | 21:00 | 0
1988 | 1 | 4 | 22:00 | 0
1988 | 1 | 4 | 23:00 | 0
1988 | 1 | 4 | 24:00 | 0
1988 | 1 | 5 | 01:00 | 0
1988 | 1 | 5 | 02:00 | 0
1988 | 1 | 5 | 03:00 | 0
1988 | 1 | 5 | 04:00 | 0
1988 | 1 | 5 | 05:00 | 0
1988 | 1 | 5 | 06:00 | 0
1988 | 1 | 5 | 07:00 | 0
1988 | 1 | 5 | 08:00 | 289
1988 | 1 | 5 | 09:00 | 1531
1988 | 1 | 5 | 10:00 | 2417
1988 | 1 | 5 | 11:00 | 2940
1988 | 1 | 5 | 12:00 | 3027
1988 | 1 | 5 | 13:00 | 2469
1988 | 1 | 5 | 14:00 | 1856
1988 | 1 | 5 | 15:00 | 1037
1988 | 1 | 5 | 16:00 | 1124
1988 | 1 | 5 | 17:00 | 3
1988 | 1 | 5 | 18:00 | 0
1988 | 1 | 5 | 19:00 | 0
1988 | 1 | 5 | 20:00 | 0
1988 | 1 | 5 | 21:00 | 0
1988 | 1 | 5 | 22:00 | 0
1988 | 1 | 5 | 23:00 | 0
1988 | 1 | 5 | 24:00 | 0
1988 | 1 | 6 | 01:00 | 0
1988 | 1 | 6 | 02:00 | 0
1988 | 1 | 6 | 03:00 | 0
1988 | 1 | 6 | 04:00 | 0
1988 | 1 | 6 | 05:00 | 0
1988 | 1 | 6 | 06:00 | 0
1988 | 1 | 6 | 07:00 | 0
1988 | 1 | 6 | 08:00 | 115
1988 | 1 | 6 | 09:00 | 1400
1988 | 1 | 6 | 10:00 | 2337
1988 | 1 | 6 | 11:00 | 2890
1988 | 1 | 6 | 12:00 | 3186
1988 | 1 | 6 | 13:00 | 3125
1988 | 1 | 6 | 14:00 | 2772
1988 | 1 | 6 | 15:00 | 2112
1988 | 1 | 6 | 16:00 | 1083
1988 | 1 | 6 | 17:00 | 1
1988 | 1 | 6 | 18:00 | 0
1988 | 1 | 6 | 19:00 | 0
1988 | 1 | 6 | 20:00 | 0
1988 | 1 | 6 | 21:00 | 0
1988 | 1 | 6 | 22:00 | 0
1988 | 1 | 6 | 23:00 | 0
1988 | 1 | 6 | 24:00 | 0
1988 | 1 | 7 | 01:00 | 0
1988 | 1 | 7 | 02:00 | 0
1988 | 1 | 7 | 03:00 | 0
1988 | 1 | 7 | 04:00 | 0
1988 | 1 | 7 | 05:00 | 0
1988 | 1 | 7 | 06:00 | 0
1988 | 1 | 7 | 07:00 | 0
1988 | 1 | 7 | 08:00 | 168
1988 | 1 | 7 | 09:00 | 1501
1988 | 1 | 7 | 10:00 | 2450
1988 | 1 | 7 | 11:00 | 3020
1988 | 1 | 7 | 12:00 | 3251
1988 | 1 | 7 | 13:00 | 3113
1988 | 1 | 7 | 14:00 | 2860
1988 | 1 | 7 | 15:00 | 1977
1988 | 1 | 7 | 16:00 | 925
1988 | 1 | 7 | 17:00 | 0
1988 | 1 | 7 | 18:00 | 0
1988 | 1 | 7 | 19:00 | 0
1988 | 1 | 7 | 20:00 | 0
1988 | 1 | 7 | 21:00 | 0
1988 | 1 | 7 | 22:00 | 0
1988 | 1 | 7 | 23:00 | 0
1988 | 1 | 7 | 24:00 | 0
1988 | 1 | 8 | 01:00 | 0
1988 | 1 | 8 | 02:00 | 0
1988 | 1 | 8 | 03:00 | 0
1988 | 1 | 8 | 04:00 | 0
1988 | 1 | 8 | 05:00 | 0
1988 | 1 | 8 | 06:00 | 0
1988 | 1 | 8 | 07:00 | 0
1988 | 1 | 8 | 08:00 | 0
1988 | 1 | 8 | 09:00 | 2
1988 | 1 | 8 | 10:00 | 427
1988 | 1 | 8 | 11:00 | 247
1988 | 1 | 8 | 12:00 | 418
1988 | 1 | 8 | 13:00 | 463
1988 | 1 | 8 | 14:00 | 484
1988 | 1 | 8 | 15:00 | 185
1988 | 1 | 8 | 16:00 | 26
1988 | 1 | 8 | 17:00 | 0
1988 | 1 | 8 | 18:00 | 0
1988 | 1 | 8 | 19:00 | 0
1988 | 1 | 8 | 20:00 | 0
1988 | 1 | 8 | 21:00 | 0
1988 | 1 | 8 | 22:00 | 0
1988 | 1 | 8 | 23:00 | 0
1988 | 1 | 8 | 24:00 | 0
1988 | 1 | 9 | 01:00 | 0
1988 | 1 | 9 | 02:00 | 0
1988 | 1 | 9 | 03:00 | 0
1988 | 1 | 9 | 04:00 | 0
1988 | 1 | 9 | 05:00 | 0
1988 | 1 | 9 | 06:00 | 0
1988 | 1 | 9 | 07:00 | 0
1988 | 1 | 9 | 08:00 | 2
1988 | 1 | 9 | 09:00 | 1379
1988 | 1 | 9 | 10:00 | 2258
1988 | 1 | 9 | 11:00 | 2647
1988 | 1 | 9 | 12:00 | 2138
1988 | 1 | 9 | 13:00 | 2243
1988 | 1 | 9 | 14:00 | 2568
1988 | 1 | 9 | 15:00 | 1999
1988 | 1 | 9 | 16:00 | 1064
1988 | 1 | 9 | 17:00 | 3
1988 | 1 | 9 | 18:00 | 0
1988 | 1 | 9 | 19:00 | 0
1988 | 1 | 9 | 20:00 | 0
1988 | 1 | 9 | 21:00 | 0
1988 | 1 | 9 | 22:00 | 0
1988 | 1 | 9 | 23:00 | 0
1988 | 1 | 9 | 24:00 | 0
1988 | 1 | 10 | 01:00 | 0
1988 | 1 | 10 | 02:00 | 0
1988 | 1 | 10 | 03:00 | 0
1988 | 1 | 10 | 04:00 | 0
1988 | 1 | 10 | 05:00 | 0
1988 | 1 | 10 | 06:00 | 0
1988 | 1 | 10 | 07:00 | 0
1988 | 1 | 10 | 08:00 | 137
1988 | 1 | 10 | 09:00 | 1523
1988 | 1 | 10 | 10:00 | 2325
1988 | 1 | 10 | 11:00 | 2815
1988 | 1 | 10 | 12:00 | 3110
1988 | 1 | 10 | 13:00 | 3116
1988 | 1 | 10 | 14:00 | 2807
1988 | 1 | 10 | 15:00 | 2180
1988 | 1 | 10 | 16:00 | 1235
1988 | 1 | 10 | 17:00 | 9
1988 | 1 | 10 | 18:00 | 0
1988 | 1 | 10 | 19:00 | 0
1988 | 1 | 10 | 20:00 | 0
1988 | 1 | 10 | 21:00 | 0
1988 | 1 | 10 | 22:00 | 0
1988 | 1 | 10 | 23:00 | 0
1988 | 1 | 10 | 24:00 | 0
1988 | 1 | 11 | 01:00 | 0
1988 | 1 | 11 | 02:00 | 0
1988 | 1 | 11 | 03:00 | 0
1988 | 1 | 11 | 04:00 | 0
1988 | 1 | 11 | 05:00 | 0
1988 | 1 | 11 | 06:00 | 0
1988 | 1 | 11 | 07:00 | 0
1988 | 1 | 11 | 08:00 | 112
1988 | 1 | 11 | 09:00 | 1405
1988 | 1 | 11 | 10:00 | 2233
1988 | 1 | 11 | 11:00 | 2565
1988 | 1 | 11 | 12:00 | 2728
1988 | 1 | 11 | 13:00 | 2423
1988 | 1 | 11 | 14:00 | 2487
1988 | 1 | 11 | 15:00 | 1563
1988 | 1 | 11 | 16:00 | 795
1988 | 1 | 11 | 17:00 | 1
1988 | 1 | 11 | 18:00 | 0
1988 | 1 | 11 | 19:00 | 0
1988 | 1 | 11 | 20:00 | 0
1988 | 1 | 11 | 21:00 | 0
1988 | 1 | 11 | 22:00 | 0
1988 | 1 | 11 | 23:00 | 0
1988 | 1 | 11 | 24:00 | 0
1988 | 1 | 12 | 01:00 | 0
1988 | 1 | 12 | 02:00 | 0
1988 | 1 | 12 | 03:00 | 0
1988 | 1 | 12 | 04:00 | 0
1988 | 1 | 12 | 05:00 | 0
1988 | 1 | 12 | 06:00 | 0
1988 | 1 | 12 | 07:00 | 0
1988 | 1 | 12 | 08:00 | 122
1988 | 1 | 12 | 09:00 | 1215
1988 | 1 | 12 | 10:00 | 2099
1988 | 1 | 12 | 11:00 | 2507
1988 | 1 | 12 | 12:00 | 2286
1988 | 1 | 12 | 13:00 | 1445
1988 | 1 | 12 | 14:00 | 1160
1988 | 1 | 12 | 15:00 | 604
1988 | 1 | 12 | 16:00 | 284
1988 | 1 | 12 | 17:00 | 0
1988 | 1 | 12 | 18:00 | 0
1988 | 1 | 12 | 19:00 | 0
1988 | 1 | 12 | 20:00 | 0
1988 | 1 | 12 | 21:00 | 0
1988 | 1 | 12 | 22:00 | 0
1988 | 1 | 12 | 23:00 | 0
1988 | 1 | 12 | 24:00 | 0
1988 | 1 | 13 | 01:00 | 0
1988 | 1 | 13 | 02:00 | 0
1988 | 1 | 13 | 03:00 | 0
1988 | 1 | 13 | 04:00 | 0
1988 | 1 | 13 | 05:00 | 0
1988 | 1 | 13 | 06:00 | 0
1988 | 1 | 13 | 07:00 | 0
1988 | 1 | 13 | 08:00 | 0
1988 | 1 | 13 | 09:00 | 51
1988 | 1 | 13 | 10:00 | 254
1988 | 1 | 13 | 11:00 | 1044
1988 | 1 | 13 | 12:00 | 611
1988 | 1 | 13 | 13:00 | 1578
1988 | 1 | 13 | 14:00 | 1720
1988 | 1 | 13 | 15:00 | 1705
1988 | 1 | 13 | 16:00 | 726
1988 | 1 | 13 | 17:00 | 1
1988 | 1 | 13 | 18:00 | 0
1988 | 1 | 13 | 19:00 | 0
1988 | 1 | 13 | 20:00 | 0
1988 | 1 | 13 | 21:00 | 0
1988 | 1 | 13 | 22:00 | 0
1988 | 1 | 13 | 23:00 | 0
1988 | 1 | 13 | 24:00 | 0
1988 | 1 | 14 | 01:00 | 0
1988 | 1 | 14 | 02:00 | 0
1988 | 1 | 14 | 03:00 | 0
1988 | 1 | 14 | 04:00 | 0
1988 | 1 | 14 | 05:00 | 0
1988 | 1 | 14 | 06:00 | 0
1988 | 1 | 14 | 07:00 | 0
1988 | 1 | 14 | 08:00 | 378
1988 | 1 | 14 | 09:00 | 1676
1988 | 1 | 14 | 10:00 | 2627
1988 | 1 | 14 | 11:00 | 3208
1988 | 1 | 14 | 12:00 | 3475
1988 | 1 | 14 | 13:00 | 3422
1988 | 1 | 14 | 14:00 | 3023
1988 | 1 | 14 | 15:00 | 2419
1988 | 1 | 14 | 16:00 | 1417
1988 | 1 | 14 | 17:00 | 62
1988 | 1 | 14 | 18:00 | 0
1988 | 1 | 14 | 19:00 | 0
1988 | 1 | 14 | 20:00 | 0
1988 | 1 | 14 | 21:00 | 0
1988 | 1 | 14 | 22:00 | 0
1988 | 1 | 14 | 23:00 | 0
1988 | 1 | 14 | 24:00 | 0
1988 | 1 | 15 | 01:00 | 0
1988 | 1 | 15 | 02:00 | 0
1988 | 1 | 15 | 03:00 | 0
1988 | 1 | 15 | 04:00 | 0
1988 | 1 | 15 | 05:00 | 0
1988 | 1 | 15 | 06:00 | 0
1988 | 1 | 15 | 07:00 | 0
1988 | 1 | 15 | 08:00 | 4
1988 | 1 | 15 | 09:00 | 613
1988 | 1 | 15 | 10:00 | 1821
1988 | 1 | 15 | 11:00 | 1983
1988 | 1 | 15 | 12:00 | 2228
1988 | 1 | 15 | 13:00 | 2542
1988 | 1 | 15 | 14:00 | 2695
1988 | 1 | 15 | 15:00 | 1600
1988 | 1 | 15 | 16:00 | 920
1988 | 1 | 15 | 17:00 | 20
1988 | 1 | 15 | 18:00 | 0
1988 | 1 | 15 | 19:00 | 0
1988 | 1 | 15 | 20:00 | 0
1988 | 1 | 15 | 21:00 | 0
1988 | 1 | 15 | 22:00 | 0
1988 | 1 | 15 | 23:00 | 0
1988 | 1 | 15 | 24:00 | 0
1988 | 1 | 16 | 01:00 | 0
1988 | 1 | 16 | 02:00 | 0
1988 | 1 | 16 | 03:00 | 0
1988 | 1 | 16 | 04:00 | 0
1988 | 1 | 16 | 05:00 | 0
1988 | 1 | 16 | 06:00 | 0
1988 | 1 | 16 | 07:00 | 0
1988 | 1 | 16 | 08:00 | 15
1988 | 1 | 16 | 09:00 | 1142
1988 | 1 | 16 | 10:00 | 2074
1988 | 1 | 16 | 11:00 | 2487
1988 | 1 | 16 | 12:00 | 2839
1988 | 1 | 16 | 13:00 | 2577
1988 | 1 | 16 | 14:00 | 2560
1988 | 1 | 16 | 15:00 | 1966
1988 | 1 | 16 | 16:00 | 1149
1988 | 1 | 16 | 17:00 | 13
1988 | 1 | 16 | 18:00 | 0
1988 | 1 | 16 | 19:00 | 0
1988 | 1 | 16 | 20:00 | 0
1988 | 1 | 16 | 21:00 | 0
1988 | 1 | 16 | 22:00 | 0
1988 | 1 | 16 | 23:00 | 0
1988 | 1 | 16 | 24:00 | 0
1988 | 1 | 17 | 01:00 | 0
1988 | 1 | 17 | 02:00 | 0
1988 | 1 | 17 | 03:00 | 0
1988 | 1 | 17 | 04:00 | 0
1988 | 1 | 17 | 05:00 | 0
1988 | 1 | 17 | 06:00 | 0
1988 | 1 | 17 | 07:00 | 0
1988 | 1 | 17 | 08:00 | 2
1988 | 1 | 17 | 09:00 | 685
1988 | 1 | 17 | 10:00 | 578
1988 | 1 | 17 | 11:00 | 1941
1988 | 1 | 17 | 12:00 | 1244
1988 | 1 | 17 | 13:00 | 1113
1988 | 1 | 17 | 14:00 | 1037
1988 | 1 | 17 | 15:00 | 398
1988 | 1 | 17 | 16:00 | 10
1988 | 1 | 17 | 17:00 | 0
1988 | 1 | 17 | 18:00 | 0
1988 | 1 | 17 | 19:00 | 0
1988 | 1 | 17 | 20:00 | 0
1988 | 1 | 17 | 21:00 | 0
1988 | 1 | 17 | 22:00 | 0
1988 | 1 | 17 | 23:00 | 0
1988 | 1 | 17 | 24:00 | 0
1988 | 1 | 18 | 01:00 | 0
1988 | 1 | 18 | 02:00 | 0
1988 | 1 | 18 | 03:00 | 0
1988 | 1 | 18 | 04:00 | 0
1988 | 1 | 18 | 05:00 | 0
1988 | 1 | 18 | 06:00 | 0
1988 | 1 | 18 | 07:00 | 0
1988 | 1 | 18 | 08:00 | 0
1988 | 1 | 18 | 09:00 | 9
1988 | 1 | 18 | 10:00 | 167
1988 | 1 | 18 | 11:00 | 427
1988 | 1 | 18 | 12:00 | 473
1988 | 1 | 18 | 13:00 | 483
1988 | 1 | 18 | 14:00 | 405
1988 | 1 | 18 | 15:00 | 632
1988 | 1 | 18 | 16:00 | 6
1988 | 1 | 18 | 17:00 | 0
1988 | 1 | 18 | 18:00 | 0
1988 | 1 | 18 | 19:00 | 0
1988 | 1 | 18 | 20:00 | 0
1988 | 1 | 18 | 21:00 | 0
1988 | 1 | 18 | 22:00 | 0
1988 | 1 | 18 | 23:00 | 0
1988 | 1 | 18 | 24:00 | 0
1988 | 1 | 19 | 01:00 | 0
1988 | 1 | 19 | 02:00 | 0
1988 | 1 | 19 | 03:00 | 0
1988 | 1 | 19 | 04:00 | 0
1988 | 1 | 19 | 05:00 | 0
1988 | 1 | 19 | 06:00 | 0
1988 | 1 | 19 | 07:00 | 0
1988 | 1 | 19 | 08:00 | 0
1988 | 1 | 19 | 09:00 | 4
1988 | 1 | 19 | 10:00 | 546
1988 | 1 | 19 | 11:00 | 1714
1988 | 1 | 19 | 12:00 | 1424
1988 | 1 | 19 | 13:00 | 2609
1988 | 1 | 19 | 14:00 | 2510
1988 | 1 | 19 | 15:00 | 2015
1988 | 1 | 19 | 16:00 | 937
1988 | 1 | 19 | 17:00 | 24
1988 | 1 | 19 | 18:00 | 0
1988 | 1 | 19 | 19:00 | 0
1988 | 1 | 19 | 20:00 | 0
1988 | 1 | 19 | 21:00 | 0
1988 | 1 | 19 | 22:00 | 0
1988 | 1 | 19 | 23:00 | 0
1988 | 1 | 19 | 24:00 | 0
1988 | 1 | 20 | 01:00 | 0
1988 | 1 | 20 | 02:00 | 0
1988 | 1 | 20 | 03:00 | 0
1988 | 1 | 20 | 04:00 | 0
1988 | 1 | 20 | 05:00 | 0
1988 | 1 | 20 | 06:00 | 0
1988 | 1 | 20 | 07:00 | 0
1988 | 1 | 20 | 08:00 | 0
1988 | 1 | 20 | 09:00 | 40
1988 | 1 | 20 | 10:00 | 561
1988 | 1 | 20 | 11:00 | 756
1988 | 1 | 20 | 12:00 | 470
1988 | 1 | 20 | 13:00 | 432
1988 | 1 | 20 | 14:00 | 384
1988 | 1 | 20 | 15:00 | 231
1988 | 1 | 20 | 16:00 | 22
1988 | 1 | 20 | 17:00 | 0
1988 | 1 | 20 | 18:00 | 0
1988 | 1 | 20 | 19:00 | 0
1988 | 1 | 20 | 20:00 | 0
1988 | 1 | 20 | 21:00 | 0
1988 | 1 | 20 | 22:00 | 0
1988 | 1 | 20 | 23:00 | 0
1988 | 1 | 20 | 24:00 | 0
1988 | 1 | 21 | 01:00 | 0
1988 | 1 | 21 | 02:00 | 0
1988 | 1 | 21 | 03:00 | 0
1988 | 1 | 21 | 04:00 | 0
1988 | 1 | 21 | 05:00 | 0
1988 | 1 | 21 | 06:00 | 0
1988 | 1 | 21 | 07:00 | 0
1988 | 1 | 21 | 08:00 | 4
1988 | 1 | 21 | 09:00 | 13
1988 | 1 | 21 | 10:00 | 611
1988 | 1 | 21 | 11:00 | 614
1988 | 1 | 21 | 12:00 | 769
1988 | 1 | 21 | 13:00 | 645
1988 | 1 | 21 | 14:00 | 600
1988 | 1 | 21 | 15:00 | 1467
1988 | 1 | 21 | 16:00 | 948
1988 | 1 | 21 | 17:00 | 3
1988 | 1 | 21 | 18:00 | 0
1988 | 1 | 21 | 19:00 | 0
1988 | 1 | 21 | 20:00 | 0
1988 | 1 | 21 | 21:00 | 0
1988 | 1 | 21 | 22:00 | 0
1988 | 1 | 21 | 23:00 | 0
1988 | 1 | 21 | 24:00 | 0
1988 | 1 | 22 | 01:00 | 0
1988 | 1 | 22 | 02:00 | 0
1988 | 1 | 22 | 03:00 | 0
1988 | 1 | 22 | 04:00 | 0
1988 | 1 | 22 | 05:00 | 0
1988 | 1 | 22 | 06:00 | 0
1988 | 1 | 22 | 07:00 | 0
1988 | 1 | 22 | 08:00 | 405
1988 | 1 | 22 | 09:00 | 1526
1988 | 1 | 22 | 10:00 | 2351
1988 | 1 | 22 | 11:00 | 2862
1988 | 1 | 22 | 12:00 | 3066
1988 | 1 | 22 | 13:00 | 2999
1988 | 1 | 22 | 14:00 | 2740
1988 | 1 | 22 | 15:00 | 1417
1988 | 1 | 22 | 16:00 | 753
1988 | 1 | 22 | 17:00 | 79
1988 | 1 | 22 | 18:00 | 0
1988 | 1 | 22 | 19:00 | 0
1988 | 1 | 22 | 20:00 | 0
1988 | 1 | 22 | 21:00 | 0
1988 | 1 | 22 | 22:00 | 0
1988 | 1 | 22 | 23:00 | 0
1988 | 1 | 22 | 24:00 | 0
1988 | 1 | 23 | 01:00 | 0
1988 | 1 | 23 | 02:00 | 0
1988 | 1 | 23 | 03:00 | 0
1988 | 1 | 23 | 04:00 | 0
1988 | 1 | 23 | 05:00 | 0
1988 | 1 | 23 | 06:00 | 0
1988 | 1 | 23 | 07:00 | 0
1988 | 1 | 23 | 08:00 | 0
1988 | 1 | 23 | 09:00 | 5
1988 | 1 | 23 | 10:00 | 401
1988 | 1 | 23 | 11:00 | 2647
1988 | 1 | 23 | 12:00 | 3038
1988 | 1 | 23 | 13:00 | 2312
1988 | 1 | 23 | 14:00 | 2169
1988 | 1 | 23 | 15:00 | 1434
1988 | 1 | 23 | 16:00 | 475
1988 | 1 | 23 | 17:00 | 3
1988 | 1 | 23 | 18:00 | 0
1988 | 1 | 23 | 19:00 | 0
1988 | 1 | 23 | 20:00 | 0
1988 | 1 | 23 | 21:00 | 0
1988 | 1 | 23 | 22:00 | 0
1988 | 1 | 23 | 23:00 | 0
1988 | 1 | 23 | 24:00 | 0
1988 | 1 | 24 | 01:00 | 0
1988 | 1 | 24 | 02:00 | 0
1988 | 1 | 24 | 03:00 | 0
1988 | 1 | 24 | 04:00 | 0
1988 | 1 | 24 | 05:00 | 0
1988 | 1 | 24 | 06:00 | 0
1988 | 1 | 24 | 07:00 | 0
1988 | 1 | 24 | 08:00 | 21
1988 | 1 | 24 | 09:00 | 891
1988 | 1 | 24 | 10:00 | 930
1988 | 1 | 24 | 11:00 | 420
1988 | 1 | 24 | 12:00 | 538
1988 | 1 | 24 | 13:00 | 617
1988 | 1 | 24 | 14:00 | 1116
1988 | 1 | 24 | 15:00 | 613
1988 | 1 | 24 | 16:00 | 46
1988 | 1 | 24 | 17:00 | 0
1988 | 1 | 24 | 18:00 | 0
1988 | 1 | 24 | 19:00 | 0
1988 | 1 | 24 | 20:00 | 0
1988 | 1 | 24 | 21:00 | 0
1988 | 1 | 24 | 22:00 | 0
1988 | 1 | 24 | 23:00 | 0
1988 | 1 | 24 | 24:00 | 0
1988 | 1 | 25 | 01:00 | 0
1988 | 1 | 25 | 02:00 | 0
1988 | 1 | 25 | 03:00 | 0
1988 | 1 | 25 | 04:00 | 0
1988 | 1 | 25 | 05:00 | 0
1988 | 1 | 25 | 06:00 | 0
1988 | 1 | 25 | 07:00 | 0
1988 | 1 | 25 | 08:00 | 0
1988 | 1 | 25 | 09:00 | 95
1988 | 1 | 25 | 10:00 | 390
1988 | 1 | 25 | 11:00 | 603
1988 | 1 | 25 | 12:00 | 784
1988 | 1 | 25 | 13:00 | 755
1988 | 1 | 25 | 14:00 | 839
1988 | 1 | 25 | 15:00 | 634
1988 | 1 | 25 | 16:00 | 118
1988 | 1 | 25 | 17:00 | 0
1988 | 1 | 25 | 18:00 | 0
1988 | 1 | 25 | 19:00 | 0
1988 | 1 | 25 | 20:00 | 0
1988 | 1 | 25 | 21:00 | 0
1988 | 1 | 25 | 22:00 | 0
1988 | 1 | 25 | 23:00 | 0
1988 | 1 | 25 | 24:00 | 0
1988 | 1 | 26 | 01:00 | 0
1988 | 1 | 26 | 02:00 | 0
1988 | 1 | 26 | 03:00 | 0
1988 | 1 | 26 | 04:00 | 0
1988 | 1 | 26 | 05:00 | 0
1988 | 1 | 26 | 06:00 | 0
1988 | 1 | 26 | 07:00 | 0
1988 | 1 | 26 | 08:00 | 1
1988 | 1 | 26 | 09:00 | 391
1988 | 1 | 26 | 10:00 | 699
1988 | 1 | 26 | 11:00 | 1529
1988 | 1 | 26 | 12:00 | 1025
1988 | 1 | 26 | 13:00 | 1391
1988 | 1 | 26 | 14:00 | 2390
1988 | 1 | 26 | 15:00 | 2032
1988 | 1 | 26 | 16:00 | 813
1988 | 1 | 26 | 17:00 | 9
1988 | 1 | 26 | 18:00 | 0
1988 | 1 | 26 | 19:00 | 0
1988 | 1 | 26 | 20:00 | 0
1988 | 1 | 26 | 21:00 | 0
1988 | 1 | 26 | 22:00 | 0
1988 | 1 | 26 | 23:00 | 0
1988 | 1 | 26 | 24:00 | 0
1988 | 1 | 27 | 01:00 | 0
1988 | 1 | 27 | 02:00 | 0
1988 | 1 | 27 | 03:00 | 0
1988 | 1 | 27 | 04:00 | 0
1988 | 1 | 27 | 05:00 | 0
1988 | 1 | 27 | 06:00 | 0
1988 | 1 | 27 | 07:00 | 0
1988 | 1 | 27 | 08:00 | 427
1988 | 1 | 27 | 09:00 | 1575
1988 | 1 | 27 | 10:00 | 2471
1988 | 1 | 27 | 11:00 | 3005
1988 | 1 | 27 | 12:00 | 3339
1988 | 1 | 27 | 13:00 | 3313
1988 | 1 | 27 | 14:00 | 3003
1988 | 1 | 27 | 15:00 | 2433
1988 | 1 | 27 | 16:00 | 1500
1988 | 1 | 27 | 17:00 | 319
1988 | 1 | 27 | 18:00 | 0
1988 | 1 | 27 | 19:00 | 0
1988 | 1 | 27 | 20:00 | 0
1988 | 1 | 27 | 21:00 | 0
1988 | 1 | 27 | 22:00 | 0
1988 | 1 | 27 | 23:00 | 0
1988 | 1 | 27 | 24:00 | 0
1988 | 1 | 28 | 01:00 | 0
1988 | 1 | 28 | 02:00 | 0
1988 | 1 | 28 | 03:00 | 0
1988 | 1 | 28 | 04:00 | 0
1988 | 1 | 28 | 05:00 | 0
1988 | 1 | 28 | 06:00 | 0
1988 | 1 | 28 | 07:00 | 0
1988 | 1 | 28 | 08:00 | 147
1988 | 1 | 28 | 09:00 | 824
1988 | 1 | 28 | 10:00 | 1980
1988 | 1 | 28 | 11:00 | 2324
1988 | 1 | 28 | 12:00 | 2990
1988 | 1 | 28 | 13:00 | 2907
1988 | 1 | 28 | 14:00 | 2451
1988 | 1 | 28 | 15:00 | 1056
1988 | 1 | 28 | 16:00 | 522
1988 | 1 | 28 | 17:00 | 50
1988 | 1 | 28 | 18:00 | 0
1988 | 1 | 28 | 19:00 | 0
1988 | 1 | 28 | 20:00 | 0
1988 | 1 | 28 | 21:00 | 0
1988 | 1 | 28 | 22:00 | 0
1988 | 1 | 28 | 23:00 | 0
1988 | 1 | 28 | 24:00 | 0
1988 | 1 | 29 | 01:00 | 0
1988 | 1 | 29 | 02:00 | 0
1988 | 1 | 29 | 03:00 | 0
1988 | 1 | 29 | 04:00 | 0
1988 | 1 | 29 | 05:00 | 0
1988 | 1 | 29 | 06:00 | 0
1988 | 1 | 29 | 07:00 | 0
1988 | 1 | 29 | 08:00 | 490
1988 | 1 | 29 | 09:00 | 1631
1988 | 1 | 29 | 10:00 | 2354
1988 | 1 | 29 | 11:00 | 2961
1988 | 1 | 29 | 12:00 | 2958
1988 | 1 | 29 | 13:00 | 2943
1988 | 1 | 29 | 14:00 | 2695
1988 | 1 | 29 | 15:00 | 2352
1988 | 1 | 29 | 16:00 | 1509
1988 | 1 | 29 | 17:00 | 265
1988 | 1 | 29 | 18:00 | 0
1988 | 1 | 29 | 19:00 | 0
1988 | 1 | 29 | 20:00 | 0
1988 | 1 | 29 | 21:00 | 0
1988 | 1 | 29 | 22:00 | 0
1988 | 1 | 29 | 23:00 | 0
1988 | 1 | 29 | 24:00 | 0
1988 | 1 | 30 | 01:00 | 0
1988 | 1 | 30 | 02:00 | 0
1988 | 1 | 30 | 03:00 | 0
1988 | 1 | 30 | 04:00 | 0
1988 | 1 | 30 | 05:00 | 0
1988 | 1 | 30 | 06:00 | 0
1988 | 1 | 30 | 07:00 | 0
1988 | 1 | 30 | 08:00 | 1
1988 | 1 | 30 | 09:00 | 135
1988 | 1 | 30 | 10:00 | 1084
1988 | 1 | 30 | 11:00 | 1706
1988 | 1 | 30 | 12:00 | 1269
1988 | 1 | 30 | 13:00 | 1425
1988 | 1 | 30 | 14:00 | 1986
1988 | 1 | 30 | 15:00 | 1654
1988 | 1 | 30 | 16:00 | 814
1988 | 1 | 30 | 17:00 | 29
1988 | 1 | 30 | 18:00 | 0
1988 | 1 | 30 | 19:00 | 0
1988 | 1 | 30 | 20:00 | 0
1988 | 1 | 30 | 21:00 | 0
1988 | 1 | 30 | 22:00 | 0
1988 | 1 | 30 | 23:00 | 0
1988 | 1 | 30 | 24:00 | 0
1988 | 1 | 31 | 01:00 | 0
1988 | 1 | 31 | 02:00 | 0
1988 | 1 | 31 | 03:00 | 0
1988 | 1 | 31 | 04:00 | 0
1988 | 1 | 31 | 05:00 | 0
1988 | 1 | 31 | 06:00 | 0
1988 | 1 | 31 | 07:00 | 0
1988 | 1 | 31 | 08:00 | 10
1988 | 1 | 31 | 09:00 | 575
1988 | 1 | 31 | 10:00 | 1308
1988 | 1 | 31 | 11:00 | 1198
1988 | 1 | 31 | 12:00 | 2615
1988 | 1 | 31 | 13:00 | 1204
1988 | 1 | 31 | 14:00 | 1126
1988 | 1 | 31 | 15:00 | 1328
1988 | 1 | 31 | 16:00 | 396
1988 | 1 | 31 | 17:00 | 0
1988 | 1 | 31 | 18:00 | 0
1988 | 1 | 31 | 19:00 | 0
1988 | 1 | 31 | 20:00 | 0
1988 | 1 | 31 | 21:00 | 0
1988 | 1 | 31 | 22:00 | 0
1988 | 1 | 31 | 23:00 | 0
1988 | 1 | 31 | 24:00 | 0
1965 | 2 | 1 | 01:00 | 0
1965 | 2 | 1 | 02:00 | 0
1965 | 2 | 1 | 03:00 | 0
1965 | 2 | 1 | 04:00 | 0
1965 | 2 | 1 | 05:00 | 0
1965 | 2 | 1 | 06:00 | 0
1965 | 2 | 1 | 07:00 | 0
1965 | 2 | 1 | 08:00 | 68
1965 | 2 | 1 | 09:00 | 1179
1965 | 2 | 1 | 10:00 | 1754
1965 | 2 | 1 | 11:00 | 1952
1965 | 2 | 1 | 12:00 | 1803
1965 | 2 | 1 | 13:00 | 913
1965 | 2 | 1 | 14:00 | 538
1965 | 2 | 1 | 15:00 | 265
1965 | 2 | 1 | 16:00 | 182
1965 | 2 | 1 | 17:00 | 0
1965 | 2 | 1 | 18:00 | 0
1965 | 2 | 1 | 19:00 | 0
1965 | 2 | 1 | 20:00 | 0
1965 | 2 | 1 | 21:00 | 0
1965 | 2 | 1 | 22:00 | 0
1965 | 2 | 1 | 23:00 | 0
1965 | 2 | 1 | 24:00 | 0
1965 | 2 | 2 | 01:00 | 0
1965 | 2 | 2 | 02:00 | 0
1965 | 2 | 2 | 03:00 | 0
1965 | 2 | 2 | 04:00 | 0
1965 | 2 | 2 | 05:00 | 0
1965 | 2 | 2 | 06:00 | 0
1965 | 2 | 2 | 07:00 | 0
1965 | 2 | 2 | 08:00 | 52
1965 | 2 | 2 | 09:00 | 1397
1965 | 2 | 2 | 10:00 | 2303
1965 | 2 | 2 | 11:00 | 2596
1965 | 2 | 2 | 12:00 | 1767
1965 | 2 | 2 | 13:00 | 2037
1965 | 2 | 2 | 14:00 | 1395
1965 | 2 | 2 | 15:00 | 1290
1965 | 2 | 2 | 16:00 | 1138
1965 | 2 | 2 | 17:00 | 271
1965 | 2 | 2 | 18:00 | 0
1965 | 2 | 2 | 19:00 | 0
1965 | 2 | 2 | 20:00 | 0
1965 | 2 | 2 | 21:00 | 0
1965 | 2 | 2 | 22:00 | 0
1965 | 2 | 2 | 23:00 | 0
1965 | 2 | 2 | 24:00 | 0
1965 | 2 | 3 | 01:00 | 0
1965 | 2 | 3 | 02:00 | 0
1965 | 2 | 3 | 03:00 | 0
1965 | 2 | 3 | 04:00 | 0
1965 | 2 | 3 | 05:00 | 0
1965 | 2 | 3 | 06:00 | 0
1965 | 2 | 3 | 07:00 | 0
1965 | 2 | 3 | 08:00 | 214
1965 | 2 | 3 | 09:00 | 1415
1965 | 2 | 3 | 10:00 | 2297
1965 | 2 | 3 | 11:00 | 2754
1965 | 2 | 3 | 12:00 | 2395
1965 | 2 | 3 | 13:00 | 2970
1965 | 2 | 3 | 14:00 | 2357
1965 | 2 | 3 | 15:00 | 2059
1965 | 2 | 3 | 16:00 | 1014
1965 | 2 | 3 | 17:00 | 90
1965 | 2 | 3 | 18:00 | 0
1965 | 2 | 3 | 19:00 | 0
1965 | 2 | 3 | 20:00 | 0
1965 | 2 | 3 | 21:00 | 0
1965 | 2 | 3 | 22:00 | 0
1965 | 2 | 3 | 23:00 | 0
1965 | 2 | 3 | 24:00 | 0
1965 | 2 | 4 | 01:00 | 0
1965 | 2 | 4 | 02:00 | 0
1965 | 2 | 4 | 03:00 | 0
1965 | 2 | 4 | 04:00 | 0
1965 | 2 | 4 | 05:00 | 0
1965 | 2 | 4 | 06:00 | 0
1965 | 2 | 4 | 07:00 | 0
1965 | 2 | 4 | 08:00 | 383
1965 | 2 | 4 | 09:00 | 1523
1965 | 2 | 4 | 10:00 | 2405
1965 | 2 | 4 | 11:00 | 2961
1965 | 2 | 4 | 12:00 | 3045
1965 | 2 | 4 | 13:00 | 2873
1965 | 2 | 4 | 14:00 | 2629
1965 | 2 | 4 | 15:00 | 2242
1965 | 2 | 4 | 16:00 | 1440
1965 | 2 | 4 | 17:00 | 290
1965 | 2 | 4 | 18:00 | 0
1965 | 2 | 4 | 19:00 | 0
1965 | 2 | 4 | 20:00 | 0
1965 | 2 | 4 | 21:00 | 0
1965 | 2 | 4 | 22:00 | 0
1965 | 2 | 4 | 23:00 | 0
1965 | 2 | 4 | 24:00 | 0
1965 | 2 | 5 | 01:00 | 0
1965 | 2 | 5 | 02:00 | 0
1965 | 2 | 5 | 03:00 | 0
1965 | 2 | 5 | 04:00 | 0
1965 | 2 | 5 | 05:00 | 0
1965 | 2 | 5 | 06:00 | 0
1965 | 2 | 5 | 07:00 | 0
1965 | 2 | 5 | 08:00 | 574
1965 | 2 | 5 | 09:00 | 1697
1965 | 2 | 5 | 10:00 | 2527
1965 | 2 | 5 | 11:00 | 2734
1965 | 2 | 5 | 12:00 | 2879
1965 | 2 | 5 | 13:00 | 2724
1965 | 2 | 5 | 14:00 | 2000
1965 | 2 | 5 | 15:00 | 1199
1965 | 2 | 5 | 16:00 | 339
1965 | 2 | 5 | 17:00 | 1
1965 | 2 | 5 | 18:00 | 0
1965 | 2 | 5 | 19:00 | 0
1965 | 2 | 5 | 20:00 | 0
1965 | 2 | 5 | 21:00 | 0
1965 | 2 | 5 | 22:00 | 0
1965 | 2 | 5 | 23:00 | 0
1965 | 2 | 5 | 24:00 | 0
1965 | 2 | 6 | 01:00 | 0
1965 | 2 | 6 | 02:00 | 0
1965 | 2 | 6 | 03:00 | 0
1965 | 2 | 6 | 04:00 | 0
1965 | 2 | 6 | 05:00 | 0
1965 | 2 | 6 | 06:00 | 0
1965 | 2 | 6 | 07:00 | 0
1965 | 2 | 6 | 08:00 | 1
1965 | 2 | 6 | 09:00 | 477
1965 | 2 | 6 | 10:00 | 757
1965 | 2 | 6 | 11:00 | 1687
1965 | 2 | 6 | 12:00 | 2789
1965 | 2 | 6 | 13:00 | 2904
1965 | 2 | 6 | 14:00 | 2583
1965 | 2 | 6 | 15:00 | 1148
1965 | 2 | 6 | 16:00 | 138
1965 | 2 | 6 | 17:00 | 0
1965 | 2 | 6 | 18:00 | 0
1965 | 2 | 6 | 19:00 | 0
1965 | 2 | 6 | 20:00 | 0
1965 | 2 | 6 | 21:00 | 0
1965 | 2 | 6 | 22:00 | 0
1965 | 2 | 6 | 23:00 | 0
1965 | 2 | 6 | 24:00 | 0
1965 | 2 | 7 | 01:00 | 0
1965 | 2 | 7 | 02:00 | 0
1965 | 2 | 7 | 03:00 | 0
1965 | 2 | 7 | 04:00 | 0
1965 | 2 | 7 | 05:00 | 0
1965 | 2 | 7 | 06:00 | 0
1965 | 2 | 7 | 07:00 | 0
1965 | 2 | 7 | 08:00 | 3
1965 | 2 | 7 | 09:00 | 93
1965 | 2 | 7 | 10:00 | 782
1965 | 2 | 7 | 11:00 | 885
1965 | 2 | 7 | 12:00 | 1244
1965 | 2 | 7 | 13:00 | 942
1965 | 2 | 7 | 14:00 | 893
1965 | 2 | 7 | 15:00 | 726
1965 | 2 | 7 | 16:00 | 487
1965 | 2 | 7 | 17:00 | 5
1965 | 2 | 7 | 18:00 | 0
1965 | 2 | 7 | 19:00 | 0
1965 | 2 | 7 | 20:00 | 0
1965 | 2 | 7 | 21:00 | 0
1965 | 2 | 7 | 22:00 | 0
1965 | 2 | 7 | 23:00 | 0
1965 | 2 | 7 | 24:00 | 0
1965 | 2 | 8 | 01:00 | 0
1965 | 2 | 8 | 02:00 | 0
1965 | 2 | 8 | 03:00 | 0
1965 | 2 | 8 | 04:00 | 0
1965 | 2 | 8 | 05:00 | 0
1965 | 2 | 8 | 06:00 | 0
1965 | 2 | 8 | 07:00 | 0
1965 | 2 | 8 | 08:00 | 5
1965 | 2 | 8 | 09:00 | 400
1965 | 2 | 8 | 10:00 | 294
1965 | 2 | 8 | 11:00 | 795
1965 | 2 | 8 | 12:00 | 1018
1965 | 2 | 8 | 13:00 | 853
1965 | 2 | 8 | 14:00 | 960
1965 | 2 | 8 | 15:00 | 1314
1965 | 2 | 8 | 16:00 | 1086
1965 | 2 | 8 | 17:00 | 10
1965 | 2 | 8 | 18:00 | 0
1965 | 2 | 8 | 19:00 | 0
1965 | 2 | 8 | 20:00 | 0
1965 | 2 | 8 | 21:00 | 0
1965 | 2 | 8 | 22:00 | 0
1965 | 2 | 8 | 23:00 | 0
1965 | 2 | 8 | 24:00 | 0
1965 | 2 | 9 | 01:00 | 0
1965 | 2 | 9 | 02:00 | 0
1965 | 2 | 9 | 03:00 | 0
1965 | 2 | 9 | 04:00 | 0
1965 | 2 | 9 | 05:00 | 0
1965 | 2 | 9 | 06:00 | 0
1965 | 2 | 9 | 07:00 | 0
1965 | 2 | 9 | 08:00 | 34
1965 | 2 | 9 | 09:00 | 1083
1965 | 2 | 9 | 10:00 | 1928
1965 | 2 | 9 | 11:00 | 2471
1965 | 2 | 9 | 12:00 | 2765
1965 | 2 | 9 | 13:00 | 2727
1965 | 2 | 9 | 14:00 | 2431
1965 | 2 | 9 | 15:00 | 1865
1965 | 2 | 9 | 16:00 | 1046
1965 | 2 | 9 | 17:00 | 35
1965 | 2 | 9 | 18:00 | 0
1965 | 2 | 9 | 19:00 | 0
1965 | 2 | 9 | 20:00 | 0
1965 | 2 | 9 | 21:00 | 0
1965 | 2 | 9 | 22:00 | 0
1965 | 2 | 9 | 23:00 | 0
1965 | 2 | 9 | 24:00 | 0
1965 | 2 | 10 | 01:00 | 0
1965 | 2 | 10 | 02:00 | 0
1965 | 2 | 10 | 03:00 | 0
1965 | 2 | 10 | 04:00 | 0
1965 | 2 | 10 | 05:00 | 0
1965 | 2 | 10 | 06:00 | 0
1965 | 2 | 10 | 07:00 | 0
1965 | 2 | 10 | 08:00 | 0
1965 | 2 | 10 | 09:00 | 68
1965 | 2 | 10 | 10:00 | 486
1965 | 2 | 10 | 11:00 | 524
1965 | 2 | 10 | 12:00 | 673
1965 | 2 | 10 | 13:00 | 364
1965 | 2 | 10 | 14:00 | 589
1965 | 2 | 10 | 15:00 | 523
1965 | 2 | 10 | 16:00 | 12
1965 | 2 | 10 | 17:00 | 1
1965 | 2 | 10 | 18:00 | 0
1965 | 2 | 10 | 19:00 | 0
1965 | 2 | 10 | 20:00 | 0
1965 | 2 | 10 | 21:00 | 0
1965 | 2 | 10 | 22:00 | 0
1965 | 2 | 10 | 23:00 | 0
1965 | 2 | 10 | 24:00 | 0
1965 | 2 | 11 | 01:00 | 0
1965 | 2 | 11 | 02:00 | 0
1965 | 2 | 11 | 03:00 | 0
1965 | 2 | 11 | 04:00 | 0
1965 | 2 | 11 | 05:00 | 0
1965 | 2 | 11 | 06:00 | 0
1965 | 2 | 11 | 07:00 | 0
1965 | 2 | 11 | 08:00 | 25
1965 | 2 | 11 | 09:00 | 912
1965 | 2 | 11 | 10:00 | 2149
1965 | 2 | 11 | 11:00 | 1658
1965 | 2 | 11 | 12:00 | 2638
1965 | 2 | 11 | 13:00 | 2832
1965 | 2 | 11 | 14:00 | 2514
1965 | 2 | 11 | 15:00 | 1978
1965 | 2 | 11 | 16:00 | 968
1965 | 2 | 11 | 17:00 | 176
1965 | 2 | 11 | 18:00 | 0
1965 | 2 | 11 | 19:00 | 0
1965 | 2 | 11 | 20:00 | 0
1965 | 2 | 11 | 21:00 | 0
1965 | 2 | 11 | 22:00 | 0
1965 | 2 | 11 | 23:00 | 0
1965 | 2 | 11 | 24:00 | 0
1965 | 2 | 12 | 01:00 | 0
1965 | 2 | 12 | 02:00 | 0
1965 | 2 | 12 | 03:00 | 0
1965 | 2 | 12 | 04:00 | 0
1965 | 2 | 12 | 05:00 | 0
1965 | 2 | 12 | 06:00 | 0
1965 | 2 | 12 | 07:00 | 0
1965 | 2 | 12 | 08:00 | 1
1965 | 2 | 12 | 09:00 | 104
1965 | 2 | 12 | 10:00 | 123
1965 | 2 | 12 | 11:00 | 692
1965 | 2 | 12 | 12:00 | 959
1965 | 2 | 12 | 13:00 | 429
1965 | 2 | 12 | 14:00 | 956
1965 | 2 | 12 | 15:00 | 728
1965 | 2 | 12 | 16:00 | 46
1965 | 2 | 12 | 17:00 | 11
1965 | 2 | 12 | 18:00 | 0
1965 | 2 | 12 | 19:00 | 0
1965 | 2 | 12 | 20:00 | 0
1965 | 2 | 12 | 21:00 | 0
1965 | 2 | 12 | 22:00 | 0
1965 | 2 | 12 | 23:00 | 0
1965 | 2 | 12 | 24:00 | 0
1965 | 2 | 13 | 01:00 | 0
1965 | 2 | 13 | 02:00 | 0
1965 | 2 | 13 | 03:00 | 0
1965 | 2 | 13 | 04:00 | 0
1965 | 2 | 13 | 05:00 | 0
1965 | 2 | 13 | 06:00 | 0
1965 | 2 | 13 | 07:00 | 0
1965 | 2 | 13 | 08:00 | 177
1965 | 2 | 13 | 09:00 | 1123
1965 | 2 | 13 | 10:00 | 2409
1965 | 2 | 13 | 11:00 | 2896
1965 | 2 | 13 | 12:00 | 2993
1965 | 2 | 13 | 13:00 | 2962
1965 | 2 | 13 | 14:00 | 2681
1965 | 2 | 13 | 15:00 | 2188
1965 | 2 | 13 | 16:00 | 1467
1965 | 2 | 13 | 17:00 | 525
1965 | 2 | 13 | 18:00 | 0
1965 | 2 | 13 | 19:00 | 0
1965 | 2 | 13 | 20:00 | 0
1965 | 2 | 13 | 21:00 | 0
1965 | 2 | 13 | 22:00 | 0
1965 | 2 | 13 | 23:00 | 0
1965 | 2 | 13 | 24:00 | 0
1965 | 2 | 14 | 01:00 | 0
1965 | 2 | 14 | 02:00 | 0
1965 | 2 | 14 | 03:00 | 0
1965 | 2 | 14 | 04:00 | 0
1965 | 2 | 14 | 05:00 | 0
1965 | 2 | 14 | 06:00 | 0
1965 | 2 | 14 | 07:00 | 0
1965 | 2 | 14 | 08:00 | 554
1965 | 2 | 14 | 09:00 | 748
1965 | 2 | 14 | 10:00 | 1645
1965 | 2 | 14 | 11:00 | 897
1965 | 2 | 14 | 12:00 | 1305
1965 | 2 | 14 | 13:00 | 602
1965 | 2 | 14 | 14:00 | 512
1965 | 2 | 14 | 15:00 | 573
1965 | 2 | 14 | 16:00 | 339
1965 | 2 | 14 | 17:00 | 1
1965 | 2 | 14 | 18:00 | 0
1965 | 2 | 14 | 19:00 | 0
1965 | 2 | 14 | 20:00 | 0
1965 | 2 | 14 | 21:00 | 0
1965 | 2 | 14 | 22:00 | 0
1965 | 2 | 14 | 23:00 | 0
1965 | 2 | 14 | 24:00 | 0
1965 | 2 | 15 | 01:00 | 0
1965 | 2 | 15 | 02:00 | 0
1965 | 2 | 15 | 03:00 | 0
1965 | 2 | 15 | 04:00 | 0
1965 | 2 | 15 | 05:00 | 0
1965 | 2 | 15 | 06:00 | 0
1965 | 2 | 15 | 07:00 | 0
1965 | 2 | 15 | 08:00 | 143
1965 | 2 | 15 | 09:00 | 1185
1965 | 2 | 15 | 10:00 | 1989
1965 | 2 | 15 | 11:00 | 2499
1965 | 2 | 15 | 12:00 | 2726
1965 | 2 | 15 | 13:00 | 2640
1965 | 2 | 15 | 14:00 | 2455
1965 | 2 | 15 | 15:00 | 1928
1965 | 2 | 15 | 16:00 | 1135
1965 | 2 | 15 | 17:00 | 134
1965 | 2 | 15 | 18:00 | 0
1965 | 2 | 15 | 19:00 | 0
1965 | 2 | 15 | 20:00 | 0
1965 | 2 | 15 | 21:00 | 0
1965 | 2 | 15 | 22:00 | 0
1965 | 2 | 15 | 23:00 | 0
1965 | 2 | 15 | 24:00 | 0
1965 | 2 | 16 | 01:00 | 0
1965 | 2 | 16 | 02:00 | 0
1965 | 2 | 16 | 03:00 | 0
1965 | 2 | 16 | 04:00 | 0
1965 | 2 | 16 | 05:00 | 0
1965 | 2 | 16 | 06:00 | 0
1965 | 2 | 16 | 07:00 | 0
1965 | 2 | 16 | 08:00 | 523
1965 | 2 | 16 | 09:00 | 1511
1965 | 2 | 16 | 10:00 | 2262
1965 | 2 | 16 | 11:00 | 2769
1965 | 2 | 16 | 12:00 | 3010
1965 | 2 | 16 | 13:00 | 3021
1965 | 2 | 16 | 14:00 | 2785
1965 | 2 | 16 | 15:00 | 2299
1965 | 2 | 16 | 16:00 | 1559
1965 | 2 | 16 | 17:00 | 572
1965 | 2 | 16 | 18:00 | 0
1965 | 2 | 16 | 19:00 | 0
1965 | 2 | 16 | 20:00 | 0
1965 | 2 | 16 | 21:00 | 0
1965 | 2 | 16 | 22:00 | 0
1965 | 2 | 16 | 23:00 | 0
1965 | 2 | 16 | 24:00 | 0
1965 | 2 | 17 | 01:00 | 0
1965 | 2 | 17 | 02:00 | 0
1965 | 2 | 17 | 03:00 | 0
1965 | 2 | 17 | 04:00 | 0
1965 | 2 | 17 | 05:00 | 0
1965 | 2 | 17 | 06:00 | 0
1965 | 2 | 17 | 07:00 | 0
1965 | 2 | 17 | 08:00 | 608
1965 | 2 | 17 | 09:00 | 1657
1965 | 2 | 17 | 10:00 | 2482
1965 | 2 | 17 | 11:00 | 2976
1965 | 2 | 17 | 12:00 | 3219
1965 | 2 | 17 | 13:00 | 3185
1965 | 2 | 17 | 14:00 | 2886
1965 | 2 | 17 | 15:00 | 2324
1965 | 2 | 17 | 16:00 | 1525
1965 | 2 | 17 | 17:00 | 567
1965 | 2 | 17 | 18:00 | 0
1965 | 2 | 17 | 19:00 | 0
1965 | 2 | 17 | 20:00 | 0
1965 | 2 | 17 | 21:00 | 0
1965 | 2 | 17 | 22:00 | 0
1965 | 2 | 17 | 23:00 | 0
1965 | 2 | 17 | 24:00 | 0
1965 | 2 | 18 | 01:00 | 0
1965 | 2 | 18 | 02:00 | 0
1965 | 2 | 18 | 03:00 | 0
1965 | 2 | 18 | 04:00 | 0
1965 | 2 | 18 | 05:00 | 0
1965 | 2 | 18 | 06:00 | 0
1965 | 2 | 18 | 07:00 | 0
1965 | 2 | 18 | 08:00 | 15
1965 | 2 | 18 | 09:00 | 828
1965 | 2 | 18 | 10:00 | 1068
1965 | 2 | 18 | 11:00 | 1465
1965 | 2 | 18 | 12:00 | 2703
1965 | 2 | 18 | 13:00 | 1862
1965 | 2 | 18 | 14:00 | 1498
1965 | 2 | 18 | 15:00 | 918
1965 | 2 | 18 | 16:00 | 974
1965 | 2 | 18 | 17:00 | 127
1965 | 2 | 18 | 18:00 | 0
1965 | 2 | 18 | 19:00 | 0
1965 | 2 | 18 | 20:00 | 0
1965 | 2 | 18 | 21:00 | 0
1965 | 2 | 18 | 22:00 | 0
1965 | 2 | 18 | 23:00 | 0
1965 | 2 | 18 | 24:00 | 0
1965 | 2 | 19 | 01:00 | 0
1965 | 2 | 19 | 02:00 | 0
1965 | 2 | 19 | 03:00 | 0
1965 | 2 | 19 | 04:00 | 0
1965 | 2 | 19 | 05:00 | 0
1965 | 2 | 19 | 06:00 | 0
1965 | 2 | 19 | 07:00 | 0
1965 | 2 | 19 | 08:00 | 41
1965 | 2 | 19 | 09:00 | 766
1965 | 2 | 19 | 10:00 | 2290
1965 | 2 | 19 | 11:00 | 2316
1965 | 2 | 19 | 12:00 | 2656
1965 | 2 | 19 | 13:00 | 2184
1965 | 2 | 19 | 14:00 | 2632
1965 | 2 | 19 | 15:00 | 2122
1965 | 2 | 19 | 16:00 | 1520
1965 | 2 | 19 | 17:00 | 510
1965 | 2 | 19 | 18:00 | 0
1965 | 2 | 19 | 19:00 | 0
1965 | 2 | 19 | 20:00 | 0
1965 | 2 | 19 | 21:00 | 0
1965 | 2 | 19 | 22:00 | 0
1965 | 2 | 19 | 23:00 | 0
1965 | 2 | 19 | 24:00 | 0
1965 | 2 | 20 | 01:00 | 0
1965 | 2 | 20 | 02:00 | 0
1965 | 2 | 20 | 03:00 | 0
1965 | 2 | 20 | 04:00 | 0
1965 | 2 | 20 | 05:00 | 0
1965 | 2 | 20 | 06:00 | 0
1965 | 2 | 20 | 07:00 | 0
1965 | 2 | 20 | 08:00 | 627
1965 | 2 | 20 | 09:00 | 1723
1965 | 2 | 20 | 10:00 | 2575
1965 | 2 | 20 | 11:00 | 3124
1965 | 2 | 20 | 12:00 | 3408
1965 | 2 | 20 | 13:00 | 3396
1965 | 2 | 20 | 14:00 | 3071
1965 | 2 | 20 | 15:00 | 2514
1965 | 2 | 20 | 16:00 | 1658
1965 | 2 | 20 | 17:00 | 599
1965 | 2 | 20 | 18:00 | 0
1965 | 2 | 20 | 19:00 | 0
1965 | 2 | 20 | 20:00 | 0
1965 | 2 | 20 | 21:00 | 0
1965 | 2 | 20 | 22:00 | 0
1965 | 2 | 20 | 23:00 | 0
1965 | 2 | 20 | 24:00 | 0
1965 | 2 | 21 | 01:00 | 0
1965 | 2 | 21 | 02:00 | 0
1965 | 2 | 21 | 03:00 | 0
1965 | 2 | 21 | 04:00 | 0
1965 | 2 | 21 | 05:00 | 0
1965 | 2 | 21 | 06:00 | 0
1965 | 2 | 21 | 07:00 | 0
1965 | 2 | 21 | 08:00 | 1
1965 | 2 | 21 | 09:00 | 129
1965 | 2 | 21 | 10:00 | 615
1965 | 2 | 21 | 11:00 | 1267
1965 | 2 | 21 | 12:00 | 987
1965 | 2 | 21 | 13:00 | 1877
1965 | 2 | 21 | 14:00 | 910
1965 | 2 | 21 | 15:00 | 1036
1965 | 2 | 21 | 16:00 | 33
1965 | 2 | 21 | 17:00 | 11
1965 | 2 | 21 | 18:00 | 0
1965 | 2 | 21 | 19:00 | 0
1965 | 2 | 21 | 20:00 | 0
1965 | 2 | 21 | 21:00 | 0
1965 | 2 | 21 | 22:00 | 0
1965 | 2 | 21 | 23:00 | 0
1965 | 2 | 21 | 24:00 | 0
1965 | 2 | 22 | 01:00 | 0
1965 | 2 | 22 | 02:00 | 0
1965 | 2 | 22 | 03:00 | 0
1965 | 2 | 22 | 04:00 | 0
1965 | 2 | 22 | 05:00 | 0
1965 | 2 | 22 | 06:00 | 0
1965 | 2 | 22 | 07:00 | 0
1965 | 2 | 22 | 08:00 | 5
1965 | 2 | 22 | 09:00 | 428
1965 | 2 | 22 | 10:00 | 708
1965 | 2 | 22 | 11:00 | 1261
1965 | 2 | 22 | 12:00 | 1913
1965 | 2 | 22 | 13:00 | 3264
1965 | 2 | 22 | 14:00 | 3031
1965 | 2 | 22 | 15:00 | 2618
1965 | 2 | 22 | 16:00 | 1796
1965 | 2 | 22 | 17:00 | 687
1965 | 2 | 22 | 18:00 | 0
1965 | 2 | 22 | 19:00 | 0
1965 | 2 | 22 | 20:00 | 0
1965 | 2 | 22 | 21:00 | 0
1965 | 2 | 22 | 22:00 | 0
1965 | 2 | 22 | 23:00 | 0
1965 | 2 | 22 | 24:00 | 0
1965 | 2 | 23 | 01:00 | 0
1965 | 2 | 23 | 02:00 | 0
1965 | 2 | 23 | 03:00 | 0
1965 | 2 | 23 | 04:00 | 0
1965 | 2 | 23 | 05:00 | 0
1965 | 2 | 23 | 06:00 | 0
1965 | 2 | 23 | 07:00 | 0
1965 | 2 | 23 | 08:00 | 854
1965 | 2 | 23 | 09:00 | 1999
1965 | 2 | 23 | 10:00 | 2872
1965 | 2 | 23 | 11:00 | 3369
1965 | 2 | 23 | 12:00 | 3623
1965 | 2 | 23 | 13:00 | 3581
1965 | 2 | 23 | 14:00 | 3302
1965 | 2 | 23 | 15:00 | 2757
1965 | 2 | 23 | 16:00 | 1908
1965 | 2 | 23 | 17:00 | 810
1965 | 2 | 23 | 18:00 | 0
1965 | 2 | 23 | 19:00 | 0
1965 | 2 | 23 | 20:00 | 0
1965 | 2 | 23 | 21:00 | 0
1965 | 2 | 23 | 22:00 | 0
1965 | 2 | 23 | 23:00 | 0
1965 | 2 | 23 | 24:00 | 0
1965 | 2 | 24 | 01:00 | 0
1965 | 2 | 24 | 02:00 | 0
1965 | 2 | 24 | 03:00 | 0
1965 | 2 | 24 | 04:00 | 0
1965 | 2 | 24 | 05:00 | 0
1965 | 2 | 24 | 06:00 | 0
1965 | 2 | 24 | 07:00 | 0
1965 | 2 | 24 | 08:00 | 859
1965 | 2 | 24 | 09:00 | 1929
1965 | 2 | 24 | 10:00 | 2666
1965 | 2 | 24 | 11:00 | 3163
1965 | 2 | 24 | 12:00 | 3451
1965 | 2 | 24 | 13:00 | 3465
1965 | 2 | 24 | 14:00 | 3049
1965 | 2 | 24 | 15:00 | 2459
1965 | 2 | 24 | 16:00 | 1386
1965 | 2 | 24 | 17:00 | 497
1965 | 2 | 24 | 18:00 | 0
1965 | 2 | 24 | 19:00 | 0
1965 | 2 | 24 | 20:00 | 0
1965 | 2 | 24 | 21:00 | 0
1965 | 2 | 24 | 22:00 | 0
1965 | 2 | 24 | 23:00 | 0
1965 | 2 | 24 | 24:00 | 0
1965 | 2 | 25 | 01:00 | 0
1965 | 2 | 25 | 02:00 | 0
1965 | 2 | 25 | 03:00 | 0
1965 | 2 | 25 | 04:00 | 0
1965 | 2 | 25 | 05:00 | 0
1965 | 2 | 25 | 06:00 | 0
1965 | 2 | 25 | 07:00 | 0
1965 | 2 | 25 | 08:00 | 3
1965 | 2 | 25 | 09:00 | 188
1965 | 2 | 25 | 10:00 | 204
1965 | 2 | 25 | 11:00 | 887
1965 | 2 | 25 | 12:00 | 870
1965 | 2 | 25 | 13:00 | 647
1965 | 2 | 25 | 14:00 | 921
1965 | 2 | 25 | 15:00 | 621
1965 | 2 | 25 | 16:00 | 81
1965 | 2 | 25 | 17:00 | 29
1965 | 2 | 25 | 18:00 | 0
1965 | 2 | 25 | 19:00 | 0
1965 | 2 | 25 | 20:00 | 0
1965 | 2 | 25 | 21:00 | 0
1965 | 2 | 25 | 22:00 | 0
1965 | 2 | 25 | 23:00 | 0
1965 | 2 | 25 | 24:00 | 0
1965 | 2 | 26 | 01:00 | 0
1965 | 2 | 26 | 02:00 | 0
1965 | 2 | 26 | 03:00 | 0
1965 | 2 | 26 | 04:00 | 0
1965 | 2 | 26 | 05:00 | 0
1965 | 2 | 26 | 06:00 | 0
1965 | 2 | 26 | 07:00 | 0
1965 | 2 | 26 | 08:00 | 305
1965 | 2 | 26 | 09:00 | 1266
1965 | 2 | 26 | 10:00 | 2388
1965 | 2 | 26 | 11:00 | 2910
1965 | 2 | 26 | 12:00 | 3209
1965 | 2 | 26 | 13:00 | 3110
1965 | 2 | 26 | 14:00 | 2590
1965 | 2 | 26 | 15:00 | 1343
1965 | 2 | 26 | 16:00 | 885
1965 | 2 | 26 | 17:00 | 276
1965 | 2 | 26 | 18:00 | 0
1965 | 2 | 26 | 19:00 | 0
1965 | 2 | 26 | 20:00 | 0
1965 | 2 | 26 | 21:00 | 0
1965 | 2 | 26 | 22:00 | 0
1965 | 2 | 26 | 23:00 | 0
1965 | 2 | 26 | 24:00 | 0
1965 | 2 | 27 | 01:00 | 0
1965 | 2 | 27 | 02:00 | 0
1965 | 2 | 27 | 03:00 | 0
1965 | 2 | 27 | 04:00 | 0
1965 | 2 | 27 | 05:00 | 0
1965 | 2 | 27 | 06:00 | 0
1965 | 2 | 27 | 07:00 | 0
1965 | 2 | 27 | 08:00 | 743
1965 | 2 | 27 | 09:00 | 1699
1965 | 2 | 27 | 10:00 | 2425
1965 | 2 | 27 | 11:00 | 2928
1965 | 2 | 27 | 12:00 | 3326
1965 | 2 | 27 | 13:00 | 3320
1965 | 2 | 27 | 14:00 | 3012
1965 | 2 | 27 | 15:00 | 2487
1965 | 2 | 27 | 16:00 | 1672
1965 | 2 | 27 | 17:00 | 681
1965 | 2 | 27 | 18:00 | 0
1965 | 2 | 27 | 19:00 | 0
1965 | 2 | 27 | 20:00 | 0
1965 | 2 | 27 | 21:00 | 0
1965 | 2 | 27 | 22:00 | 0
1965 | 2 | 27 | 23:00 | 0
1965 | 2 | 27 | 24:00 | 0
1965 | 2 | 28 | 01:00 | 0
1965 | 2 | 28 | 02:00 | 0
1965 | 2 | 28 | 03:00 | 0
1965 | 2 | 28 | 04:00 | 0
1965 | 2 | 28 | 05:00 | 0
1965 | 2 | 28 | 06:00 | 0
1965 | 2 | 28 | 07:00 | 0
1965 | 2 | 28 | 08:00 | 66
1965 | 2 | 28 | 09:00 | 1154
1965 | 2 | 28 | 10:00 | 2216
1965 | 2 | 28 | 11:00 | 2650
1965 | 2 | 28 | 12:00 | 2913
1965 | 2 | 28 | 13:00 | 3030
1965 | 2 | 28 | 14:00 | 2719
1965 | 2 | 28 | 15:00 | 2136
1965 | 2 | 28 | 16:00 | 1332
1965 | 2 | 28 | 17:00 | 438
1965 | 2 | 28 | 18:00 | 0
1965 | 2 | 28 | 19:00 | 0
1965 | 2 | 28 | 20:00 | 0
1965 | 2 | 28 | 21:00 | 0
1965 | 2 | 28 | 22:00 | 0
1965 | 2 | 28 | 23:00 | 0
1965 | 2 | 28 | 24:00 | 0
1965 | 3 | 1 | 01:00 | 0
1965 | 3 | 1 | 02:00 | 0
1965 | 3 | 1 | 03:00 | 0
1965 | 3 | 1 | 04:00 | 0
1965 | 3 | 1 | 05:00 | 0
1965 | 3 | 1 | 06:00 | 0
1965 | 3 | 1 | 07:00 | 0
1965 | 3 | 1 | 08:00 | 443
1965 | 3 | 1 | 09:00 | 705
1965 | 3 | 1 | 10:00 | 586
1965 | 3 | 1 | 11:00 | 1081
1965 | 3 | 1 | 12:00 | 1646
1965 | 3 | 1 | 13:00 | 1868
1965 | 3 | 1 | 14:00 | 1269
1965 | 3 | 1 | 15:00 | 538
1965 | 3 | 1 | 16:00 | 257
1965 | 3 | 1 | 17:00 | 3
1965 | 3 | 1 | 18:00 | 0
1965 | 3 | 1 | 19:00 | 0
1965 | 3 | 1 | 20:00 | 0
1965 | 3 | 1 | 21:00 | 0
1965 | 3 | 1 | 22:00 | 0
1965 | 3 | 1 | 23:00 | 0
1965 | 3 | 1 | 24:00 | 0
1965 | 3 | 2 | 01:00 | 0
1965 | 3 | 2 | 02:00 | 0
1965 | 3 | 2 | 03:00 | 0
1965 | 3 | 2 | 04:00 | 0
1965 | 3 | 2 | 05:00 | 0
1965 | 3 | 2 | 06:00 | 0
1965 | 3 | 2 | 07:00 | 0
1965 | 3 | 2 | 08:00 | 717
1965 | 3 | 2 | 09:00 | 1679
1965 | 3 | 2 | 10:00 | 2417
1965 | 3 | 2 | 11:00 | 2905
1965 | 3 | 2 | 12:00 | 3162
1965 | 3 | 2 | 13:00 | 3150
1965 | 3 | 2 | 14:00 | 2882
1965 | 3 | 2 | 15:00 | 2358
1965 | 3 | 2 | 16:00 | 1588
1965 | 3 | 2 | 17:00 | 650
1965 | 3 | 2 | 18:00 | 0
1965 | 3 | 2 | 19:00 | 0
1965 | 3 | 2 | 20:00 | 0
1965 | 3 | 2 | 21:00 | 0
1965 | 3 | 2 | 22:00 | 0
1965 | 3 | 2 | 23:00 | 0
1965 | 3 | 2 | 24:00 | 0
1965 | 3 | 3 | 01:00 | 0
1965 | 3 | 3 | 02:00 | 0
1965 | 3 | 3 | 03:00 | 0
1965 | 3 | 3 | 04:00 | 0
1965 | 3 | 3 | 05:00 | 0
1965 | 3 | 3 | 06:00 | 0
1965 | 3 | 3 | 07:00 | 0
1965 | 3 | 3 | 08:00 | 31
1965 | 3 | 3 | 09:00 | 139
1965 | 3 | 3 | 10:00 | 542
1965 | 3 | 3 | 11:00 | 986
1965 | 3 | 3 | 12:00 | 2823
1965 | 3 | 3 | 13:00 | 2790
1965 | 3 | 3 | 14:00 | 2532
1965 | 3 | 3 | 15:00 | 2239
1965 | 3 | 3 | 16:00 | 1520
1965 | 3 | 3 | 17:00 | 654
1965 | 3 | 3 | 18:00 | 0
1965 | 3 | 3 | 19:00 | 0
1965 | 3 | 3 | 20:00 | 0
1965 | 3 | 3 | 21:00 | 0
1965 | 3 | 3 | 22:00 | 0
1965 | 3 | 3 | 23:00 | 0
1965 | 3 | 3 | 24:00 | 0
1965 | 3 | 4 | 01:00 | 0
1965 | 3 | 4 | 02:00 | 0
1965 | 3 | 4 | 03:00 | 0
1965 | 3 | 4 | 04:00 | 0
1965 | 3 | 4 | 05:00 | 0
1965 | 3 | 4 | 06:00 | 0
1965 | 3 | 4 | 07:00 | 2
1965 | 3 | 4 | 08:00 | 805
1965 | 3 | 4 | 09:00 | 1735
1965 | 3 | 4 | 10:00 | 2428
1965 | 3 | 4 | 11:00 | 2852
1965 | 3 | 4 | 12:00 | 3054
1965 | 3 | 4 | 13:00 | 3016
1965 | 3 | 4 | 14:00 | 2773
1965 | 3 | 4 | 15:00 | 2321
1965 | 3 | 4 | 16:00 | 1595
1965 | 3 | 4 | 17:00 | 696
1965 | 3 | 4 | 18:00 | 1
1965 | 3 | 4 | 19:00 | 0
1965 | 3 | 4 | 20:00 | 0
1965 | 3 | 4 | 21:00 | 0
1965 | 3 | 4 | 22:00 | 0
1965 | 3 | 4 | 23:00 | 0
1965 | 3 | 4 | 24:00 | 0
1965 | 3 | 5 | 01:00 | 0
1965 | 3 | 5 | 02:00 | 0
1965 | 3 | 5 | 03:00 | 0
1965 | 3 | 5 | 04:00 | 0
1965 | 3 | 5 | 05:00 | 0
1965 | 3 | 5 | 06:00 | 0
1965 | 3 | 5 | 07:00 | 1
1965 | 3 | 5 | 08:00 | 585
1965 | 3 | 5 | 09:00 | 733
1965 | 3 | 5 | 10:00 | 439
1965 | 3 | 5 | 11:00 | 655
1965 | 3 | 5 | 12:00 | 889
1965 | 3 | 5 | 13:00 | 705
1965 | 3 | 5 | 14:00 | 624
1965 | 3 | 5 | 15:00 | 498
1965 | 3 | 5 | 16:00 | 428
1965 | 3 | 5 | 17:00 | 15
1965 | 3 | 5 | 18:00 | 0
1965 | 3 | 5 | 19:00 | 0
1965 | 3 | 5 | 20:00 | 0
1965 | 3 | 5 | 21:00 | 0
1965 | 3 | 5 | 22:00 | 0
1965 | 3 | 5 | 23:00 | 0
1965 | 3 | 5 | 24:00 | 0
1965 | 3 | 6 | 01:00 | 0
1965 | 3 | 6 | 02:00 | 0
1965 | 3 | 6 | 03:00 | 0
1965 | 3 | 6 | 04:00 | 0
1965 | 3 | 6 | 05:00 | 0
1965 | 3 | 6 | 06:00 | 0
1965 | 3 | 6 | 07:00 | 0
1965 | 3 | 6 | 08:00 | 30
1965 | 3 | 6 | 09:00 | 439
1965 | 3 | 6 | 10:00 | 358
1965 | 3 | 6 | 11:00 | 821
1965 | 3 | 6 | 12:00 | 922
1965 | 3 | 6 | 13:00 | 895
1965 | 3 | 6 | 14:00 | 811
1965 | 3 | 6 | 15:00 | 668
1965 | 3 | 6 | 16:00 | 419
1965 | 3 | 6 | 17:00 | 23
1965 | 3 | 6 | 18:00 | 0
1965 | 3 | 6 | 19:00 | 0
1965 | 3 | 6 | 20:00 | 0
1965 | 3 | 6 | 21:00 | 0
1965 | 3 | 6 | 22:00 | 0
1965 | 3 | 6 | 23:00 | 0
1965 | 3 | 6 | 24:00 | 0
1965 | 3 | 7 | 01:00 | 0
1965 | 3 | 7 | 02:00 | 0
1965 | 3 | 7 | 03:00 | 0
1965 | 3 | 7 | 04:00 | 0
1965 | 3 | 7 | 05:00 | 0
1965 | 3 | 7 | 06:00 | 0
1965 | 3 | 7 | 07:00 | 0
1965 | 3 | 7 | 08:00 | 103
1965 | 3 | 7 | 09:00 | 485
1965 | 3 | 7 | 10:00 | 388
1965 | 3 | 7 | 11:00 | 838
1965 | 3 | 7 | 12:00 | 951
1965 | 3 | 7 | 13:00 | 497
1965 | 3 | 7 | 14:00 | 956
1965 | 3 | 7 | 15:00 | 745
1965 | 3 | 7 | 16:00 | 460
1965 | 3 | 7 | 17:00 | 70
1965 | 3 | 7 | 18:00 | 0
1965 | 3 | 7 | 19:00 | 0
1965 | 3 | 7 | 20:00 | 0
1965 | 3 | 7 | 21:00 | 0
1965 | 3 | 7 | 22:00 | 0
1965 | 3 | 7 | 23:00 | 0
1965 | 3 | 7 | 24:00 | 0
1965 | 3 | 8 | 01:00 | 0
1965 | 3 | 8 | 02:00 | 0
1965 | 3 | 8 | 03:00 | 0
1965 | 3 | 8 | 04:00 | 0
1965 | 3 | 8 | 05:00 | 0
1965 | 3 | 8 | 06:00 | 0
1965 | 3 | 8 | 07:00 | 0
1965 | 3 | 8 | 08:00 | 435
1965 | 3 | 8 | 09:00 | 1721
1965 | 3 | 8 | 10:00 | 1963
1965 | 3 | 8 | 11:00 | 2561
1965 | 3 | 8 | 12:00 | 2660
1965 | 3 | 8 | 13:00 | 1612
1965 | 3 | 8 | 14:00 | 2260
1965 | 3 | 8 | 15:00 | 2151
1965 | 3 | 8 | 16:00 | 1519
1965 | 3 | 8 | 17:00 | 576
1965 | 3 | 8 | 18:00 | 0
1965 | 3 | 8 | 19:00 | 0
1965 | 3 | 8 | 20:00 | 0
1965 | 3 | 8 | 21:00 | 0
1965 | 3 | 8 | 22:00 | 0
1965 | 3 | 8 | 23:00 | 0
1965 | 3 | 8 | 24:00 | 0
1965 | 3 | 9 | 01:00 | 0
1965 | 3 | 9 | 02:00 | 0
1965 | 3 | 9 | 03:00 | 0
1965 | 3 | 9 | 04:00 | 0
1965 | 3 | 9 | 05:00 | 0
1965 | 3 | 9 | 06:00 | 0
1965 | 3 | 9 | 07:00 | 0
1965 | 3 | 9 | 08:00 | 9
1965 | 3 | 9 | 09:00 | 293
1965 | 3 | 9 | 10:00 | 521
1965 | 3 | 9 | 11:00 | 776
1965 | 3 | 9 | 12:00 | 998
1965 | 3 | 9 | 13:00 | 951
1965 | 3 | 9 | 14:00 | 868
1965 | 3 | 9 | 15:00 | 653
1965 | 3 | 9 | 16:00 | 559
1965 | 3 | 9 | 17:00 | 63
1965 | 3 | 9 | 18:00 | 0
1965 | 3 | 9 | 19:00 | 0
1965 | 3 | 9 | 20:00 | 0
1965 | 3 | 9 | 21:00 | 0
1965 | 3 | 9 | 22:00 | 0
1965 | 3 | 9 | 23:00 | 0
1965 | 3 | 9 | 24:00 | 0
1965 | 3 | 10 | 01:00 | 0
1965 | 3 | 10 | 02:00 | 0
1965 | 3 | 10 | 03:00 | 0
1965 | 3 | 10 | 04:00 | 0
1965 | 3 | 10 | 05:00 | 0
1965 | 3 | 10 | 06:00 | 0
1965 | 3 | 10 | 07:00 | 0
1965 | 3 | 10 | 08:00 | 241
1965 | 3 | 10 | 09:00 | 669
1965 | 3 | 10 | 10:00 | 1207
1965 | 3 | 10 | 11:00 | 1013
1965 | 3 | 10 | 12:00 | 1236
1965 | 3 | 10 | 13:00 | 767
1965 | 3 | 10 | 14:00 | 563
1965 | 3 | 10 | 15:00 | 841
1965 | 3 | 10 | 16:00 | 519
1965 | 3 | 10 | 17:00 | 262
1965 | 3 | 10 | 18:00 | 0
1965 | 3 | 10 | 19:00 | 0
1965 | 3 | 10 | 20:00 | 0
1965 | 3 | 10 | 21:00 | 0
1965 | 3 | 10 | 22:00 | 0
1965 | 3 | 10 | 23:00 | 0
1965 | 3 | 10 | 24:00 | 0
1965 | 3 | 11 | 01:00 | 0
1965 | 3 | 11 | 02:00 | 0
1965 | 3 | 11 | 03:00 | 0
1965 | 3 | 11 | 04:00 | 0
1965 | 3 | 11 | 05:00 | 0
1965 | 3 | 11 | 06:00 | 0
1965 | 3 | 11 | 07:00 | 4
1965 | 3 | 11 | 08:00 | 729
1965 | 3 | 11 | 09:00 | 1911
1965 | 3 | 11 | 10:00 | 2682
1965 | 3 | 11 | 11:00 | 3174
1965 | 3 | 11 | 12:00 | 3401
1965 | 3 | 11 | 13:00 | 3398
1965 | 3 | 11 | 14:00 | 3159
1965 | 3 | 11 | 15:00 | 2647
1965 | 3 | 11 | 16:00 | 1878
1965 | 3 | 11 | 17:00 | 863
1965 | 3 | 11 | 18:00 | 5
1965 | 3 | 11 | 19:00 | 0
1965 | 3 | 11 | 20:00 | 0
1965 | 3 | 11 | 21:00 | 0
1965 | 3 | 11 | 22:00 | 0
1965 | 3 | 11 | 23:00 | 0
1965 | 3 | 11 | 24:00 | 0
1965 | 3 | 12 | 01:00 | 0
1965 | 3 | 12 | 02:00 | 0
1965 | 3 | 12 | 03:00 | 0
1965 | 3 | 12 | 04:00 | 0
1965 | 3 | 12 | 05:00 | 0
1965 | 3 | 12 | 06:00 | 0
1965 | 3 | 12 | 07:00 | 2
1965 | 3 | 12 | 08:00 | 752
1965 | 3 | 12 | 09:00 | 1710
1965 | 3 | 12 | 10:00 | 2582
1965 | 3 | 12 | 11:00 | 3081
1965 | 3 | 12 | 12:00 | 3339
1965 | 3 | 12 | 13:00 | 3285
1965 | 3 | 12 | 14:00 | 3017
1965 | 3 | 12 | 15:00 | 2488
1965 | 3 | 12 | 16:00 | 1671
1965 | 3 | 12 | 17:00 | 697
1965 | 3 | 12 | 18:00 | 1
1965 | 3 | 12 | 19:00 | 0
1965 | 3 | 12 | 20:00 | 0
1965 | 3 | 12 | 21:00 | 0
1965 | 3 | 12 | 22:00 | 0
1965 | 3 | 12 | 23:00 | 0
1965 | 3 | 12 | 24:00 | 0
1965 | 3 | 13 | 01:00 | 0
1965 | 3 | 13 | 02:00 | 0
1965 | 3 | 13 | 03:00 | 0
1965 | 3 | 13 | 04:00 | 0
1965 | 3 | 13 | 05:00 | 0
1965 | 3 | 13 | 06:00 | 0
1965 | 3 | 13 | 07:00 | 19
1965 | 3 | 13 | 08:00 | 1039
1965 | 3 | 13 | 09:00 | 2018
1965 | 3 | 13 | 10:00 | 2726
1965 | 3 | 13 | 11:00 | 3178
1965 | 3 | 13 | 12:00 | 3394
1965 | 3 | 13 | 13:00 | 3353
1965 | 3 | 13 | 14:00 | 2947
1965 | 3 | 13 | 15:00 | 2570
1965 | 3 | 13 | 16:00 | 1687
1965 | 3 | 13 | 17:00 | 815
1965 | 3 | 13 | 18:00 | 3
1965 | 3 | 13 | 19:00 | 0
1965 | 3 | 13 | 20:00 | 0
1965 | 3 | 13 | 21:00 | 0
1965 | 3 | 13 | 22:00 | 0
1965 | 3 | 13 | 23:00 | 0
1965 | 3 | 13 | 24:00 | 0
1965 | 3 | 14 | 01:00 | 0
1965 | 3 | 14 | 02:00 | 0
1965 | 3 | 14 | 03:00 | 0
1965 | 3 | 14 | 04:00 | 0
1965 | 3 | 14 | 05:00 | 0
1965 | 3 | 14 | 06:00 | 0
1965 | 3 | 14 | 07:00 | 1
1965 | 3 | 14 | 08:00 | 722
1965 | 3 | 14 | 09:00 | 1381
1965 | 3 | 14 | 10:00 | 2383
1965 | 3 | 14 | 11:00 | 2902
1965 | 3 | 14 | 12:00 | 1854
1965 | 3 | 14 | 13:00 | 2852
1965 | 3 | 14 | 14:00 | 1934
1965 | 3 | 14 | 15:00 | 1891
1965 | 3 | 14 | 16:00 | 839
1965 | 3 | 14 | 17:00 | 452
1965 | 3 | 14 | 18:00 | 3
1965 | 3 | 14 | 19:00 | 0
1965 | 3 | 14 | 20:00 | 0
1965 | 3 | 14 | 21:00 | 0
1965 | 3 | 14 | 22:00 | 0
1965 | 3 | 14 | 23:00 | 0
1965 | 3 | 14 | 24:00 | 0
1965 | 3 | 15 | 01:00 | 0
1965 | 3 | 15 | 02:00 | 0
1965 | 3 | 15 | 03:00 | 0
1965 | 3 | 15 | 04:00 | 0
1965 | 3 | 15 | 05:00 | 0
1965 | 3 | 15 | 06:00 | 0
1965 | 3 | 15 | 07:00 | 0
1965 | 3 | 15 | 08:00 | 222
1965 | 3 | 15 | 09:00 | 1278
1965 | 3 | 15 | 10:00 | 2150
1965 | 3 | 15 | 11:00 | 2202
1965 | 3 | 15 | 12:00 | 2571
1965 | 3 | 15 | 13:00 | 1750
1965 | 3 | 15 | 14:00 | 2724
1965 | 3 | 15 | 15:00 | 2228
1965 | 3 | 15 | 16:00 | 1334
1965 | 3 | 15 | 17:00 | 632
1965 | 3 | 15 | 18:00 | 1
1965 | 3 | 15 | 19:00 | 0
1965 | 3 | 15 | 20:00 | 0
1965 | 3 | 15 | 21:00 | 0
1965 | 3 | 15 | 22:00 | 0
1965 | 3 | 15 | 23:00 | 0
1965 | 3 | 15 | 24:00 | 0
1965 | 3 | 16 | 01:00 | 0
1965 | 3 | 16 | 02:00 | 0
1965 | 3 | 16 | 03:00 | 0
1965 | 3 | 16 | 04:00 | 0
1965 | 3 | 16 | 05:00 | 0
1965 | 3 | 16 | 06:00 | 0
1965 | 3 | 16 | 07:00 | 4
1965 | 3 | 16 | 08:00 | 561
1965 | 3 | 16 | 09:00 | 1438
1965 | 3 | 16 | 10:00 | 2240
1965 | 3 | 16 | 11:00 | 2444
1965 | 3 | 16 | 12:00 | 3166
1965 | 3 | 16 | 13:00 | 1848
1965 | 3 | 16 | 14:00 | 2224
1965 | 3 | 16 | 15:00 | 1817
1965 | 3 | 16 | 16:00 | 1383
1965 | 3 | 16 | 17:00 | 598
1965 | 3 | 16 | 18:00 | 1
1965 | 3 | 16 | 19:00 | 0
1965 | 3 | 16 | 20:00 | 0
1965 | 3 | 16 | 21:00 | 0
1965 | 3 | 16 | 22:00 | 0
1965 | 3 | 16 | 23:00 | 0
1965 | 3 | 16 | 24:00 | 0
1965 | 3 | 17 | 01:00 | 0
1965 | 3 | 17 | 02:00 | 0
1965 | 3 | 17 | 03:00 | 0
1965 | 3 | 17 | 04:00 | 0
1965 | 3 | 17 | 05:00 | 0
1965 | 3 | 17 | 06:00 | 0
1965 | 3 | 17 | 07:00 | 14
1965 | 3 | 17 | 08:00 | 996
1965 | 3 | 17 | 09:00 | 1952
1965 | 3 | 17 | 10:00 | 2643
1965 | 3 | 17 | 11:00 | 3100
1965 | 3 | 17 | 12:00 | 3296
1965 | 3 | 17 | 13:00 | 3287
1965 | 3 | 17 | 14:00 | 2736
1965 | 3 | 17 | 15:00 | 2011
1965 | 3 | 17 | 16:00 | 907
1965 | 3 | 17 | 17:00 | 261
1965 | 3 | 17 | 18:00 | 0
1965 | 3 | 17 | 19:00 | 0
1965 | 3 | 17 | 20:00 | 0
1965 | 3 | 17 | 21:00 | 0
1965 | 3 | 17 | 22:00 | 0
1965 | 3 | 17 | 23:00 | 0
1965 | 3 | 17 | 24:00 | 0
1965 | 3 | 18 | 01:00 | 0
1965 | 3 | 18 | 02:00 | 0
1965 | 3 | 18 | 03:00 | 0
1965 | 3 | 18 | 04:00 | 0
1965 | 3 | 18 | 05:00 | 0
1965 | 3 | 18 | 06:00 | 0
1965 | 3 | 18 | 07:00 | 0
1965 | 3 | 18 | 08:00 | 34
1965 | 3 | 18 | 09:00 | 394
1965 | 3 | 18 | 10:00 | 580
1965 | 3 | 18 | 11:00 | 780
1965 | 3 | 18 | 12:00 | 865
1965 | 3 | 18 | 13:00 | 862
1965 | 3 | 18 | 14:00 | 982
1965 | 3 | 18 | 15:00 | 704
1965 | 3 | 18 | 16:00 | 477
1965 | 3 | 18 | 17:00 | 128
1965 | 3 | 18 | 18:00 | 0
1965 | 3 | 18 | 19:00 | 0
1965 | 3 | 18 | 20:00 | 0
1965 | 3 | 18 | 21:00 | 0
1965 | 3 | 18 | 22:00 | 0
1965 | 3 | 18 | 23:00 | 0
1965 | 3 | 18 | 24:00 | 0
1965 | 3 | 19 | 01:00 | 0
1965 | 3 | 19 | 02:00 | 0
1965 | 3 | 19 | 03:00 | 0
1965 | 3 | 19 | 04:00 | 0
1965 | 3 | 19 | 05:00 | 0
1965 | 3 | 19 | 06:00 | 0
1965 | 3 | 19 | 07:00 | 1
1965 | 3 | 19 | 08:00 | 293
1965 | 3 | 19 | 09:00 | 647
1965 | 3 | 19 | 10:00 | 491
1965 | 3 | 19 | 11:00 | 1405
1965 | 3 | 19 | 12:00 | 2208
1965 | 3 | 19 | 13:00 | 2943
1965 | 3 | 19 | 14:00 | 2643
1965 | 3 | 19 | 15:00 | 2345
1965 | 3 | 19 | 16:00 | 1735
1965 | 3 | 19 | 17:00 | 805
1965 | 3 | 19 | 18:00 | 4
1965 | 3 | 19 | 19:00 | 0
1965 | 3 | 19 | 20:00 | 0
1965 | 3 | 19 | 21:00 | 0
1965 | 3 | 19 | 22:00 | 0
1965 | 3 | 19 | 23:00 | 0
1965 | 3 | 19 | 24:00 | 0
1965 | 3 | 20 | 01:00 | 0
1965 | 3 | 20 | 02:00 | 0
1965 | 3 | 20 | 03:00 | 0
1965 | 3 | 20 | 04:00 | 0
1965 | 3 | 20 | 05:00 | 0
1965 | 3 | 20 | 06:00 | 0
1965 | 3 | 20 | 07:00 | 1
1965 | 3 | 20 | 08:00 | 402
1965 | 3 | 20 | 09:00 | 1691
1965 | 3 | 20 | 10:00 | 2552
1965 | 3 | 20 | 11:00 | 2674
1965 | 3 | 20 | 12:00 | 1997
1965 | 3 | 20 | 13:00 | 720
1965 | 3 | 20 | 14:00 | 600
1965 | 3 | 20 | 15:00 | 498
1965 | 3 | 20 | 16:00 | 226
1965 | 3 | 20 | 17:00 | 23
1965 | 3 | 20 | 18:00 | 0
1965 | 3 | 20 | 19:00 | 0
1965 | 3 | 20 | 20:00 | 0
1965 | 3 | 20 | 21:00 | 0
1965 | 3 | 20 | 22:00 | 0
1965 | 3 | 20 | 23:00 | 0
1965 | 3 | 20 | 24:00 | 0
1965 | 3 | 21 | 01:00 | 0
1965 | 3 | 21 | 02:00 | 0
1965 | 3 | 21 | 03:00 | 0
1965 | 3 | 21 | 04:00 | 0
1965 | 3 | 21 | 05:00 | 0
1965 | 3 | 21 | 06:00 | 0
1965 | 3 | 21 | 07:00 | 14
1965 | 3 | 21 | 08:00 | 873
1965 | 3 | 21 | 09:00 | 1620
1965 | 3 | 21 | 10:00 | 1485
1965 | 3 | 21 | 11:00 | 1406
1965 | 3 | 21 | 12:00 | 1759
1965 | 3 | 21 | 13:00 | 811
1965 | 3 | 21 | 14:00 | 642
1965 | 3 | 21 | 15:00 | 1078
1965 | 3 | 21 | 16:00 | 898
1965 | 3 | 21 | 17:00 | 530
1965 | 3 | 21 | 18:00 | 1
1965 | 3 | 21 | 19:00 | 0
1965 | 3 | 21 | 20:00 | 0
1965 | 3 | 21 | 21:00 | 0
1965 | 3 | 21 | 22:00 | 0
1965 | 3 | 21 | 23:00 | 0
1965 | 3 | 21 | 24:00 | 0
1965 | 3 | 22 | 01:00 | 0
1965 | 3 | 22 | 02:00 | 0
1965 | 3 | 22 | 03:00 | 0
1965 | 3 | 22 | 04:00 | 0
1965 | 3 | 22 | 05:00 | 0
1965 | 3 | 22 | 06:00 | 0
1965 | 3 | 22 | 07:00 | 50
1965 | 3 | 22 | 08:00 | 1125
1965 | 3 | 22 | 09:00 | 2084
1965 | 3 | 22 | 10:00 | 2762
1965 | 3 | 22 | 11:00 | 3212
1965 | 3 | 22 | 12:00 | 3425
1965 | 3 | 22 | 13:00 | 3388
1965 | 3 | 22 | 14:00 | 2760
1965 | 3 | 22 | 15:00 | 1947
1965 | 3 | 22 | 16:00 | 918
1965 | 3 | 22 | 17:00 | 689
1965 | 3 | 22 | 18:00 | 3
1965 | 3 | 22 | 19:00 | 0
1965 | 3 | 22 | 20:00 | 0
1965 | 3 | 22 | 21:00 | 0
1965 | 3 | 22 | 22:00 | 0
1965 | 3 | 22 | 23:00 | 0
1965 | 3 | 22 | 24:00 | 0
1965 | 3 | 23 | 01:00 | 0
1965 | 3 | 23 | 02:00 | 0
1965 | 3 | 23 | 03:00 | 0
1965 | 3 | 23 | 04:00 | 0
1965 | 3 | 23 | 05:00 | 0
1965 | 3 | 23 | 06:00 | 0
1965 | 3 | 23 | 07:00 | 1
1965 | 3 | 23 | 08:00 | 138
1965 | 3 | 23 | 09:00 | 523
1965 | 3 | 23 | 10:00 | 707
1965 | 3 | 23 | 11:00 | 796
1965 | 3 | 23 | 12:00 | 946
1965 | 3 | 23 | 13:00 | 938
1965 | 3 | 23 | 14:00 | 838
1965 | 3 | 23 | 15:00 | 789
1965 | 3 | 23 | 16:00 | 605
1965 | 3 | 23 | 17:00 | 173
1965 | 3 | 23 | 18:00 | 1
1965 | 3 | 23 | 19:00 | 0
1965 | 3 | 23 | 20:00 | 0
1965 | 3 | 23 | 21:00 | 0
1965 | 3 | 23 | 22:00 | 0
1965 | 3 | 23 | 23:00 | 0
1965 | 3 | 23 | 24:00 | 0
1965 | 3 | 24 | 01:00 | 0
1965 | 3 | 24 | 02:00 | 0
1965 | 3 | 24 | 03:00 | 0
1965 | 3 | 24 | 04:00 | 0
1965 | 3 | 24 | 05:00 | 0
1965 | 3 | 24 | 06:00 | 0
1965 | 3 | 24 | 07:00 | 14
1965 | 3 | 24 | 08:00 | 657
1965 | 3 | 24 | 09:00 | 2077
1965 | 3 | 24 | 10:00 | 2917
1965 | 3 | 24 | 11:00 | 3356
1965 | 3 | 24 | 12:00 | 3580
1965 | 3 | 24 | 13:00 | 3535
1965 | 3 | 24 | 14:00 | 3271
1965 | 3 | 24 | 15:00 | 2746
1965 | 3 | 24 | 16:00 | 1971
1965 | 3 | 24 | 17:00 | 934
1965 | 3 | 24 | 18:00 | 7
1965 | 3 | 24 | 19:00 | 0
1965 | 3 | 24 | 20:00 | 0
1965 | 3 | 24 | 21:00 | 0
1965 | 3 | 24 | 22:00 | 0
1965 | 3 | 24 | 23:00 | 0
1965 | 3 | 24 | 24:00 | 0
1965 | 3 | 25 | 01:00 | 0
1965 | 3 | 25 | 02:00 | 0
1965 | 3 | 25 | 03:00 | 0
1965 | 3 | 25 | 04:00 | 0
1965 | 3 | 25 | 05:00 | 0
1965 | 3 | 25 | 06:00 | 0
1965 | 3 | 25 | 07:00 | 82
1965 | 3 | 25 | 08:00 | 1162
1965 | 3 | 25 | 09:00 | 2121
1965 | 3 | 25 | 10:00 | 2823
1965 | 3 | 25 | 11:00 | 3228
1965 | 3 | 25 | 12:00 | 3403
1965 | 3 | 25 | 13:00 | 3333
1965 | 3 | 25 | 14:00 | 3058
1965 | 3 | 25 | 15:00 | 2563
1965 | 3 | 25 | 16:00 | 1796
1965 | 3 | 25 | 17:00 | 813
1965 | 3 | 25 | 18:00 | 2
1965 | 3 | 25 | 19:00 | 0
1965 | 3 | 25 | 20:00 | 0
1965 | 3 | 25 | 21:00 | 0
1965 | 3 | 25 | 22:00 | 0
1965 | 3 | 25 | 23:00 | 0
1965 | 3 | 25 | 24:00 | 0
1965 | 3 | 26 | 01:00 | 0
1965 | 3 | 26 | 02:00 | 0
1965 | 3 | 26 | 03:00 | 0
1965 | 3 | 26 | 04:00 | 0
1965 | 3 | 26 | 05:00 | 0
1965 | 3 | 26 | 06:00 | 0
1965 | 3 | 26 | 07:00 | 6
1965 | 3 | 26 | 08:00 | 223
1965 | 3 | 26 | 09:00 | 561
1965 | 3 | 26 | 10:00 | 824
1965 | 3 | 26 | 11:00 | 930
1965 | 3 | 26 | 12:00 | 961
1965 | 3 | 26 | 13:00 | 539
1965 | 3 | 26 | 14:00 | 954
1965 | 3 | 26 | 15:00 | 816
1965 | 3 | 26 | 16:00 | 254
1965 | 3 | 26 | 17:00 | 129
1965 | 3 | 26 | 18:00 | 0
1965 | 3 | 26 | 19:00 | 0
1965 | 3 | 26 | 20:00 | 0
1965 | 3 | 26 | 21:00 | 0
1965 | 3 | 26 | 22:00 | 0
1965 | 3 | 26 | 23:00 | 0
1965 | 3 | 26 | 24:00 | 0
1965 | 3 | 27 | 01:00 | 0
1965 | 3 | 27 | 02:00 | 0
1965 | 3 | 27 | 03:00 | 0
1965 | 3 | 27 | 04:00 | 0
1965 | 3 | 27 | 05:00 | 0
1965 | 3 | 27 | 06:00 | 0
1965 | 3 | 27 | 07:00 | 25
1965 | 3 | 27 | 08:00 | 690
1965 | 3 | 27 | 09:00 | 1452
1965 | 3 | 27 | 10:00 | 1285
1965 | 3 | 27 | 11:00 | 2522
1965 | 3 | 27 | 12:00 | 2575
1965 | 3 | 27 | 13:00 | 3129
1965 | 3 | 27 | 14:00 | 2865
1965 | 3 | 27 | 15:00 | 2301
1965 | 3 | 27 | 16:00 | 1636
1965 | 3 | 27 | 17:00 | 695
1965 | 3 | 27 | 18:00 | 2
1965 | 3 | 27 | 19:00 | 0
1965 | 3 | 27 | 20:00 | 0
1965 | 3 | 27 | 21:00 | 0
1965 | 3 | 27 | 22:00 | 0
1965 | 3 | 27 | 23:00 | 0
1965 | 3 | 27 | 24:00 | 0
1965 | 3 | 28 | 01:00 | 0
1965 | 3 | 28 | 02:00 | 0
1965 | 3 | 28 | 03:00 | 0
1965 | 3 | 28 | 04:00 | 0
1965 | 3 | 28 | 05:00 | 0
1965 | 3 | 28 | 06:00 | 0
1965 | 3 | 28 | 07:00 | 95
1965 | 3 | 28 | 08:00 | 957
1965 | 3 | 28 | 09:00 | 1583
1965 | 3 | 28 | 10:00 | 1475
1965 | 3 | 28 | 11:00 | 2704
1965 | 3 | 28 | 12:00 | 2862
1965 | 3 | 28 | 13:00 | 3063
1965 | 3 | 28 | 14:00 | 2977
1965 | 3 | 28 | 15:00 | 2505
1965 | 3 | 28 | 16:00 | 1764
1965 | 3 | 28 | 17:00 | 819
1965 | 3 | 28 | 18:00 | 4
1965 | 3 | 28 | 19:00 | 0
1965 | 3 | 28 | 20:00 | 0
1965 | 3 | 28 | 21:00 | 0
1965 | 3 | 28 | 22:00 | 0
1965 | 3 | 28 | 23:00 | 0
1965 | 3 | 28 | 24:00 | 0
1965 | 3 | 29 | 01:00 | 0
1965 | 3 | 29 | 02:00 | 0
1965 | 3 | 29 | 03:00 | 0
1965 | 3 | 29 | 04:00 | 0
1965 | 3 | 29 | 05:00 | 0
1965 | 3 | 29 | 06:00 | 0
1965 | 3 | 29 | 07:00 | 5
1965 | 3 | 29 | 08:00 | 197
1965 | 3 | 29 | 09:00 | 512
1965 | 3 | 29 | 10:00 | 935
1965 | 3 | 29 | 11:00 | 1196
1965 | 3 | 29 | 12:00 | 956
1965 | 3 | 29 | 13:00 | 1049
1965 | 3 | 29 | 14:00 | 885
1965 | 3 | 29 | 15:00 | 869
1965 | 3 | 29 | 16:00 | 597
1965 | 3 | 29 | 17:00 | 234
1965 | 3 | 29 | 18:00 | 1
1965 | 3 | 29 | 19:00 | 0
1965 | 3 | 29 | 20:00 | 0
1965 | 3 | 29 | 21:00 | 0
1965 | 3 | 29 | 22:00 | 0
1965 | 3 | 29 | 23:00 | 0
1965 | 3 | 29 | 24:00 | 0
1965 | 3 | 30 | 01:00 | 0
1965 | 3 | 30 | 02:00 | 0
1965 | 3 | 30 | 03:00 | 0
1965 | 3 | 30 | 04:00 | 0
1965 | 3 | 30 | 05:00 | 0
1965 | 3 | 30 | 06:00 | 0
1965 | 3 | 30 | 07:00 | 53
1965 | 3 | 30 | 08:00 | 683
1965 | 3 | 30 | 09:00 | 1730
1965 | 3 | 30 | 10:00 | 1481
1965 | 3 | 30 | 11:00 | 2457
1965 | 3 | 30 | 12:00 | 2764
1965 | 3 | 30 | 13:00 | 2060
1965 | 3 | 30 | 14:00 | 2528
1965 | 3 | 30 | 15:00 | 2074
1965 | 3 | 30 | 16:00 | 1448
1965 | 3 | 30 | 17:00 | 824
1965 | 3 | 30 | 18:00 | 9
1965 | 3 | 30 | 19:00 | 0
1965 | 3 | 30 | 20:00 | 0
1965 | 3 | 30 | 21:00 | 0
1965 | 3 | 30 | 22:00 | 0
1965 | 3 | 30 | 23:00 | 0
1965 | 3 | 30 | 24:00 | 0
1965 | 3 | 31 | 01:00 | 0
1965 | 3 | 31 | 02:00 | 0
1965 | 3 | 31 | 03:00 | 0
1965 | 3 | 31 | 04:00 | 0
1965 | 3 | 31 | 05:00 | 0
1965 | 3 | 31 | 06:00 | 0
1965 | 3 | 31 | 07:00 | 105
1965 | 3 | 31 | 08:00 | 1145
1965 | 3 | 31 | 09:00 | 2158
1965 | 3 | 31 | 10:00 | 2921
1965 | 3 | 31 | 11:00 | 3424
1965 | 3 | 31 | 12:00 | 3646
1965 | 3 | 31 | 13:00 | 3580
1965 | 3 | 31 | 14:00 | 3250
1965 | 3 | 31 | 15:00 | 2664
1965 | 3 | 31 | 16:00 | 1820
1965 | 3 | 31 | 17:00 | 805
1965 | 3 | 31 | 18:00 | 7
1965 | 3 | 31 | 19:00 | 0
1965 | 3 | 31 | 20:00 | 0
1965 | 3 | 31 | 21:00 | 0
1965 | 3 | 31 | 22:00 | 0
1965 | 3 | 31 | 23:00 | 0
1965 | 3 | 31 | 24:00 | 0
1985 | 4 | 1 | 01:00 | 0
1985 | 4 | 1 | 02:00 | 0
1985 | 4 | 1 | 03:00 | 0
1985 | 4 | 1 | 04:00 | 0
1985 | 4 | 1 | 05:00 | 0
1985 | 4 | 1 | 06:00 | 0
1985 | 4 | 1 | 07:00 | 29
1985 | 4 | 1 | 08:00 | 466
1985 | 4 | 1 | 09:00 | 778
1985 | 4 | 1 | 10:00 | 1102
1985 | 4 | 1 | 11:00 | 1140
1985 | 4 | 1 | 12:00 | 744
1985 | 4 | 1 | 13:00 | 723
1985 | 4 | 1 | 14:00 | 647
1985 | 4 | 1 | 15:00 | 1070
1985 | 4 | 1 | 16:00 | 667
1985 | 4 | 1 | 17:00 | 41
1985 | 4 | 1 | 18:00 | 0
1985 | 4 | 1 | 19:00 | 0
1985 | 4 | 1 | 20:00 | 0
1985 | 4 | 1 | 21:00 | 0
1985 | 4 | 1 | 22:00 | 0
1985 | 4 | 1 | 23:00 | 0
1985 | 4 | 1 | 24:00 | 0
1985 | 4 | 2 | 01:00 | 0
1985 | 4 | 2 | 02:00 | 0
1985 | 4 | 2 | 03:00 | 0
1985 | 4 | 2 | 04:00 | 0
1985 | 4 | 2 | 05:00 | 0
1985 | 4 | 2 | 06:00 | 0
1985 | 4 | 2 | 07:00 | 39
1985 | 4 | 2 | 08:00 | 802
1985 | 4 | 2 | 09:00 | 1182
1985 | 4 | 2 | 10:00 | 1723
1985 | 4 | 2 | 11:00 | 2058
1985 | 4 | 2 | 12:00 | 606
1985 | 4 | 2 | 13:00 | 1134
1985 | 4 | 2 | 14:00 | 955
1985 | 4 | 2 | 15:00 | 778
1985 | 4 | 2 | 16:00 | 601
1985 | 4 | 2 | 17:00 | 237
1985 | 4 | 2 | 18:00 | 4
1985 | 4 | 2 | 19:00 | 0
1985 | 4 | 2 | 20:00 | 0
1985 | 4 | 2 | 21:00 | 0
1985 | 4 | 2 | 22:00 | 0
1985 | 4 | 2 | 23:00 | 0
1985 | 4 | 2 | 24:00 | 0
1985 | 4 | 3 | 01:00 | 0
1985 | 4 | 3 | 02:00 | 0
1985 | 4 | 3 | 03:00 | 0
1985 | 4 | 3 | 04:00 | 0
1985 | 4 | 3 | 05:00 | 0
1985 | 4 | 3 | 06:00 | 0
1985 | 4 | 3 | 07:00 | 152
1985 | 4 | 3 | 08:00 | 1137
1985 | 4 | 3 | 09:00 | 1908
1985 | 4 | 3 | 10:00 | 2348
1985 | 4 | 3 | 11:00 | 2542
1985 | 4 | 3 | 12:00 | 1279
1985 | 4 | 3 | 13:00 | 1039
1985 | 4 | 3 | 14:00 | 679
1985 | 4 | 3 | 15:00 | 677
1985 | 4 | 3 | 16:00 | 536
1985 | 4 | 3 | 17:00 | 48
1985 | 4 | 3 | 18:00 | 0
1985 | 4 | 3 | 19:00 | 0
1985 | 4 | 3 | 20:00 | 0
1985 | 4 | 3 | 21:00 | 0
1985 | 4 | 3 | 22:00 | 0
1985 | 4 | 3 | 23:00 | 0
1985 | 4 | 3 | 24:00 | 0
1985 | 4 | 4 | 01:00 | 0
1985 | 4 | 4 | 02:00 | 0
1985 | 4 | 4 | 03:00 | 0
1985 | 4 | 4 | 04:00 | 0
1985 | 4 | 4 | 05:00 | 0
1985 | 4 | 4 | 06:00 | 0
1985 | 4 | 4 | 07:00 | 51
1985 | 4 | 4 | 08:00 | 870
1985 | 4 | 4 | 09:00 | 1197
1985 | 4 | 4 | 10:00 | 1693
1985 | 4 | 4 | 11:00 | 2636
1985 | 4 | 4 | 12:00 | 2175
1985 | 4 | 4 | 13:00 | 1591
1985 | 4 | 4 | 14:00 | 1170
1985 | 4 | 4 | 15:00 | 689
1985 | 4 | 4 | 16:00 | 632
1985 | 4 | 4 | 17:00 | 550
1985 | 4 | 4 | 18:00 | 4
1985 | 4 | 4 | 19:00 | 0
1985 | 4 | 4 | 20:00 | 0
1985 | 4 | 4 | 21:00 | 0
1985 | 4 | 4 | 22:00 | 0
1985 | 4 | 4 | 23:00 | 0
1985 | 4 | 4 | 24:00 | 0
1985 | 4 | 5 | 01:00 | 0
1985 | 4 | 5 | 02:00 | 0
1985 | 4 | 5 | 03:00 | 0
1985 | 4 | 5 | 04:00 | 0
1985 | 4 | 5 | 05:00 | 0
1985 | 4 | 5 | 06:00 | 0
1985 | 4 | 5 | 07:00 | 6
1985 | 4 | 5 | 08:00 | 150
1985 | 4 | 5 | 09:00 | 773
1985 | 4 | 5 | 10:00 | 975
1985 | 4 | 5 | 11:00 | 866
1985 | 4 | 5 | 12:00 | 908
1985 | 4 | 5 | 13:00 | 1217
1985 | 4 | 5 | 14:00 | 888
1985 | 4 | 5 | 15:00 | 781
1985 | 4 | 5 | 16:00 | 585
1985 | 4 | 5 | 17:00 | 292
1985 | 4 | 5 | 18:00 | 4
1985 | 4 | 5 | 19:00 | 0
1985 | 4 | 5 | 20:00 | 0
1985 | 4 | 5 | 21:00 | 0
1985 | 4 | 5 | 22:00 | 0
1985 | 4 | 5 | 23:00 | 0
1985 | 4 | 5 | 24:00 | 0
1985 | 4 | 6 | 01:00 | 0
1985 | 4 | 6 | 02:00 | 0
1985 | 4 | 6 | 03:00 | 0
1985 | 4 | 6 | 04:00 | 0
1985 | 4 | 6 | 05:00 | 0
1985 | 4 | 6 | 06:00 | 0
1985 | 4 | 6 | 07:00 | 4
1985 | 4 | 6 | 08:00 | 83
1985 | 4 | 6 | 09:00 | 745
1985 | 4 | 6 | 10:00 | 501
1985 | 4 | 6 | 11:00 | 1006
1985 | 4 | 6 | 12:00 | 618
1985 | 4 | 6 | 13:00 | 622
1985 | 4 | 6 | 14:00 | 1319
1985 | 4 | 6 | 15:00 | 1412
1985 | 4 | 6 | 16:00 | 1415
1985 | 4 | 6 | 17:00 | 712
1985 | 4 | 6 | 18:00 | 6
1985 | 4 | 6 | 19:00 | 0
1985 | 4 | 6 | 20:00 | 0
1985 | 4 | 6 | 21:00 | 0
1985 | 4 | 6 | 22:00 | 0
1985 | 4 | 6 | 23:00 | 0
1985 | 4 | 6 | 24:00 | 0
1985 | 4 | 7 | 01:00 | 0
1985 | 4 | 7 | 02:00 | 0
1985 | 4 | 7 | 03:00 | 0
1985 | 4 | 7 | 04:00 | 0
1985 | 4 | 7 | 05:00 | 0
1985 | 4 | 7 | 06:00 | 0
1985 | 4 | 7 | 07:00 | 69
1985 | 4 | 7 | 08:00 | 987
1985 | 4 | 7 | 09:00 | 1844
1985 | 4 | 7 | 10:00 | 2492
1985 | 4 | 7 | 11:00 | 2934
1985 | 4 | 7 | 12:00 | 3026
1985 | 4 | 7 | 13:00 | 2880
1985 | 4 | 7 | 14:00 | 2707
1985 | 4 | 7 | 15:00 | 2079
1985 | 4 | 7 | 16:00 | 1577
1985 | 4 | 7 | 17:00 | 661
1985 | 4 | 7 | 18:00 | 10
1985 | 4 | 7 | 19:00 | 0
1985 | 4 | 7 | 20:00 | 0
1985 | 4 | 7 | 21:00 | 0
1985 | 4 | 7 | 22:00 | 0
1985 | 4 | 7 | 23:00 | 0
1985 | 4 | 7 | 24:00 | 0
1985 | 4 | 8 | 01:00 | 0
1985 | 4 | 8 | 02:00 | 0
1985 | 4 | 8 | 03:00 | 0
1985 | 4 | 8 | 04:00 | 0
1985 | 4 | 8 | 05:00 | 0
1985 | 4 | 8 | 06:00 | 0
1985 | 4 | 8 | 07:00 | 21
1985 | 4 | 8 | 08:00 | 1079
1985 | 4 | 8 | 09:00 | 1853
1985 | 4 | 8 | 10:00 | 2519
1985 | 4 | 8 | 11:00 | 2841
1985 | 4 | 8 | 12:00 | 2899
1985 | 4 | 8 | 13:00 | 2344
1985 | 4 | 8 | 14:00 | 2413
1985 | 4 | 8 | 15:00 | 681
1985 | 4 | 8 | 16:00 | 1277
1985 | 4 | 8 | 17:00 | 583
1985 | 4 | 8 | 18:00 | 1
1985 | 4 | 8 | 19:00 | 0
1985 | 4 | 8 | 20:00 | 0
1985 | 4 | 8 | 21:00 | 0
1985 | 4 | 8 | 22:00 | 0
1985 | 4 | 8 | 23:00 | 0
1985 | 4 | 8 | 24:00 | 0
1985 | 4 | 9 | 01:00 | 0
1985 | 4 | 9 | 02:00 | 0
1985 | 4 | 9 | 03:00 | 0
1985 | 4 | 9 | 04:00 | 0
1985 | 4 | 9 | 05:00 | 0
1985 | 4 | 9 | 06:00 | 0
1985 | 4 | 9 | 07:00 | 280
1985 | 4 | 9 | 08:00 | 1292
1985 | 4 | 9 | 09:00 | 2082
1985 | 4 | 9 | 10:00 | 2473
1985 | 4 | 9 | 11:00 | 3049
1985 | 4 | 9 | 12:00 | 3133
1985 | 4 | 9 | 13:00 | 2557
1985 | 4 | 9 | 14:00 | 1962
1985 | 4 | 9 | 15:00 | 1940
1985 | 4 | 9 | 16:00 | 1696
1985 | 4 | 9 | 17:00 | 638
1985 | 4 | 9 | 18:00 | 5
1985 | 4 | 9 | 19:00 | 0
1985 | 4 | 9 | 20:00 | 0
1985 | 4 | 9 | 21:00 | 0
1985 | 4 | 9 | 22:00 | 0
1985 | 4 | 9 | 23:00 | 0
1985 | 4 | 9 | 24:00 | 0
1985 | 4 | 10 | 01:00 | 0
1985 | 4 | 10 | 02:00 | 0
1985 | 4 | 10 | 03:00 | 0
1985 | 4 | 10 | 04:00 | 0
1985 | 4 | 10 | 05:00 | 0
1985 | 4 | 10 | 06:00 | 0
1985 | 4 | 10 | 07:00 | 334
1985 | 4 | 10 | 08:00 | 1334
1985 | 4 | 10 | 09:00 | 2224
1985 | 4 | 10 | 10:00 | 2825
1985 | 4 | 10 | 11:00 | 3190
1985 | 4 | 10 | 12:00 | 3147
1985 | 4 | 10 | 13:00 | 3071
1985 | 4 | 10 | 14:00 | 2940
1985 | 4 | 10 | 15:00 | 2249
1985 | 4 | 10 | 16:00 | 1617
1985 | 4 | 10 | 17:00 | 790
1985 | 4 | 10 | 18:00 | 4
1985 | 4 | 10 | 19:00 | 0
1985 | 4 | 10 | 20:00 | 0
1985 | 4 | 10 | 21:00 | 0
1985 | 4 | 10 | 22:00 | 0
1985 | 4 | 10 | 23:00 | 0
1985 | 4 | 10 | 24:00 | 0
1985 | 4 | 11 | 01:00 | 0
1985 | 4 | 11 | 02:00 | 0
1985 | 4 | 11 | 03:00 | 0
1985 | 4 | 11 | 04:00 | 0
1985 | 4 | 11 | 05:00 | 0
1985 | 4 | 11 | 06:00 | 0
1985 | 4 | 11 | 07:00 | 93
1985 | 4 | 11 | 08:00 | 1201
1985 | 4 | 11 | 09:00 | 1949
1985 | 4 | 11 | 10:00 | 2497
1985 | 4 | 11 | 11:00 | 2524
1985 | 4 | 11 | 12:00 | 2633
1985 | 4 | 11 | 13:00 | 2783
1985 | 4 | 11 | 14:00 | 2063
1985 | 4 | 11 | 15:00 | 1689
1985 | 4 | 11 | 16:00 | 945
1985 | 4 | 11 | 17:00 | 427
1985 | 4 | 11 | 18:00 | 0
1985 | 4 | 11 | 19:00 | 0
1985 | 4 | 11 | 20:00 | 0
1985 | 4 | 11 | 21:00 | 0
1985 | 4 | 11 | 22:00 | 0
1985 | 4 | 11 | 23:00 | 0
1985 | 4 | 11 | 24:00 | 0
1985 | 4 | 12 | 01:00 | 0
1985 | 4 | 12 | 02:00 | 0
1985 | 4 | 12 | 03:00 | 0
1985 | 4 | 12 | 04:00 | 0
1985 | 4 | 12 | 05:00 | 0
1985 | 4 | 12 | 06:00 | 0
1985 | 4 | 12 | 07:00 | 341
1985 | 4 | 12 | 08:00 | 1277
1985 | 4 | 12 | 09:00 | 2134
1985 | 4 | 12 | 10:00 | 2782
1985 | 4 | 12 | 11:00 | 3124
1985 | 4 | 12 | 12:00 | 3308
1985 | 4 | 12 | 13:00 | 3296
1985 | 4 | 12 | 14:00 | 2944
1985 | 4 | 12 | 15:00 | 2473
1985 | 4 | 12 | 16:00 | 1743
1985 | 4 | 12 | 17:00 | 826
1985 | 4 | 12 | 18:00 | 5
1985 | 4 | 12 | 19:00 | 0
1985 | 4 | 12 | 20:00 | 0
1985 | 4 | 12 | 21:00 | 0
1985 | 4 | 12 | 22:00 | 0
1985 | 4 | 12 | 23:00 | 0
1985 | 4 | 12 | 24:00 | 0
1985 | 4 | 13 | 01:00 | 0
1985 | 4 | 13 | 02:00 | 0
1985 | 4 | 13 | 03:00 | 0
1985 | 4 | 13 | 04:00 | 0
1985 | 4 | 13 | 05:00 | 0
1985 | 4 | 13 | 06:00 | 0
1985 | 4 | 13 | 07:00 | 276
1985 | 4 | 13 | 08:00 | 1093
1985 | 4 | 13 | 09:00 | 1976
1985 | 4 | 13 | 10:00 | 2362
1985 | 4 | 13 | 11:00 | 2797
1985 | 4 | 13 | 12:00 | 2522
1985 | 4 | 13 | 13:00 | 2421
1985 | 4 | 13 | 14:00 | 2380
1985 | 4 | 13 | 15:00 | 1771
1985 | 4 | 13 | 16:00 | 1209
1985 | 4 | 13 | 17:00 | 35
1985 | 4 | 13 | 18:00 | 0
1985 | 4 | 13 | 19:00 | 0
1985 | 4 | 13 | 20:00 | 0
1985 | 4 | 13 | 21:00 | 0
1985 | 4 | 13 | 22:00 | 0
1985 | 4 | 13 | 23:00 | 0
1985 | 4 | 13 | 24:00 | 0
1985 | 4 | 14 | 01:00 | 0
1985 | 4 | 14 | 02:00 | 0
1985 | 4 | 14 | 03:00 | 0
1985 | 4 | 14 | 04:00 | 0
1985 | 4 | 14 | 05:00 | 0
1985 | 4 | 14 | 06:00 | 0
1985 | 4 | 14 | 07:00 | 23
1985 | 4 | 14 | 08:00 | 387
1985 | 4 | 14 | 09:00 | 655
1985 | 4 | 14 | 10:00 | 972
1985 | 4 | 14 | 11:00 | 1044
1985 | 4 | 14 | 12:00 | 1111
1985 | 4 | 14 | 13:00 | 1142
1985 | 4 | 14 | 14:00 | 1004
1985 | 4 | 14 | 15:00 | 506
1985 | 4 | 14 | 16:00 | 689
1985 | 4 | 14 | 17:00 | 264
1985 | 4 | 14 | 18:00 | 6
1985 | 4 | 14 | 19:00 | 0
1985 | 4 | 14 | 20:00 | 0
1985 | 4 | 14 | 21:00 | 0
1985 | 4 | 14 | 22:00 | 0
1985 | 4 | 14 | 23:00 | 0
1985 | 4 | 14 | 24:00 | 0
1985 | 4 | 15 | 01:00 | 0
1985 | 4 | 15 | 02:00 | 0
1985 | 4 | 15 | 03:00 | 0
1985 | 4 | 15 | 04:00 | 0
1985 | 4 | 15 | 05:00 | 0
1985 | 4 | 15 | 06:00 | 0
1985 | 4 | 15 | 07:00 | 108
1985 | 4 | 15 | 08:00 | 396
1985 | 4 | 15 | 09:00 | 906
1985 | 4 | 15 | 10:00 | 1644
1985 | 4 | 15 | 11:00 | 1364
1985 | 4 | 15 | 12:00 | 1272
1985 | 4 | 15 | 13:00 | 1771
1985 | 4 | 15 | 14:00 | 1972
1985 | 4 | 15 | 15:00 | 1087
1985 | 4 | 15 | 16:00 | 609
1985 | 4 | 15 | 17:00 | 541
1985 | 4 | 15 | 18:00 | 2
1985 | 4 | 15 | 19:00 | 0
1985 | 4 | 15 | 20:00 | 0
1985 | 4 | 15 | 21:00 | 0
1985 | 4 | 15 | 22:00 | 0
1985 | 4 | 15 | 23:00 | 0
1985 | 4 | 15 | 24:00 | 0
1985 | 4 | 16 | 01:00 | 0
1985 | 4 | 16 | 02:00 | 0
1985 | 4 | 16 | 03:00 | 0
1985 | 4 | 16 | 04:00 | 0
1985 | 4 | 16 | 05:00 | 0
1985 | 4 | 16 | 06:00 | 0
1985 | 4 | 16 | 07:00 | 37
1985 | 4 | 16 | 08:00 | 478
1985 | 4 | 16 | 09:00 | 996
1985 | 4 | 16 | 10:00 | 2039
1985 | 4 | 16 | 11:00 | 1494
1985 | 4 | 16 | 12:00 | 2030
1985 | 4 | 16 | 13:00 | 2079
1985 | 4 | 16 | 14:00 | 1485
1985 | 4 | 16 | 15:00 | 1720
1985 | 4 | 16 | 16:00 | 1235
1985 | 4 | 16 | 17:00 | 279
1985 | 4 | 16 | 18:00 | 3
1985 | 4 | 16 | 19:00 | 0
1985 | 4 | 16 | 20:00 | 0
1985 | 4 | 16 | 21:00 | 0
1985 | 4 | 16 | 22:00 | 0
1985 | 4 | 16 | 23:00 | 0
1985 | 4 | 16 | 24:00 | 0
1985 | 4 | 17 | 01:00 | 0
1985 | 4 | 17 | 02:00 | 0
1985 | 4 | 17 | 03:00 | 0
1985 | 4 | 17 | 04:00 | 0
1985 | 4 | 17 | 05:00 | 0
1985 | 4 | 17 | 06:00 | 0
1985 | 4 | 17 | 07:00 | 367
1985 | 4 | 17 | 08:00 | 1237
1985 | 4 | 17 | 09:00 | 2136
1985 | 4 | 17 | 10:00 | 2749
1985 | 4 | 17 | 11:00 | 3156
1985 | 4 | 17 | 12:00 | 3307
1985 | 4 | 17 | 13:00 | 3236
1985 | 4 | 17 | 14:00 | 2949
1985 | 4 | 17 | 15:00 | 2429
1985 | 4 | 17 | 16:00 | 1658
1985 | 4 | 17 | 17:00 | 764
1985 | 4 | 17 | 18:00 | 12
1985 | 4 | 17 | 19:00 | 0
1985 | 4 | 17 | 20:00 | 0
1985 | 4 | 17 | 21:00 | 0
1985 | 4 | 17 | 22:00 | 0
1985 | 4 | 17 | 23:00 | 0
1985 | 4 | 17 | 24:00 | 0
1985 | 4 | 18 | 01:00 | 0
1985 | 4 | 18 | 02:00 | 0
1985 | 4 | 18 | 03:00 | 0
1985 | 4 | 18 | 04:00 | 0
1985 | 4 | 18 | 05:00 | 0
1985 | 4 | 18 | 06:00 | 0
1985 | 4 | 18 | 07:00 | 16
1985 | 4 | 18 | 08:00 | 232
1985 | 4 | 18 | 09:00 | 542
1985 | 4 | 18 | 10:00 | 979
1985 | 4 | 18 | 11:00 | 977
1985 | 4 | 18 | 12:00 | 1172
1985 | 4 | 18 | 13:00 | 927
1985 | 4 | 18 | 14:00 | 1039
1985 | 4 | 18 | 15:00 | 885
1985 | 4 | 18 | 16:00 | 604
1985 | 4 | 18 | 17:00 | 264
1985 | 4 | 18 | 18:00 | 2
1985 | 4 | 18 | 19:00 | 0
1985 | 4 | 18 | 20:00 | 0
1985 | 4 | 18 | 21:00 | 0
1985 | 4 | 18 | 22:00 | 0
1985 | 4 | 18 | 23:00 | 0
1985 | 4 | 18 | 24:00 | 0
1985 | 4 | 19 | 01:00 | 0
1985 | 4 | 19 | 02:00 | 0
1985 | 4 | 19 | 03:00 | 0
1985 | 4 | 19 | 04:00 | 0
1985 | 4 | 19 | 05:00 | 0
1985 | 4 | 19 | 06:00 | 0
1985 | 4 | 19 | 07:00 | 57
1985 | 4 | 19 | 08:00 | 437
1985 | 4 | 19 | 09:00 | 748
1985 | 4 | 19 | 10:00 | 855
1985 | 4 | 19 | 11:00 | 1485
1985 | 4 | 19 | 12:00 | 1685
1985 | 4 | 19 | 13:00 | 2318
1985 | 4 | 19 | 14:00 | 707
1985 | 4 | 19 | 15:00 | 840
1985 | 4 | 19 | 16:00 | 448
1985 | 4 | 19 | 17:00 | 29
1985 | 4 | 19 | 18:00 | 3
1985 | 4 | 19 | 19:00 | 0
1985 | 4 | 19 | 20:00 | 0
1985 | 4 | 19 | 21:00 | 0
1985 | 4 | 19 | 22:00 | 0
1985 | 4 | 19 | 23:00 | 0
1985 | 4 | 19 | 24:00 | 0
1985 | 4 | 20 | 01:00 | 0
1985 | 4 | 20 | 02:00 | 0
1985 | 4 | 20 | 03:00 | 0
1985 | 4 | 20 | 04:00 | 0
1985 | 4 | 20 | 05:00 | 0
1985 | 4 | 20 | 06:00 | 1
1985 | 4 | 20 | 07:00 | 388
1985 | 4 | 20 | 08:00 | 1111
1985 | 4 | 20 | 09:00 | 1864
1985 | 4 | 20 | 10:00 | 2486
1985 | 4 | 20 | 11:00 | 2570
1985 | 4 | 20 | 12:00 | 2630
1985 | 4 | 20 | 13:00 | 2806
1985 | 4 | 20 | 14:00 | 2593
1985 | 4 | 20 | 15:00 | 2044
1985 | 4 | 20 | 16:00 | 1426
1985 | 4 | 20 | 17:00 | 722
1985 | 4 | 20 | 18:00 | 11
1985 | 4 | 20 | 19:00 | 0
1985 | 4 | 20 | 20:00 | 0
1985 | 4 | 20 | 21:00 | 0
1985 | 4 | 20 | 22:00 | 0
1985 | 4 | 20 | 23:00 | 0
1985 | 4 | 20 | 24:00 | 0
1985 | 4 | 21 | 01:00 | 0
1985 | 4 | 21 | 02:00 | 0
1985 | 4 | 21 | 03:00 | 0
1985 | 4 | 21 | 04:00 | 0
1985 | 4 | 21 | 05:00 | 0
1985 | 4 | 21 | 06:00 | 0
1985 | 4 | 21 | 07:00 | 104
1985 | 4 | 21 | 08:00 | 464
1985 | 4 | 21 | 09:00 | 564
1985 | 4 | 21 | 10:00 | 2136
1985 | 4 | 21 | 11:00 | 2361
1985 | 4 | 21 | 12:00 | 2807
1985 | 4 | 21 | 13:00 | 2661
1985 | 4 | 21 | 14:00 | 2069
1985 | 4 | 21 | 15:00 | 2071
1985 | 4 | 21 | 16:00 | 1354
1985 | 4 | 21 | 17:00 | 664
1985 | 4 | 21 | 18:00 | 10
1985 | 4 | 21 | 19:00 | 0
1985 | 4 | 21 | 20:00 | 0
1985 | 4 | 21 | 21:00 | 0
1985 | 4 | 21 | 22:00 | 0
1985 | 4 | 21 | 23:00 | 0
1985 | 4 | 21 | 24:00 | 0
1985 | 4 | 22 | 01:00 | 0
1985 | 4 | 22 | 02:00 | 0
1985 | 4 | 22 | 03:00 | 0
1985 | 4 | 22 | 04:00 | 0
1985 | 4 | 22 | 05:00 | 0
1985 | 4 | 22 | 06:00 | 0
1985 | 4 | 22 | 07:00 | 99
1985 | 4 | 22 | 08:00 | 731
1985 | 4 | 22 | 09:00 | 917
1985 | 4 | 22 | 10:00 | 683
1985 | 4 | 22 | 11:00 | 502
1985 | 4 | 22 | 12:00 | 1079
1985 | 4 | 22 | 13:00 | 812
1985 | 4 | 22 | 14:00 | 932
1985 | 4 | 22 | 15:00 | 688
1985 | 4 | 22 | 16:00 | 1322
1985 | 4 | 22 | 17:00 | 699
1985 | 4 | 22 | 18:00 | 8
1985 | 4 | 22 | 19:00 | 0
1985 | 4 | 22 | 20:00 | 0
1985 | 4 | 22 | 21:00 | 0
1985 | 4 | 22 | 22:00 | 0
1985 | 4 | 22 | 23:00 | 0
1985 | 4 | 22 | 24:00 | 0
1985 | 4 | 23 | 01:00 | 0
1985 | 4 | 23 | 02:00 | 0
1985 | 4 | 23 | 03:00 | 0
1985 | 4 | 23 | 04:00 | 0
1985 | 4 | 23 | 05:00 | 0
1985 | 4 | 23 | 06:00 | 1
1985 | 4 | 23 | 07:00 | 122
1985 | 4 | 23 | 08:00 | 308
1985 | 4 | 23 | 09:00 | 766
1985 | 4 | 23 | 10:00 | 1173
1985 | 4 | 23 | 11:00 | 1258
1985 | 4 | 23 | 12:00 | 1148
1985 | 4 | 23 | 13:00 | 2442
1985 | 4 | 23 | 14:00 | 2665
1985 | 4 | 23 | 15:00 | 2000
1985 | 4 | 23 | 16:00 | 1434
1985 | 4 | 23 | 17:00 | 735
1985 | 4 | 23 | 18:00 | 13
1985 | 4 | 23 | 19:00 | 0
1985 | 4 | 23 | 20:00 | 0
1985 | 4 | 23 | 21:00 | 0
1985 | 4 | 23 | 22:00 | 0
1985 | 4 | 23 | 23:00 | 0
1985 | 4 | 23 | 24:00 | 0
1985 | 4 | 24 | 01:00 | 0
1985 | 4 | 24 | 02:00 | 0
1985 | 4 | 24 | 03:00 | 0
1985 | 4 | 24 | 04:00 | 0
1985 | 4 | 24 | 05:00 | 0
1985 | 4 | 24 | 06:00 | 0
1985 | 4 | 24 | 07:00 | 13
1985 | 4 | 24 | 08:00 | 555
1985 | 4 | 24 | 09:00 | 709
1985 | 4 | 24 | 10:00 | 876
1985 | 4 | 24 | 11:00 | 1073
1985 | 4 | 24 | 12:00 | 1069
1985 | 4 | 24 | 13:00 | 2580
1985 | 4 | 24 | 14:00 | 2657
1985 | 4 | 24 | 15:00 | 2205
1985 | 4 | 24 | 16:00 | 1500
1985 | 4 | 24 | 17:00 | 695
1985 | 4 | 24 | 18:00 | 16
1985 | 4 | 24 | 19:00 | 0
1985 | 4 | 24 | 20:00 | 0
1985 | 4 | 24 | 21:00 | 0
1985 | 4 | 24 | 22:00 | 0
1985 | 4 | 24 | 23:00 | 0
1985 | 4 | 24 | 24:00 | 0
1985 | 4 | 25 | 01:00 | 0
1985 | 4 | 25 | 02:00 | 0
1985 | 4 | 25 | 03:00 | 0
1985 | 4 | 25 | 04:00 | 0
1985 | 4 | 25 | 05:00 | 0
1985 | 4 | 25 | 06:00 | 1
1985 | 4 | 25 | 07:00 | 423
1985 | 4 | 25 | 08:00 | 1191
1985 | 4 | 25 | 09:00 | 1957
1985 | 4 | 25 | 10:00 | 2465
1985 | 4 | 25 | 11:00 | 2757
1985 | 4 | 25 | 12:00 | 2883
1985 | 4 | 25 | 13:00 | 2480
1985 | 4 | 25 | 14:00 | 2278
1985 | 4 | 25 | 15:00 | 1984
1985 | 4 | 25 | 16:00 | 1332
1985 | 4 | 25 | 17:00 | 575
1985 | 4 | 25 | 18:00 | 22
1985 | 4 | 25 | 19:00 | 0
1985 | 4 | 25 | 20:00 | 0
1985 | 4 | 25 | 21:00 | 0
1985 | 4 | 25 | 22:00 | 0
1985 | 4 | 25 | 23:00 | 0
1985 | 4 | 25 | 24:00 | 0
1985 | 4 | 26 | 01:00 | 0
1985 | 4 | 26 | 02:00 | 0
1985 | 4 | 26 | 03:00 | 0
1985 | 4 | 26 | 04:00 | 0
1985 | 4 | 26 | 05:00 | 0
1985 | 4 | 26 | 06:00 | 1
1985 | 4 | 26 | 07:00 | 370
1985 | 4 | 26 | 08:00 | 1125
1985 | 4 | 26 | 09:00 | 1793
1985 | 4 | 26 | 10:00 | 2398
1985 | 4 | 26 | 11:00 | 2865
1985 | 4 | 26 | 12:00 | 2999
1985 | 4 | 26 | 13:00 | 2823
1985 | 4 | 26 | 14:00 | 2422
1985 | 4 | 26 | 15:00 | 1436
1985 | 4 | 26 | 16:00 | 1038
1985 | 4 | 26 | 17:00 | 607
1985 | 4 | 26 | 18:00 | 9
1985 | 4 | 26 | 19:00 | 0
1985 | 4 | 26 | 20:00 | 0
1985 | 4 | 26 | 21:00 | 0
1985 | 4 | 26 | 22:00 | 0
1985 | 4 | 26 | 23:00 | 0
1985 | 4 | 26 | 24:00 | 0
1985 | 4 | 27 | 01:00 | 0
1985 | 4 | 27 | 02:00 | 0
1985 | 4 | 27 | 03:00 | 0
1985 | 4 | 27 | 04:00 | 0
1985 | 4 | 27 | 05:00 | 0
1985 | 4 | 27 | 06:00 | 0
1985 | 4 | 27 | 07:00 | 249
1985 | 4 | 27 | 08:00 | 731
1985 | 4 | 27 | 09:00 | 1088
1985 | 4 | 27 | 10:00 | 1116
1985 | 4 | 27 | 11:00 | 2056
1985 | 4 | 27 | 12:00 | 2249
1985 | 4 | 27 | 13:00 | 1322
1985 | 4 | 27 | 14:00 | 2602
1985 | 4 | 27 | 15:00 | 2071
1985 | 4 | 27 | 16:00 | 1620
1985 | 4 | 27 | 17:00 | 761
1985 | 4 | 27 | 18:00 | 6
1985 | 4 | 27 | 19:00 | 0
1985 | 4 | 27 | 20:00 | 0
1985 | 4 | 27 | 21:00 | 0
1985 | 4 | 27 | 22:00 | 0
1985 | 4 | 27 | 23:00 | 0
1985 | 4 | 27 | 24:00 | 0
1985 | 4 | 28 | 01:00 | 0
1985 | 4 | 28 | 02:00 | 0
1985 | 4 | 28 | 03:00 | 0
1985 | 4 | 28 | 04:00 | 0
1985 | 4 | 28 | 05:00 | 0
1985 | 4 | 28 | 06:00 | 3
1985 | 4 | 28 | 07:00 | 396
1985 | 4 | 28 | 08:00 | 893
1985 | 4 | 28 | 09:00 | 1266
1985 | 4 | 28 | 10:00 | 1214
1985 | 4 | 28 | 11:00 | 1851
1985 | 4 | 28 | 12:00 | 1857
1985 | 4 | 28 | 13:00 | 774
1985 | 4 | 28 | 14:00 | 760
1985 | 4 | 28 | 15:00 | 400
1985 | 4 | 28 | 16:00 | 132
1985 | 4 | 28 | 17:00 | 29
1985 | 4 | 28 | 18:00 | 2
1985 | 4 | 28 | 19:00 | 0
1985 | 4 | 28 | 20:00 | 0
1985 | 4 | 28 | 21:00 | 0
1985 | 4 | 28 | 22:00 | 0
1985 | 4 | 28 | 23:00 | 0
1985 | 4 | 28 | 24:00 | 0
1985 | 4 | 29 | 01:00 | 0
1985 | 4 | 29 | 02:00 | 0
1985 | 4 | 29 | 03:00 | 0
1985 | 4 | 29 | 04:00 | 0
1985 | 4 | 29 | 05:00 | 0
1985 | 4 | 29 | 06:00 | 1
1985 | 4 | 29 | 07:00 | 287
1985 | 4 | 29 | 08:00 | 1134
1985 | 4 | 29 | 09:00 | 1857
1985 | 4 | 29 | 10:00 | 2495
1985 | 4 | 29 | 11:00 | 2828
1985 | 4 | 29 | 12:00 | 2939
1985 | 4 | 29 | 13:00 | 2858
1985 | 4 | 29 | 14:00 | 2682
1985 | 4 | 29 | 15:00 | 2295
1985 | 4 | 29 | 16:00 | 1567
1985 | 4 | 29 | 17:00 | 735
1985 | 4 | 29 | 18:00 | 8
1985 | 4 | 29 | 19:00 | 0
1985 | 4 | 29 | 20:00 | 0
1985 | 4 | 29 | 21:00 | 0
1985 | 4 | 29 | 22:00 | 0
1985 | 4 | 29 | 23:00 | 0
1985 | 4 | 29 | 24:00 | 0
1985 | 4 | 30 | 01:00 | 0
1985 | 4 | 30 | 02:00 | 0
1985 | 4 | 30 | 03:00 | 0
1985 | 4 | 30 | 04:00 | 0
1985 | 4 | 30 | 05:00 | 0
1985 | 4 | 30 | 06:00 | 1
1985 | 4 | 30 | 07:00 | 420
1985 | 4 | 30 | 08:00 | 1177
1985 | 4 | 30 | 09:00 | 1925
1985 | 4 | 30 | 10:00 | 2147
1985 | 4 | 30 | 11:00 | 2612
1985 | 4 | 30 | 12:00 | 2428
1985 | 4 | 30 | 13:00 | 2009
1985 | 4 | 30 | 14:00 | 2561
1985 | 4 | 30 | 15:00 | 2180
1985 | 4 | 30 | 16:00 | 1495
1985 | 4 | 30 | 17:00 | 700
1985 | 4 | 30 | 18:00 | 32
1985 | 4 | 30 | 19:00 | 0
1985 | 4 | 30 | 20:00 | 0
1985 | 4 | 30 | 21:00 | 0
1985 | 4 | 30 | 22:00 | 0
1985 | 4 | 30 | 23:00 | 0
1985 | 4 | 30 | 24:00 | 0
1987 | 5 | 1 | 01:00 | 0
1987 | 5 | 1 | 02:00 | 0
1987 | 5 | 1 | 03:00 | 0
1987 | 5 | 1 | 04:00 | 0
1987 | 5 | 1 | 05:00 | 0
1987 | 5 | 1 | 06:00 | 2
1987 | 5 | 1 | 07:00 | 417
1987 | 5 | 1 | 08:00 | 974
1987 | 5 | 1 | 09:00 | 1919
1987 | 5 | 1 | 10:00 | 2412
1987 | 5 | 1 | 11:00 | 2504
1987 | 5 | 1 | 12:00 | 2863
1987 | 5 | 1 | 13:00 | 1995
1987 | 5 | 1 | 14:00 | 2250
1987 | 5 | 1 | 15:00 | 1335
1987 | 5 | 1 | 16:00 | 977
1987 | 5 | 1 | 17:00 | 754
1987 | 5 | 1 | 18:00 | 24
1987 | 5 | 1 | 19:00 | 0
1987 | 5 | 1 | 20:00 | 0
1987 | 5 | 1 | 21:00 | 0
1987 | 5 | 1 | 22:00 | 0
1987 | 5 | 1 | 23:00 | 0
1987 | 5 | 1 | 24:00 | 0
1987 | 5 | 2 | 01:00 | 0
1987 | 5 | 2 | 02:00 | 0
1987 | 5 | 2 | 03:00 | 0
1987 | 5 | 2 | 04:00 | 0
1987 | 5 | 2 | 05:00 | 0
1987 | 5 | 2 | 06:00 | 3
1987 | 5 | 2 | 07:00 | 430
1987 | 5 | 2 | 08:00 | 1241
1987 | 5 | 2 | 09:00 | 2029
1987 | 5 | 2 | 10:00 | 2507
1987 | 5 | 2 | 11:00 | 2613
1987 | 5 | 2 | 12:00 | 2997
1987 | 5 | 2 | 13:00 | 2192
1987 | 5 | 2 | 14:00 | 2404
1987 | 5 | 2 | 15:00 | 1464
1987 | 5 | 2 | 16:00 | 1019
1987 | 5 | 2 | 17:00 | 535
1987 | 5 | 2 | 18:00 | 43
1987 | 5 | 2 | 19:00 | 0
1987 | 5 | 2 | 20:00 | 0
1987 | 5 | 2 | 21:00 | 0
1987 | 5 | 2 | 22:00 | 0
1987 | 5 | 2 | 23:00 | 0
1987 | 5 | 2 | 24:00 | 0
1987 | 5 | 3 | 01:00 | 0
1987 | 5 | 3 | 02:00 | 0
1987 | 5 | 3 | 03:00 | 0
1987 | 5 | 3 | 04:00 | 0
1987 | 5 | 3 | 05:00 | 0
1987 | 5 | 3 | 06:00 | 3
1987 | 5 | 3 | 07:00 | 444
1987 | 5 | 3 | 08:00 | 692
1987 | 5 | 3 | 09:00 | 1521
1987 | 5 | 3 | 10:00 | 2184
1987 | 5 | 3 | 11:00 | 2161
1987 | 5 | 3 | 12:00 | 1506
1987 | 5 | 3 | 13:00 | 1182
1987 | 5 | 3 | 14:00 | 1269
1987 | 5 | 3 | 15:00 | 485
1987 | 5 | 3 | 16:00 | 505
1987 | 5 | 3 | 17:00 | 200
1987 | 5 | 3 | 18:00 | 12
1987 | 5 | 3 | 19:00 | 0
1987 | 5 | 3 | 20:00 | 0
1987 | 5 | 3 | 21:00 | 0
1987 | 5 | 3 | 22:00 | 0
1987 | 5 | 3 | 23:00 | 0
1987 | 5 | 3 | 24:00 | 0
1987 | 5 | 4 | 01:00 | 0
1987 | 5 | 4 | 02:00 | 0
1987 | 5 | 4 | 03:00 | 0
1987 | 5 | 4 | 04:00 | 0
1987 | 5 | 4 | 05:00 | 0
1987 | 5 | 4 | 06:00 | 1
1987 | 5 | 4 | 07:00 | 453
1987 | 5 | 4 | 08:00 | 877
1987 | 5 | 4 | 09:00 | 1556
1987 | 5 | 4 | 10:00 | 1787
1987 | 5 | 4 | 11:00 | 1846
1987 | 5 | 4 | 12:00 | 1970
1987 | 5 | 4 | 13:00 | 2307
1987 | 5 | 4 | 14:00 | 1799
1987 | 5 | 4 | 15:00 | 1274
1987 | 5 | 4 | 16:00 | 801
1987 | 5 | 4 | 17:00 | 308
1987 | 5 | 4 | 18:00 | 12
1987 | 5 | 4 | 19:00 | 0
1987 | 5 | 4 | 20:00 | 0
1987 | 5 | 4 | 21:00 | 0
1987 | 5 | 4 | 22:00 | 0
1987 | 5 | 4 | 23:00 | 0
1987 | 5 | 4 | 24:00 | 0
1987 | 5 | 5 | 01:00 | 0
1987 | 5 | 5 | 02:00 | 0
1987 | 5 | 5 | 03:00 | 0
1987 | 5 | 5 | 04:00 | 0
1987 | 5 | 5 | 05:00 | 0
1987 | 5 | 5 | 06:00 | 0
1987 | 5 | 5 | 07:00 | 20
1987 | 5 | 5 | 08:00 | 195
1987 | 5 | 5 | 09:00 | 532
1987 | 5 | 5 | 10:00 | 624
1987 | 5 | 5 | 11:00 | 646
1987 | 5 | 5 | 12:00 | 775
1987 | 5 | 5 | 13:00 | 693
1987 | 5 | 5 | 14:00 | 678
1987 | 5 | 5 | 15:00 | 524
1987 | 5 | 5 | 16:00 | 416
1987 | 5 | 5 | 17:00 | 127
1987 | 5 | 5 | 18:00 | 6
1987 | 5 | 5 | 19:00 | 0
1987 | 5 | 5 | 20:00 | 0
1987 | 5 | 5 | 21:00 | 0
1987 | 5 | 5 | 22:00 | 0
1987 | 5 | 5 | 23:00 | 0
1987 | 5 | 5 | 24:00 | 0
1987 | 5 | 6 | 01:00 | 0
1987 | 5 | 6 | 02:00 | 0
1987 | 5 | 6 | 03:00 | 0
1987 | 5 | 6 | 04:00 | 0
1987 | 5 | 6 | 05:00 | 0
1987 | 5 | 6 | 06:00 | 7
1987 | 5 | 6 | 07:00 | 274
1987 | 5 | 6 | 08:00 | 560
1987 | 5 | 6 | 09:00 | 859
1987 | 5 | 6 | 10:00 | 1070
1987 | 5 | 6 | 11:00 | 1118
1987 | 5 | 6 | 12:00 | 690
1987 | 5 | 6 | 13:00 | 1136
1987 | 5 | 6 | 14:00 | 593
1987 | 5 | 6 | 15:00 | 541
1987 | 5 | 6 | 16:00 | 406
1987 | 5 | 6 | 17:00 | 92
1987 | 5 | 6 | 18:00 | 31
1987 | 5 | 6 | 19:00 | 0
1987 | 5 | 6 | 20:00 | 0
1987 | 5 | 6 | 21:00 | 0
1987 | 5 | 6 | 22:00 | 0
1987 | 5 | 6 | 23:00 | 0
1987 | 5 | 6 | 24:00 | 0
1987 | 5 | 7 | 01:00 | 0
1987 | 5 | 7 | 02:00 | 0
1987 | 5 | 7 | 03:00 | 0
1987 | 5 | 7 | 04:00 | 0
1987 | 5 | 7 | 05:00 | 0
1987 | 5 | 7 | 06:00 | 11
1987 | 5 | 7 | 07:00 | 460
1987 | 5 | 7 | 08:00 | 797
1987 | 5 | 7 | 09:00 | 1719
1987 | 5 | 7 | 10:00 | 2182
1987 | 5 | 7 | 11:00 | 2507
1987 | 5 | 7 | 12:00 | 2386
1987 | 5 | 7 | 13:00 | 2637
1987 | 5 | 7 | 14:00 | 2287
1987 | 5 | 7 | 15:00 | 1900
1987 | 5 | 7 | 16:00 | 1273
1987 | 5 | 7 | 17:00 | 420
1987 | 5 | 7 | 18:00 | 22
1987 | 5 | 7 | 19:00 | 0
1987 | 5 | 7 | 20:00 | 0
1987 | 5 | 7 | 21:00 | 0
1987 | 5 | 7 | 22:00 | 0
1987 | 5 | 7 | 23:00 | 0
1987 | 5 | 7 | 24:00 | 0
1987 | 5 | 8 | 01:00 | 0
1987 | 5 | 8 | 02:00 | 0
1987 | 5 | 8 | 03:00 | 0
1987 | 5 | 8 | 04:00 | 0
1987 | 5 | 8 | 05:00 | 0
1987 | 5 | 8 | 06:00 | 6
1987 | 5 | 8 | 07:00 | 480
1987 | 5 | 8 | 08:00 | 952
1987 | 5 | 8 | 09:00 | 1656
1987 | 5 | 8 | 10:00 | 2371
1987 | 5 | 8 | 11:00 | 2518
1987 | 5 | 8 | 12:00 | 2702
1987 | 5 | 8 | 13:00 | 2597
1987 | 5 | 8 | 14:00 | 2477
1987 | 5 | 8 | 15:00 | 2097
1987 | 5 | 8 | 16:00 | 1436
1987 | 5 | 8 | 17:00 | 571
1987 | 5 | 8 | 18:00 | 9
1987 | 5 | 8 | 19:00 | 0
1987 | 5 | 8 | 20:00 | 0
1987 | 5 | 8 | 21:00 | 0
1987 | 5 | 8 | 22:00 | 0
1987 | 5 | 8 | 23:00 | 0
1987 | 5 | 8 | 24:00 | 0
1987 | 5 | 9 | 01:00 | 0
1987 | 5 | 9 | 02:00 | 0
1987 | 5 | 9 | 03:00 | 0
1987 | 5 | 9 | 04:00 | 0
1987 | 5 | 9 | 05:00 | 0
1987 | 5 | 9 | 06:00 | 1
1987 | 5 | 9 | 07:00 | 452
1987 | 5 | 9 | 08:00 | 1167
1987 | 5 | 9 | 09:00 | 1821
1987 | 5 | 9 | 10:00 | 2408
1987 | 5 | 9 | 11:00 | 1548
1987 | 5 | 9 | 12:00 | 2290
1987 | 5 | 9 | 13:00 | 2365
1987 | 5 | 9 | 14:00 | 1593
1987 | 5 | 9 | 15:00 | 1129
1987 | 5 | 9 | 16:00 | 1467
1987 | 5 | 9 | 17:00 | 726
1987 | 5 | 9 | 18:00 | 10
1987 | 5 | 9 | 19:00 | 0
1987 | 5 | 9 | 20:00 | 0
1987 | 5 | 9 | 21:00 | 0
1987 | 5 | 9 | 22:00 | 0
1987 | 5 | 9 | 23:00 | 0
1987 | 5 | 9 | 24:00 | 0
1987 | 5 | 10 | 01:00 | 0
1987 | 5 | 10 | 02:00 | 0
1987 | 5 | 10 | 03:00 | 0
1987 | 5 | 10 | 04:00 | 0
1987 | 5 | 10 | 05:00 | 0
1987 | 5 | 10 | 06:00 | 8
1987 | 5 | 10 | 07:00 | 476
1987 | 5 | 10 | 08:00 | 1029
1987 | 5 | 10 | 09:00 | 1669
1987 | 5 | 10 | 10:00 | 2206
1987 | 5 | 10 | 11:00 | 2205
1987 | 5 | 10 | 12:00 | 2791
1987 | 5 | 10 | 13:00 | 2540
1987 | 5 | 10 | 14:00 | 2410
1987 | 5 | 10 | 15:00 | 1952
1987 | 5 | 10 | 16:00 | 1358
1987 | 5 | 10 | 17:00 | 644
1987 | 5 | 10 | 18:00 | 30
1987 | 5 | 10 | 19:00 | 0
1987 | 5 | 10 | 20:00 | 0
1987 | 5 | 10 | 21:00 | 0
1987 | 5 | 10 | 22:00 | 0
1987 | 5 | 10 | 23:00 | 0
1987 | 5 | 10 | 24:00 | 0
1987 | 5 | 11 | 01:00 | 0
1987 | 5 | 11 | 02:00 | 0
1987 | 5 | 11 | 03:00 | 0
1987 | 5 | 11 | 04:00 | 0
1987 | 5 | 11 | 05:00 | 0
1987 | 5 | 11 | 06:00 | 3
1987 | 5 | 11 | 07:00 | 448
1987 | 5 | 11 | 08:00 | 1247
1987 | 5 | 11 | 09:00 | 2023
1987 | 5 | 11 | 10:00 | 2335
1987 | 5 | 11 | 11:00 | 2843
1987 | 5 | 11 | 12:00 | 2405
1987 | 5 | 11 | 13:00 | 2212
1987 | 5 | 11 | 14:00 | 2455
1987 | 5 | 11 | 15:00 | 2038
1987 | 5 | 11 | 16:00 | 1434
1987 | 5 | 11 | 17:00 | 666
1987 | 5 | 11 | 18:00 | 46
1987 | 5 | 11 | 19:00 | 0
1987 | 5 | 11 | 20:00 | 0
1987 | 5 | 11 | 21:00 | 0
1987 | 5 | 11 | 22:00 | 0
1987 | 5 | 11 | 23:00 | 0
1987 | 5 | 11 | 24:00 | 0
1987 | 5 | 12 | 01:00 | 0
1987 | 5 | 12 | 02:00 | 0
1987 | 5 | 12 | 03:00 | 0
1987 | 5 | 12 | 04:00 | 0
1987 | 5 | 12 | 05:00 | 0
1987 | 5 | 12 | 06:00 | 5
1987 | 5 | 12 | 07:00 | 481
1987 | 5 | 12 | 08:00 | 97
1987 | 5 | 12 | 09:00 | 399
1987 | 5 | 12 | 10:00 | 568
1987 | 5 | 12 | 11:00 | 441
1987 | 5 | 12 | 12:00 | 1043
1987 | 5 | 12 | 13:00 | 1070
1987 | 5 | 12 | 14:00 | 2416
1987 | 5 | 12 | 15:00 | 1639
1987 | 5 | 12 | 16:00 | 1400
1987 | 5 | 12 | 17:00 | 718
1987 | 5 | 12 | 18:00 | 30
1987 | 5 | 12 | 19:00 | 0
1987 | 5 | 12 | 20:00 | 0
1987 | 5 | 12 | 21:00 | 0
1987 | 5 | 12 | 22:00 | 0
1987 | 5 | 12 | 23:00 | 0
1987 | 5 | 12 | 24:00 | 0
1987 | 5 | 13 | 01:00 | 0
1987 | 5 | 13 | 02:00 | 0
1987 | 5 | 13 | 03:00 | 0
1987 | 5 | 13 | 04:00 | 0
1987 | 5 | 13 | 05:00 | 0
1987 | 5 | 13 | 06:00 | 1
1987 | 5 | 13 | 07:00 | 462
1987 | 5 | 13 | 08:00 | 1288
1987 | 5 | 13 | 09:00 | 2052
1987 | 5 | 13 | 10:00 | 2501
1987 | 5 | 13 | 11:00 | 2841
1987 | 5 | 13 | 12:00 | 2835
1987 | 5 | 13 | 13:00 | 2611
1987 | 5 | 13 | 14:00 | 2499
1987 | 5 | 13 | 15:00 | 2072
1987 | 5 | 13 | 16:00 | 1512
1987 | 5 | 13 | 17:00 | 749
1987 | 5 | 13 | 18:00 | 14
1987 | 5 | 13 | 19:00 | 0
1987 | 5 | 13 | 20:00 | 0
1987 | 5 | 13 | 21:00 | 0
1987 | 5 | 13 | 22:00 | 0
1987 | 5 | 13 | 23:00 | 0
1987 | 5 | 13 | 24:00 | 0
1987 | 5 | 14 | 01:00 | 0
1987 | 5 | 14 | 02:00 | 0
1987 | 5 | 14 | 03:00 | 0
1987 | 5 | 14 | 04:00 | 0
1987 | 5 | 14 | 05:00 | 0
1987 | 5 | 14 | 06:00 | 6
1987 | 5 | 14 | 07:00 | 466
1987 | 5 | 14 | 08:00 | 1218
1987 | 5 | 14 | 09:00 | 1957
1987 | 5 | 14 | 10:00 | 2474
1987 | 5 | 14 | 11:00 | 2827
1987 | 5 | 14 | 12:00 | 2963
1987 | 5 | 14 | 13:00 | 2906
1987 | 5 | 14 | 14:00 | 2612
1987 | 5 | 14 | 15:00 | 2152
1987 | 5 | 14 | 16:00 | 1482
1987 | 5 | 14 | 17:00 | 721
1987 | 5 | 14 | 18:00 | 26
1987 | 5 | 14 | 19:00 | 0
1987 | 5 | 14 | 20:00 | 0
1987 | 5 | 14 | 21:00 | 0
1987 | 5 | 14 | 22:00 | 0
1987 | 5 | 14 | 23:00 | 0
1987 | 5 | 14 | 24:00 | 0
1987 | 5 | 15 | 01:00 | 0
1987 | 5 | 15 | 02:00 | 0
1987 | 5 | 15 | 03:00 | 0
1987 | 5 | 15 | 04:00 | 0
1987 | 5 | 15 | 05:00 | 0
1987 | 5 | 15 | 06:00 | 5
1987 | 5 | 15 | 07:00 | 11
1987 | 5 | 15 | 08:00 | 147
1987 | 5 | 15 | 09:00 | 699
1987 | 5 | 15 | 10:00 | 932
1987 | 5 | 15 | 11:00 | 1020
1987 | 5 | 15 | 12:00 | 1161
1987 | 5 | 15 | 13:00 | 1451
1987 | 5 | 15 | 14:00 | 2621
1987 | 5 | 15 | 15:00 | 2138
1987 | 5 | 15 | 16:00 | 1388
1987 | 5 | 15 | 17:00 | 725
1987 | 5 | 15 | 18:00 | 23
1987 | 5 | 15 | 19:00 | 0
1987 | 5 | 15 | 20:00 | 0
1987 | 5 | 15 | 21:00 | 0
1987 | 5 | 15 | 22:00 | 0
1987 | 5 | 15 | 23:00 | 0
1987 | 5 | 15 | 24:00 | 0
1987 | 5 | 16 | 01:00 | 0
1987 | 5 | 16 | 02:00 | 0
1987 | 5 | 16 | 03:00 | 0
1987 | 5 | 16 | 04:00 | 0
1987 | 5 | 16 | 05:00 | 0
1987 | 5 | 16 | 06:00 | 1
1987 | 5 | 16 | 07:00 | 475
1987 | 5 | 16 | 08:00 | 1344
1987 | 5 | 16 | 09:00 | 2078
1987 | 5 | 16 | 10:00 | 2578
1987 | 5 | 16 | 11:00 | 2907
1987 | 5 | 16 | 12:00 | 3087
1987 | 5 | 16 | 13:00 | 3006
1987 | 5 | 16 | 14:00 | 2721
1987 | 5 | 16 | 15:00 | 2238
1987 | 5 | 16 | 16:00 | 1442
1987 | 5 | 16 | 17:00 | 747
1987 | 5 | 16 | 18:00 | 12
1987 | 5 | 16 | 19:00 | 0
1987 | 5 | 16 | 20:00 | 0
1987 | 5 | 16 | 21:00 | 0
1987 | 5 | 16 | 22:00 | 0
1987 | 5 | 16 | 23:00 | 0
1987 | 5 | 16 | 24:00 | 0
1987 | 5 | 17 | 01:00 | 0
1987 | 5 | 17 | 02:00 | 0
1987 | 5 | 17 | 03:00 | 0
1987 | 5 | 17 | 04:00 | 0
1987 | 5 | 17 | 05:00 | 0
1987 | 5 | 17 | 06:00 | 9
1987 | 5 | 17 | 07:00 | 24
1987 | 5 | 17 | 08:00 | 644
1987 | 5 | 17 | 09:00 | 708
1987 | 5 | 17 | 10:00 | 751
1987 | 5 | 17 | 11:00 | 2270
1987 | 5 | 17 | 12:00 | 2094
1987 | 5 | 17 | 13:00 | 744
1987 | 5 | 17 | 14:00 | 666
1987 | 5 | 17 | 15:00 | 694
1987 | 5 | 17 | 16:00 | 774
1987 | 5 | 17 | 17:00 | 402
1987 | 5 | 17 | 18:00 | 32
1987 | 5 | 17 | 19:00 | 0
1987 | 5 | 17 | 20:00 | 0
1987 | 5 | 17 | 21:00 | 0
1987 | 5 | 17 | 22:00 | 0
1987 | 5 | 17 | 23:00 | 0
1987 | 5 | 17 | 24:00 | 0
1987 | 5 | 18 | 01:00 | 0
1987 | 5 | 18 | 02:00 | 0
1987 | 5 | 18 | 03:00 | 0
1987 | 5 | 18 | 04:00 | 0
1987 | 5 | 18 | 05:00 | 0
1987 | 5 | 18 | 06:00 | 12
1987 | 5 | 18 | 07:00 | 387
1987 | 5 | 18 | 08:00 | 655
1987 | 5 | 18 | 09:00 | 847
1987 | 5 | 18 | 10:00 | 1058
1987 | 5 | 18 | 11:00 | 1141
1987 | 5 | 18 | 12:00 | 1131
1987 | 5 | 18 | 13:00 | 2312
1987 | 5 | 18 | 14:00 | 2157
1987 | 5 | 18 | 15:00 | 757
1987 | 5 | 18 | 16:00 | 615
1987 | 5 | 18 | 17:00 | 364
1987 | 5 | 18 | 18:00 | 39
1987 | 5 | 18 | 19:00 | 0
1987 | 5 | 18 | 20:00 | 0
1987 | 5 | 18 | 21:00 | 0
1987 | 5 | 18 | 22:00 | 0
1987 | 5 | 18 | 23:00 | 0
1987 | 5 | 18 | 24:00 | 0
1987 | 5 | 19 | 01:00 | 0
1987 | 5 | 19 | 02:00 | 0
1987 | 5 | 19 | 03:00 | 0
1987 | 5 | 19 | 04:00 | 0
1987 | 5 | 19 | 05:00 | 0
1987 | 5 | 19 | 06:00 | 6
1987 | 5 | 19 | 07:00 | 465
1987 | 5 | 19 | 08:00 | 1225
1987 | 5 | 19 | 09:00 | 1974
1987 | 5 | 19 | 10:00 | 2335
1987 | 5 | 19 | 11:00 | 2631
1987 | 5 | 19 | 12:00 | 2662
1987 | 5 | 19 | 13:00 | 2366
1987 | 5 | 19 | 14:00 | 2512
1987 | 5 | 19 | 15:00 | 2067
1987 | 5 | 19 | 16:00 | 1460
1987 | 5 | 19 | 17:00 | 754
1987 | 5 | 19 | 18:00 | 47
1987 | 5 | 19 | 19:00 | 0
1987 | 5 | 19 | 20:00 | 0
1987 | 5 | 19 | 21:00 | 0
1987 | 5 | 19 | 22:00 | 0
1987 | 5 | 19 | 23:00 | 0
1987 | 5 | 19 | 24:00 | 0
1987 | 5 | 20 | 01:00 | 0
1987 | 5 | 20 | 02:00 | 0
1987 | 5 | 20 | 03:00 | 0
1987 | 5 | 20 | 04:00 | 0
1987 | 5 | 20 | 05:00 | 0
1987 | 5 | 20 | 06:00 | 9
1987 | 5 | 20 | 07:00 | 451
1987 | 5 | 20 | 08:00 | 1131
1987 | 5 | 20 | 09:00 | 1824
1987 | 5 | 20 | 10:00 | 1723
1987 | 5 | 20 | 11:00 | 2248
1987 | 5 | 20 | 12:00 | 1418
1987 | 5 | 20 | 13:00 | 1677
1987 | 5 | 20 | 14:00 | 2019
1987 | 5 | 20 | 15:00 | 745
1987 | 5 | 20 | 16:00 | 493
1987 | 5 | 20 | 17:00 | 545
1987 | 5 | 20 | 18:00 | 70
1987 | 5 | 20 | 19:00 | 1
1987 | 5 | 20 | 20:00 | 0
1987 | 5 | 20 | 21:00 | 0
1987 | 5 | 20 | 22:00 | 0
1987 | 5 | 20 | 23:00 | 0
1987 | 5 | 20 | 24:00 | 0
1987 | 5 | 21 | 01:00 | 0
1987 | 5 | 21 | 02:00 | 0
1987 | 5 | 21 | 03:00 | 0
1987 | 5 | 21 | 04:00 | 0
1987 | 5 | 21 | 05:00 | 0
1987 | 5 | 21 | 06:00 | 27
1987 | 5 | 21 | 07:00 | 45
1987 | 5 | 21 | 08:00 | 610
1987 | 5 | 21 | 09:00 | 678
1987 | 5 | 21 | 10:00 | 766
1987 | 5 | 21 | 11:00 | 905
1987 | 5 | 21 | 12:00 | 1730
1987 | 5 | 21 | 13:00 | 1210
1987 | 5 | 21 | 14:00 | 921
1987 | 5 | 21 | 15:00 | 683
1987 | 5 | 21 | 16:00 | 618
1987 | 5 | 21 | 17:00 | 404
1987 | 5 | 21 | 18:00 | 24
1987 | 5 | 21 | 19:00 | 0
1987 | 5 | 21 | 20:00 | 0
1987 | 5 | 21 | 21:00 | 0
1987 | 5 | 21 | 22:00 | 0
1987 | 5 | 21 | 23:00 | 0
1987 | 5 | 21 | 24:00 | 0
1987 | 5 | 22 | 01:00 | 0
1987 | 5 | 22 | 02:00 | 0
1987 | 5 | 22 | 03:00 | 0
1987 | 5 | 22 | 04:00 | 0
1987 | 5 | 22 | 05:00 | 0
1987 | 5 | 22 | 06:00 | 22
1987 | 5 | 22 | 07:00 | 457
1987 | 5 | 22 | 08:00 | 1088
1987 | 5 | 22 | 09:00 | 1702
1987 | 5 | 22 | 10:00 | 2020
1987 | 5 | 22 | 11:00 | 2571
1987 | 5 | 22 | 12:00 | 2660
1987 | 5 | 22 | 13:00 | 2179
1987 | 5 | 22 | 14:00 | 2251
1987 | 5 | 22 | 15:00 | 1880
1987 | 5 | 22 | 16:00 | 967
1987 | 5 | 22 | 17:00 | 618
1987 | 5 | 22 | 18:00 | 33
1987 | 5 | 22 | 19:00 | 0
1987 | 5 | 22 | 20:00 | 0
1987 | 5 | 22 | 21:00 | 0
1987 | 5 | 22 | 22:00 | 0
1987 | 5 | 22 | 23:00 | 0
1987 | 5 | 22 | 24:00 | 0
1987 | 5 | 23 | 01:00 | 0
1987 | 5 | 23 | 02:00 | 0
1987 | 5 | 23 | 03:00 | 0
1987 | 5 | 23 | 04:00 | 0
1987 | 5 | 23 | 05:00 | 0
1987 | 5 | 23 | 06:00 | 6
1987 | 5 | 23 | 07:00 | 212
1987 | 5 | 23 | 08:00 | 540
1987 | 5 | 23 | 09:00 | 1020
1987 | 5 | 23 | 10:00 | 624
1987 | 5 | 23 | 11:00 | 849
1987 | 5 | 23 | 12:00 | 1213
1987 | 5 | 23 | 13:00 | 1307
1987 | 5 | 23 | 14:00 | 960
1987 | 5 | 23 | 15:00 | 803
1987 | 5 | 23 | 16:00 | 752
1987 | 5 | 23 | 17:00 | 425
1987 | 5 | 23 | 18:00 | 66
1987 | 5 | 23 | 19:00 | 0
1987 | 5 | 23 | 20:00 | 0
1987 | 5 | 23 | 21:00 | 0
1987 | 5 | 23 | 22:00 | 0
1987 | 5 | 23 | 23:00 | 0
1987 | 5 | 23 | 24:00 | 0
1987 | 5 | 24 | 01:00 | 0
1987 | 5 | 24 | 02:00 | 0
1987 | 5 | 24 | 03:00 | 0
1987 | 5 | 24 | 04:00 | 0
1987 | 5 | 24 | 05:00 | 0
1987 | 5 | 24 | 06:00 | 1
1987 | 5 | 24 | 07:00 | 60
1987 | 5 | 24 | 08:00 | 371
1987 | 5 | 24 | 09:00 | 831
1987 | 5 | 24 | 10:00 | 622
1987 | 5 | 24 | 11:00 | 1519
1987 | 5 | 24 | 12:00 | 1496
1987 | 5 | 24 | 13:00 | 1014
1987 | 5 | 24 | 14:00 | 1040
1987 | 5 | 24 | 15:00 | 820
1987 | 5 | 24 | 16:00 | 611
1987 | 5 | 24 | 17:00 | 467
1987 | 5 | 24 | 18:00 | 42
1987 | 5 | 24 | 19:00 | 0
1987 | 5 | 24 | 20:00 | 0
1987 | 5 | 24 | 21:00 | 0
1987 | 5 | 24 | 22:00 | 0
1987 | 5 | 24 | 23:00 | 0
1987 | 5 | 24 | 24:00 | 0
1987 | 5 | 25 | 01:00 | 0
1987 | 5 | 25 | 02:00 | 0
1987 | 5 | 25 | 03:00 | 0
1987 | 5 | 25 | 04:00 | 0
1987 | 5 | 25 | 05:00 | 0
1987 | 5 | 25 | 06:00 | 18
1987 | 5 | 25 | 07:00 | 380
1987 | 5 | 25 | 08:00 | 589
1987 | 5 | 25 | 09:00 | 904
1987 | 5 | 25 | 10:00 | 1098
1987 | 5 | 25 | 11:00 | 1112
1987 | 5 | 25 | 12:00 | 1086
1987 | 5 | 25 | 13:00 | 1073
1987 | 5 | 25 | 14:00 | 1157
1987 | 5 | 25 | 15:00 | 855
1987 | 5 | 25 | 16:00 | 680
1987 | 5 | 25 | 17:00 | 424
1987 | 5 | 25 | 18:00 | 47
1987 | 5 | 25 | 19:00 | 1
1987 | 5 | 25 | 20:00 | 0
1987 | 5 | 25 | 21:00 | 0
1987 | 5 | 25 | 22:00 | 0
1987 | 5 | 25 | 23:00 | 0
1987 | 5 | 25 | 24:00 | 0
1987 | 5 | 26 | 01:00 | 0
1987 | 5 | 26 | 02:00 | 0
1987 | 5 | 26 | 03:00 | 0
1987 | 5 | 26 | 04:00 | 0
1987 | 5 | 26 | 05:00 | 0
1987 | 5 | 26 | 06:00 | 14
1987 | 5 | 26 | 07:00 | 82
1987 | 5 | 26 | 08:00 | 1200
1987 | 5 | 26 | 09:00 | 1809
1987 | 5 | 26 | 10:00 | 2096
1987 | 5 | 26 | 11:00 | 2395
1987 | 5 | 26 | 12:00 | 2407
1987 | 5 | 26 | 13:00 | 2642
1987 | 5 | 26 | 14:00 | 2388
1987 | 5 | 26 | 15:00 | 2085
1987 | 5 | 26 | 16:00 | 1251
1987 | 5 | 26 | 17:00 | 654
1987 | 5 | 26 | 18:00 | 41
1987 | 5 | 26 | 19:00 | 0
1987 | 5 | 26 | 20:00 | 0
1987 | 5 | 26 | 21:00 | 0
1987 | 5 | 26 | 22:00 | 0
1987 | 5 | 26 | 23:00 | 0
1987 | 5 | 26 | 24:00 | 0
1987 | 5 | 27 | 01:00 | 0
1987 | 5 | 27 | 02:00 | 0
1987 | 5 | 27 | 03:00 | 0
1987 | 5 | 27 | 04:00 | 0
1987 | 5 | 27 | 05:00 | 0
1987 | 5 | 27 | 06:00 | 18
1987 | 5 | 27 | 07:00 | 198
1987 | 5 | 27 | 08:00 | 637
1987 | 5 | 27 | 09:00 | 869
1987 | 5 | 27 | 10:00 | 1216
1987 | 5 | 27 | 11:00 | 1827
1987 | 5 | 27 | 12:00 | 1734
1987 | 5 | 27 | 13:00 | 2266
1987 | 5 | 27 | 14:00 | 873
1987 | 5 | 27 | 15:00 | 719
1987 | 5 | 27 | 16:00 | 634
1987 | 5 | 27 | 17:00 | 389
1987 | 5 | 27 | 18:00 | 16
1987 | 5 | 27 | 19:00 | 1
1987 | 5 | 27 | 20:00 | 0
1987 | 5 | 27 | 21:00 | 0
1987 | 5 | 27 | 22:00 | 0
1987 | 5 | 27 | 23:00 | 0
1987 | 5 | 27 | 24:00 | 0
1987 | 5 | 28 | 01:00 | 0
1987 | 5 | 28 | 02:00 | 0
1987 | 5 | 28 | 03:00 | 0
1987 | 5 | 28 | 04:00 | 0
1987 | 5 | 28 | 05:00 | 0
1987 | 5 | 28 | 06:00 | 40
1987 | 5 | 28 | 07:00 | 429
1987 | 5 | 28 | 08:00 | 1109
1987 | 5 | 28 | 09:00 | 1652
1987 | 5 | 28 | 10:00 | 1832
1987 | 5 | 28 | 11:00 | 1910
1987 | 5 | 28 | 12:00 | 2217
1987 | 5 | 28 | 13:00 | 2293
1987 | 5 | 28 | 14:00 | 2260
1987 | 5 | 28 | 15:00 | 1898
1987 | 5 | 28 | 16:00 | 975
1987 | 5 | 28 | 17:00 | 672
1987 | 5 | 28 | 18:00 | 22
1987 | 5 | 28 | 19:00 | 0
1987 | 5 | 28 | 20:00 | 0
1987 | 5 | 28 | 21:00 | 0
1987 | 5 | 28 | 22:00 | 0
1987 | 5 | 28 | 23:00 | 0
1987 | 5 | 28 | 24:00 | 0
1987 | 5 | 29 | 01:00 | 0
1987 | 5 | 29 | 02:00 | 0
1987 | 5 | 29 | 03:00 | 0
1987 | 5 | 29 | 04:00 | 0
1987 | 5 | 29 | 05:00 | 0
1987 | 5 | 29 | 06:00 | 10
1987 | 5 | 29 | 07:00 | 408
1987 | 5 | 29 | 08:00 | 1100
1987 | 5 | 29 | 09:00 | 1698
1987 | 5 | 29 | 10:00 | 2155
1987 | 5 | 29 | 11:00 | 2004
1987 | 5 | 29 | 12:00 | 2577
1987 | 5 | 29 | 13:00 | 2197
1987 | 5 | 29 | 14:00 | 1963
1987 | 5 | 29 | 15:00 | 1898
1987 | 5 | 29 | 16:00 | 1213
1987 | 5 | 29 | 17:00 | 391
1987 | 5 | 29 | 18:00 | 68
1987 | 5 | 29 | 19:00 | 1
1987 | 5 | 29 | 20:00 | 0
1987 | 5 | 29 | 21:00 | 0
1987 | 5 | 29 | 22:00 | 0
1987 | 5 | 29 | 23:00 | 0
1987 | 5 | 29 | 24:00 | 0
1987 | 5 | 30 | 01:00 | 0
1987 | 5 | 30 | 02:00 | 0
1987 | 5 | 30 | 03:00 | 0
1987 | 5 | 30 | 04:00 | 0
1987 | 5 | 30 | 05:00 | 0
1987 | 5 | 30 | 06:00 | 1
1987 | 5 | 30 | 07:00 | 402
1987 | 5 | 30 | 08:00 | 1136
1987 | 5 | 30 | 09:00 | 1814
1987 | 5 | 30 | 10:00 | 2114
1987 | 5 | 30 | 11:00 | 2420
1987 | 5 | 30 | 12:00 | 2518
1987 | 5 | 30 | 13:00 | 2484
1987 | 5 | 30 | 14:00 | 2255
1987 | 5 | 30 | 15:00 | 1907
1987 | 5 | 30 | 16:00 | 1414
1987 | 5 | 30 | 17:00 | 645
1987 | 5 | 30 | 18:00 | 7
1987 | 5 | 30 | 19:00 | 0
1987 | 5 | 30 | 20:00 | 0
1987 | 5 | 30 | 21:00 | 0
1987 | 5 | 30 | 22:00 | 0
1987 | 5 | 30 | 23:00 | 0
1987 | 5 | 30 | 24:00 | 0
1987 | 5 | 31 | 01:00 | 0
1987 | 5 | 31 | 02:00 | 0
1987 | 5 | 31 | 03:00 | 0
1987 | 5 | 31 | 04:00 | 0
1987 | 5 | 31 | 05:00 | 0
1987 | 5 | 31 | 06:00 | 3
1987 | 5 | 31 | 07:00 | 414
1987 | 5 | 31 | 08:00 | 1102
1987 | 5 | 31 | 09:00 | 1747
1987 | 5 | 31 | 10:00 | 2217
1987 | 5 | 31 | 11:00 | 2484
1987 | 5 | 31 | 12:00 | 2578
1987 | 5 | 31 | 13:00 | 2395
1987 | 5 | 31 | 14:00 | 2317
1987 | 5 | 31 | 15:00 | 1876
1987 | 5 | 31 | 16:00 | 1349
1987 | 5 | 31 | 17:00 | 698
1987 | 5 | 31 | 18:00 | 21
1987 | 5 | 31 | 19:00 | 1
1987 | 5 | 31 | 20:00 | 0
1987 | 5 | 31 | 21:00 | 0
1987 | 5 | 31 | 22:00 | 0
1987 | 5 | 31 | 23:00 | 0
1987 | 5 | 31 | 24:00 | 0
1970 | 6 | 1 | 01:00 | 0
1970 | 6 | 1 | 02:00 | 0
1970 | 6 | 1 | 03:00 | 0
1970 | 6 | 1 | 04:00 | 0
1970 | 6 | 1 | 05:00 | 0
1970 | 6 | 1 | 06:00 | 11
1970 | 6 | 1 | 07:00 | 311
1970 | 6 | 1 | 08:00 | 625
1970 | 6 | 1 | 09:00 | 954
1970 | 6 | 1 | 10:00 | 719
1970 | 6 | 1 | 11:00 | 1742
1970 | 6 | 1 | 12:00 | 1785
1970 | 6 | 1 | 13:00 | 2228
1970 | 6 | 1 | 14:00 | 1745
1970 | 6 | 1 | 15:00 | 1199
1970 | 6 | 1 | 16:00 | 1286
1970 | 6 | 1 | 17:00 | 552
1970 | 6 | 1 | 18:00 | 54
1970 | 6 | 1 | 19:00 | 3
1970 | 6 | 1 | 20:00 | 0
1970 | 6 | 1 | 21:00 | 0
1970 | 6 | 1 | 22:00 | 0
1970 | 6 | 1 | 23:00 | 0
1970 | 6 | 1 | 24:00 | 0
1970 | 6 | 2 | 01:00 | 0
1970 | 6 | 2 | 02:00 | 0
1970 | 6 | 2 | 03:00 | 0
1970 | 6 | 2 | 04:00 | 0
1970 | 6 | 2 | 05:00 | 0
1970 | 6 | 2 | 06:00 | 2
1970 | 6 | 2 | 07:00 | 387
1970 | 6 | 2 | 08:00 | 1130
1970 | 6 | 2 | 09:00 | 1779
1970 | 6 | 2 | 10:00 | 2241
1970 | 6 | 2 | 11:00 | 2400
1970 | 6 | 2 | 12:00 | 2350
1970 | 6 | 2 | 13:00 | 2396
1970 | 6 | 2 | 14:00 | 2361
1970 | 6 | 2 | 15:00 | 1682
1970 | 6 | 2 | 16:00 | 1322
1970 | 6 | 2 | 17:00 | 689
1970 | 6 | 2 | 18:00 | 9
1970 | 6 | 2 | 19:00 | 0
1970 | 6 | 2 | 20:00 | 0
1970 | 6 | 2 | 21:00 | 0
1970 | 6 | 2 | 22:00 | 0
1970 | 6 | 2 | 23:00 | 0
1970 | 6 | 2 | 24:00 | 0
1970 | 6 | 3 | 01:00 | 0
1970 | 6 | 3 | 02:00 | 0
1970 | 6 | 3 | 03:00 | 0
1970 | 6 | 3 | 04:00 | 0
1970 | 6 | 3 | 05:00 | 0
1970 | 6 | 3 | 06:00 | 11
1970 | 6 | 3 | 07:00 | 101
1970 | 6 | 3 | 08:00 | 686
1970 | 6 | 3 | 09:00 | 982
1970 | 6 | 3 | 10:00 | 1232
1970 | 6 | 3 | 11:00 | 1466
1970 | 6 | 3 | 12:00 | 1556
1970 | 6 | 3 | 13:00 | 1765
1970 | 6 | 3 | 14:00 | 1239
1970 | 6 | 3 | 15:00 | 922
1970 | 6 | 3 | 16:00 | 124
1970 | 6 | 3 | 17:00 | 504
1970 | 6 | 3 | 18:00 | 28
1970 | 6 | 3 | 19:00 | 1
1970 | 6 | 3 | 20:00 | 0
1970 | 6 | 3 | 21:00 | 0
1970 | 6 | 3 | 22:00 | 0
1970 | 6 | 3 | 23:00 | 0
1970 | 6 | 3 | 24:00 | 0
1970 | 6 | 4 | 01:00 | 0
1970 | 6 | 4 | 02:00 | 0
1970 | 6 | 4 | 03:00 | 0
1970 | 6 | 4 | 04:00 | 0
1970 | 6 | 4 | 05:00 | 0
1970 | 6 | 4 | 06:00 | 9
1970 | 6 | 4 | 07:00 | 387
1970 | 6 | 4 | 08:00 | 970
1970 | 6 | 4 | 09:00 | 1172
1970 | 6 | 4 | 10:00 | 820
1970 | 6 | 4 | 11:00 | 1954
1970 | 6 | 4 | 12:00 | 2489
1970 | 6 | 4 | 13:00 | 2428
1970 | 6 | 4 | 14:00 | 2379
1970 | 6 | 4 | 15:00 | 1970
1970 | 6 | 4 | 16:00 | 1350
1970 | 6 | 4 | 17:00 | 660
1970 | 6 | 4 | 18:00 | 70
1970 | 6 | 4 | 19:00 | 1
1970 | 6 | 4 | 20:00 | 0
1970 | 6 | 4 | 21:00 | 0
1970 | 6 | 4 | 22:00 | 0
1970 | 6 | 4 | 23:00 | 0
1970 | 6 | 4 | 24:00 | 0
1970 | 6 | 5 | 01:00 | 0
1970 | 6 | 5 | 02:00 | 0
1970 | 6 | 5 | 03:00 | 0
1970 | 6 | 5 | 04:00 | 0
1970 | 6 | 5 | 05:00 | 0
1970 | 6 | 5 | 06:00 | 16
1970 | 6 | 5 | 07:00 | 480
1970 | 6 | 5 | 08:00 | 759
1970 | 6 | 5 | 09:00 | 1000
1970 | 6 | 5 | 10:00 | 2191
1970 | 6 | 5 | 11:00 | 2351
1970 | 6 | 5 | 12:00 | 1226
1970 | 6 | 5 | 13:00 | 613
1970 | 6 | 5 | 14:00 | 748
1970 | 6 | 5 | 15:00 | 968
1970 | 6 | 5 | 16:00 | 631
1970 | 6 | 5 | 17:00 | 495
1970 | 6 | 5 | 18:00 | 153
1970 | 6 | 5 | 19:00 | 1
1970 | 6 | 5 | 20:00 | 0
1970 | 6 | 5 | 21:00 | 0
1970 | 6 | 5 | 22:00 | 0
1970 | 6 | 5 | 23:00 | 0
1970 | 6 | 5 | 24:00 | 0
1970 | 6 | 6 | 01:00 | 0
1970 | 6 | 6 | 02:00 | 0
1970 | 6 | 6 | 03:00 | 0
1970 | 6 | 6 | 04:00 | 0
1970 | 6 | 6 | 05:00 | 0
1970 | 6 | 6 | 06:00 | 15
1970 | 6 | 6 | 07:00 | 15
1970 | 6 | 6 | 08:00 | 524
1970 | 6 | 6 | 09:00 | 723
1970 | 6 | 6 | 10:00 | 1023
1970 | 6 | 6 | 11:00 | 1132
1970 | 6 | 6 | 12:00 | 1129
1970 | 6 | 6 | 13:00 | 1103
1970 | 6 | 6 | 14:00 | 1137
1970 | 6 | 6 | 15:00 | 889
1970 | 6 | 6 | 16:00 | 795
1970 | 6 | 6 | 17:00 | 528
1970 | 6 | 6 | 18:00 | 115
1970 | 6 | 6 | 19:00 | 0
1970 | 6 | 6 | 20:00 | 0
1970 | 6 | 6 | 21:00 | 0
1970 | 6 | 6 | 22:00 | 0
1970 | 6 | 6 | 23:00 | 0
1970 | 6 | 6 | 24:00 | 0
1970 | 6 | 7 | 01:00 | 0
1970 | 6 | 7 | 02:00 | 0
1970 | 6 | 7 | 03:00 | 0
1970 | 6 | 7 | 04:00 | 0
1970 | 6 | 7 | 05:00 | 0
1970 | 6 | 7 | 06:00 | 33
1970 | 6 | 7 | 07:00 | 76
1970 | 6 | 7 | 08:00 | 677
1970 | 6 | 7 | 09:00 | 884
1970 | 6 | 7 | 10:00 | 1067
1970 | 6 | 7 | 11:00 | 1342
1970 | 6 | 7 | 12:00 | 835
1970 | 6 | 7 | 13:00 | 713
1970 | 6 | 7 | 14:00 | 1947
1970 | 6 | 7 | 15:00 | 1905
1970 | 6 | 7 | 16:00 | 1409
1970 | 6 | 7 | 17:00 | 704
1970 | 6 | 7 | 18:00 | 29
1970 | 6 | 7 | 19:00 | 2
1970 | 6 | 7 | 20:00 | 0
1970 | 6 | 7 | 21:00 | 0
1970 | 6 | 7 | 22:00 | 0
1970 | 6 | 7 | 23:00 | 0
1970 | 6 | 7 | 24:00 | 0
1970 | 6 | 8 | 01:00 | 0
1970 | 6 | 8 | 02:00 | 0
1970 | 6 | 8 | 03:00 | 0
1970 | 6 | 8 | 04:00 | 0
1970 | 6 | 8 | 05:00 | 0
1970 | 6 | 8 | 06:00 | 11
1970 | 6 | 8 | 07:00 | 459
1970 | 6 | 8 | 08:00 | 1047
1970 | 6 | 8 | 09:00 | 1633
1970 | 6 | 8 | 10:00 | 2301
1970 | 6 | 8 | 11:00 | 2504
1970 | 6 | 8 | 12:00 | 2612
1970 | 6 | 8 | 13:00 | 2546
1970 | 6 | 8 | 14:00 | 2196
1970 | 6 | 8 | 15:00 | 1807
1970 | 6 | 8 | 16:00 | 1350
1970 | 6 | 8 | 17:00 | 701
1970 | 6 | 8 | 18:00 | 16
1970 | 6 | 8 | 19:00 | 1
1970 | 6 | 8 | 20:00 | 0
1970 | 6 | 8 | 21:00 | 0
1970 | 6 | 8 | 22:00 | 0
1970 | 6 | 8 | 23:00 | 0
1970 | 6 | 8 | 24:00 | 0
1970 | 6 | 9 | 01:00 | 0
1970 | 6 | 9 | 02:00 | 0
1970 | 6 | 9 | 03:00 | 0
1970 | 6 | 9 | 04:00 | 0
1970 | 6 | 9 | 05:00 | 0
1970 | 6 | 9 | 06:00 | 2
1970 | 6 | 9 | 07:00 | 384
1970 | 6 | 9 | 08:00 | 981
1970 | 6 | 9 | 09:00 | 1678
1970 | 6 | 9 | 10:00 | 2138
1970 | 6 | 9 | 11:00 | 2379
1970 | 6 | 9 | 12:00 | 2354
1970 | 6 | 9 | 13:00 | 2471
1970 | 6 | 9 | 14:00 | 2454
1970 | 6 | 9 | 15:00 | 1794
1970 | 6 | 9 | 16:00 | 1328
1970 | 6 | 9 | 17:00 | 701
1970 | 6 | 9 | 18:00 | 14
1970 | 6 | 9 | 19:00 | 1
1970 | 6 | 9 | 20:00 | 0
1970 | 6 | 9 | 21:00 | 0
1970 | 6 | 9 | 22:00 | 0
1970 | 6 | 9 | 23:00 | 0
1970 | 6 | 9 | 24:00 | 0
1970 | 6 | 10 | 01:00 | 0
1970 | 6 | 10 | 02:00 | 0
1970 | 6 | 10 | 03:00 | 0
1970 | 6 | 10 | 04:00 | 0
1970 | 6 | 10 | 05:00 | 0
1970 | 6 | 10 | 06:00 | 3
1970 | 6 | 10 | 07:00 | 437
1970 | 6 | 10 | 08:00 | 1131
1970 | 6 | 10 | 09:00 | 1812
1970 | 6 | 10 | 10:00 | 2276
1970 | 6 | 10 | 11:00 | 2395
1970 | 6 | 10 | 12:00 | 2440
1970 | 6 | 10 | 13:00 | 1977
1970 | 6 | 10 | 14:00 | 1713
1970 | 6 | 10 | 15:00 | 1563
1970 | 6 | 10 | 16:00 | 856
1970 | 6 | 10 | 17:00 | 517
1970 | 6 | 10 | 18:00 | 106
1970 | 6 | 10 | 19:00 | 2
1970 | 6 | 10 | 20:00 | 0
1970 | 6 | 10 | 21:00 | 0
1970 | 6 | 10 | 22:00 | 0
1970 | 6 | 10 | 23:00 | 0
1970 | 6 | 10 | 24:00 | 0
1970 | 6 | 11 | 01:00 | 0
1970 | 6 | 11 | 02:00 | 0
1970 | 6 | 11 | 03:00 | 0
1970 | 6 | 11 | 04:00 | 0
1970 | 6 | 11 | 05:00 | 0
1970 | 6 | 11 | 06:00 | 2
1970 | 6 | 11 | 07:00 | 390
1970 | 6 | 11 | 08:00 | 1094
1970 | 6 | 11 | 09:00 | 1744
1970 | 6 | 11 | 10:00 | 2218
1970 | 6 | 11 | 11:00 | 1786
1970 | 6 | 11 | 12:00 | 2271
1970 | 6 | 11 | 13:00 | 1716
1970 | 6 | 11 | 14:00 | 2213
1970 | 6 | 11 | 15:00 | 2004
1970 | 6 | 11 | 16:00 | 1389
1970 | 6 | 11 | 17:00 | 667
1970 | 6 | 11 | 18:00 | 74
1970 | 6 | 11 | 19:00 | 2
1970 | 6 | 11 | 20:00 | 0
1970 | 6 | 11 | 21:00 | 0
1970 | 6 | 11 | 22:00 | 0
1970 | 6 | 11 | 23:00 | 0
1970 | 6 | 11 | 24:00 | 0
1970 | 6 | 12 | 01:00 | 0
1970 | 6 | 12 | 02:00 | 0
1970 | 6 | 12 | 03:00 | 0
1970 | 6 | 12 | 04:00 | 0
1970 | 6 | 12 | 05:00 | 0
1970 | 6 | 12 | 06:00 | 14
1970 | 6 | 12 | 07:00 | 103
1970 | 6 | 12 | 08:00 | 582
1970 | 6 | 12 | 09:00 | 1159
1970 | 6 | 12 | 10:00 | 1698
1970 | 6 | 12 | 11:00 | 2294
1970 | 6 | 12 | 12:00 | 2473
1970 | 6 | 12 | 13:00 | 2657
1970 | 6 | 12 | 14:00 | 2371
1970 | 6 | 12 | 15:00 | 1853
1970 | 6 | 12 | 16:00 | 1179
1970 | 6 | 12 | 17:00 | 803
1970 | 6 | 12 | 18:00 | 52
1970 | 6 | 12 | 19:00 | 1
1970 | 6 | 12 | 20:00 | 0
1970 | 6 | 12 | 21:00 | 0
1970 | 6 | 12 | 22:00 | 0
1970 | 6 | 12 | 23:00 | 0
1970 | 6 | 12 | 24:00 | 0
1970 | 6 | 13 | 01:00 | 0
1970 | 6 | 13 | 02:00 | 0
1970 | 6 | 13 | 03:00 | 0
1970 | 6 | 13 | 04:00 | 0
1970 | 6 | 13 | 05:00 | 0
1970 | 6 | 13 | 06:00 | 9
1970 | 6 | 13 | 07:00 | 398
1970 | 6 | 13 | 08:00 | 1052
1970 | 6 | 13 | 09:00 | 1536
1970 | 6 | 13 | 10:00 | 2188
1970 | 6 | 13 | 11:00 | 1609
1970 | 6 | 13 | 12:00 | 2328
1970 | 6 | 13 | 13:00 | 2722
1970 | 6 | 13 | 14:00 | 2413
1970 | 6 | 13 | 15:00 | 1579
1970 | 6 | 13 | 16:00 | 1068
1970 | 6 | 13 | 17:00 | 771
1970 | 6 | 13 | 18:00 | 47
1970 | 6 | 13 | 19:00 | 1
1970 | 6 | 13 | 20:00 | 0
1970 | 6 | 13 | 21:00 | 0
1970 | 6 | 13 | 22:00 | 0
1970 | 6 | 13 | 23:00 | 0
1970 | 6 | 13 | 24:00 | 0
1970 | 6 | 14 | 01:00 | 0
1970 | 6 | 14 | 02:00 | 0
1970 | 6 | 14 | 03:00 | 0
1970 | 6 | 14 | 04:00 | 0
1970 | 6 | 14 | 05:00 | 0
1970 | 6 | 14 | 06:00 | 13
1970 | 6 | 14 | 07:00 | 458
1970 | 6 | 14 | 08:00 | 1184
1970 | 6 | 14 | 09:00 | 1777
1970 | 6 | 14 | 10:00 | 2290
1970 | 6 | 14 | 11:00 | 2511
1970 | 6 | 14 | 12:00 | 2594
1970 | 6 | 14 | 13:00 | 2649
1970 | 6 | 14 | 14:00 | 2459
1970 | 6 | 14 | 15:00 | 2107
1970 | 6 | 14 | 16:00 | 1514
1970 | 6 | 14 | 17:00 | 768
1970 | 6 | 14 | 18:00 | 15
1970 | 6 | 14 | 19:00 | 0
1970 | 6 | 14 | 20:00 | 0
1970 | 6 | 14 | 21:00 | 0
1970 | 6 | 14 | 22:00 | 0
1970 | 6 | 14 | 23:00 | 0
1970 | 6 | 14 | 24:00 | 0
1970 | 6 | 15 | 01:00 | 0
1970 | 6 | 15 | 02:00 | 0
1970 | 6 | 15 | 03:00 | 0
1970 | 6 | 15 | 04:00 | 0
1970 | 6 | 15 | 05:00 | 0
1970 | 6 | 15 | 06:00 | 3
1970 | 6 | 15 | 07:00 | 407
1970 | 6 | 15 | 08:00 | 1143
1970 | 6 | 15 | 09:00 | 1814
1970 | 6 | 15 | 10:00 | 2272
1970 | 6 | 15 | 11:00 | 2227
1970 | 6 | 15 | 12:00 | 2342
1970 | 6 | 15 | 13:00 | 2267
1970 | 6 | 15 | 14:00 | 2239
1970 | 6 | 15 | 15:00 | 1947
1970 | 6 | 15 | 16:00 | 1339
1970 | 6 | 15 | 17:00 | 761
1970 | 6 | 15 | 18:00 | 19
1970 | 6 | 15 | 19:00 | 1
1970 | 6 | 15 | 20:00 | 0
1970 | 6 | 15 | 21:00 | 0
1970 | 6 | 15 | 22:00 | 0
1970 | 6 | 15 | 23:00 | 0
1970 | 6 | 15 | 24:00 | 0
1970 | 6 | 16 | 01:00 | 0
1970 | 6 | 16 | 02:00 | 0
1970 | 6 | 16 | 03:00 | 0
1970 | 6 | 16 | 04:00 | 0
1970 | 6 | 16 | 05:00 | 0
1970 | 6 | 16 | 06:00 | 2
1970 | 6 | 16 | 07:00 | 398
1970 | 6 | 16 | 08:00 | 1086
1970 | 6 | 16 | 09:00 | 1270
1970 | 6 | 16 | 10:00 | 1942
1970 | 6 | 16 | 11:00 | 1267
1970 | 6 | 16 | 12:00 | 1197
1970 | 6 | 16 | 13:00 | 871
1970 | 6 | 16 | 14:00 | 943
1970 | 6 | 16 | 15:00 | 654
1970 | 6 | 16 | 16:00 | 599
1970 | 6 | 16 | 17:00 | 506
1970 | 6 | 16 | 18:00 | 213
1970 | 6 | 16 | 19:00 | 1
1970 | 6 | 16 | 20:00 | 0
1970 | 6 | 16 | 21:00 | 0
1970 | 6 | 16 | 22:00 | 0
1970 | 6 | 16 | 23:00 | 0
1970 | 6 | 16 | 24:00 | 0
1970 | 6 | 17 | 01:00 | 0
1970 | 6 | 17 | 02:00 | 0
1970 | 6 | 17 | 03:00 | 0
1970 | 6 | 17 | 04:00 | 0
1970 | 6 | 17 | 05:00 | 0
1970 | 6 | 17 | 06:00 | 11
1970 | 6 | 17 | 07:00 | 380
1970 | 6 | 17 | 08:00 | 452
1970 | 6 | 17 | 09:00 | 703
1970 | 6 | 17 | 10:00 | 1478
1970 | 6 | 17 | 11:00 | 1307
1970 | 6 | 17 | 12:00 | 1265
1970 | 6 | 17 | 13:00 | 1026
1970 | 6 | 17 | 14:00 | 875
1970 | 6 | 17 | 15:00 | 709
1970 | 6 | 17 | 16:00 | 583
1970 | 6 | 17 | 17:00 | 700
1970 | 6 | 17 | 18:00 | 134
1970 | 6 | 17 | 19:00 | 2
1970 | 6 | 17 | 20:00 | 0
1970 | 6 | 17 | 21:00 | 0
1970 | 6 | 17 | 22:00 | 0
1970 | 6 | 17 | 23:00 | 0
1970 | 6 | 17 | 24:00 | 0
1970 | 6 | 18 | 01:00 | 0
1970 | 6 | 18 | 02:00 | 0
1970 | 6 | 18 | 03:00 | 0
1970 | 6 | 18 | 04:00 | 0
1970 | 6 | 18 | 05:00 | 0
1970 | 6 | 18 | 06:00 | 9
1970 | 6 | 18 | 07:00 | 375
1970 | 6 | 18 | 08:00 | 490
1970 | 6 | 18 | 09:00 | 733
1970 | 6 | 18 | 10:00 | 531
1970 | 6 | 18 | 11:00 | 1051
1970 | 6 | 18 | 12:00 | 1177
1970 | 6 | 18 | 13:00 | 691
1970 | 6 | 18 | 14:00 | 1308
1970 | 6 | 18 | 15:00 | 1424
1970 | 6 | 18 | 16:00 | 1138
1970 | 6 | 18 | 17:00 | 609
1970 | 6 | 18 | 18:00 | 159
1970 | 6 | 18 | 19:00 | 3
1970 | 6 | 18 | 20:00 | 0
1970 | 6 | 18 | 21:00 | 0
1970 | 6 | 18 | 22:00 | 0
1970 | 6 | 18 | 23:00 | 0
1970 | 6 | 18 | 24:00 | 0
1970 | 6 | 19 | 01:00 | 0
1970 | 6 | 19 | 02:00 | 0
1970 | 6 | 19 | 03:00 | 0
1970 | 6 | 19 | 04:00 | 0
1970 | 6 | 19 | 05:00 | 0
1970 | 6 | 19 | 06:00 | 7
1970 | 6 | 19 | 07:00 | 409
1970 | 6 | 19 | 08:00 | 1053
1970 | 6 | 19 | 09:00 | 1714
1970 | 6 | 19 | 10:00 | 1814
1970 | 6 | 19 | 11:00 | 2491
1970 | 6 | 19 | 12:00 | 2580
1970 | 6 | 19 | 13:00 | 2307
1970 | 6 | 19 | 14:00 | 2393
1970 | 6 | 19 | 15:00 | 1493
1970 | 6 | 19 | 16:00 | 1215
1970 | 6 | 19 | 17:00 | 607
1970 | 6 | 19 | 18:00 | 33
1970 | 6 | 19 | 19:00 | 1
1970 | 6 | 19 | 20:00 | 0
1970 | 6 | 19 | 21:00 | 0
1970 | 6 | 19 | 22:00 | 0
1970 | 6 | 19 | 23:00 | 0
1970 | 6 | 19 | 24:00 | 0
1970 | 6 | 20 | 01:00 | 0
1970 | 6 | 20 | 02:00 | 0
1970 | 6 | 20 | 03:00 | 0
1970 | 6 | 20 | 04:00 | 0
1970 | 6 | 20 | 05:00 | 0
1970 | 6 | 20 | 06:00 | 2
1970 | 6 | 20 | 07:00 | 383
1970 | 6 | 20 | 08:00 | 1035
1970 | 6 | 20 | 09:00 | 1906
1970 | 6 | 20 | 10:00 | 689
1970 | 6 | 20 | 11:00 | 1839
1970 | 6 | 20 | 12:00 | 1510
1970 | 6 | 20 | 13:00 | 2479
1970 | 6 | 20 | 14:00 | 863
1970 | 6 | 20 | 15:00 | 1324
1970 | 6 | 20 | 16:00 | 445
1970 | 6 | 20 | 17:00 | 496
1970 | 6 | 20 | 18:00 | 167
1970 | 6 | 20 | 19:00 | 5
1970 | 6 | 20 | 20:00 | 0
1970 | 6 | 20 | 21:00 | 0
1970 | 6 | 20 | 22:00 | 0
1970 | 6 | 20 | 23:00 | 0
1970 | 6 | 20 | 24:00 | 0
1970 | 6 | 21 | 01:00 | 0
1970 | 6 | 21 | 02:00 | 0
1970 | 6 | 21 | 03:00 | 0
1970 | 6 | 21 | 04:00 | 0
1970 | 6 | 21 | 05:00 | 0
1970 | 6 | 21 | 06:00 | 23
1970 | 6 | 21 | 07:00 | 470
1970 | 6 | 21 | 08:00 | 1148
1970 | 6 | 21 | 09:00 | 1726
1970 | 6 | 21 | 10:00 | 2205
1970 | 6 | 21 | 11:00 | 2305
1970 | 6 | 21 | 12:00 | 2009
1970 | 6 | 21 | 13:00 | 766
1970 | 6 | 21 | 14:00 | 864
1970 | 6 | 21 | 15:00 | 748
1970 | 6 | 21 | 16:00 | 524
1970 | 6 | 21 | 17:00 | 626
1970 | 6 | 21 | 18:00 | 148
1970 | 6 | 21 | 19:00 | 3
1970 | 6 | 21 | 20:00 | 0
1970 | 6 | 21 | 21:00 | 0
1970 | 6 | 21 | 22:00 | 0
1970 | 6 | 21 | 23:00 | 0
1970 | 6 | 21 | 24:00 | 0
1970 | 6 | 22 | 01:00 | 0
1970 | 6 | 22 | 02:00 | 0
1970 | 6 | 22 | 03:00 | 0
1970 | 6 | 22 | 04:00 | 0
1970 | 6 | 22 | 05:00 | 0
1970 | 6 | 22 | 06:00 | 9
1970 | 6 | 22 | 07:00 | 218
1970 | 6 | 22 | 08:00 | 488
1970 | 6 | 22 | 09:00 | 672
1970 | 6 | 22 | 10:00 | 1026
1970 | 6 | 22 | 11:00 | 1459
1970 | 6 | 22 | 12:00 | 2139
1970 | 6 | 22 | 13:00 | 2735
1970 | 6 | 22 | 14:00 | 2334
1970 | 6 | 22 | 15:00 | 1851
1970 | 6 | 22 | 16:00 | 1463
1970 | 6 | 22 | 17:00 | 760
1970 | 6 | 22 | 18:00 | 31
1970 | 6 | 22 | 19:00 | 2
1970 | 6 | 22 | 20:00 | 0
1970 | 6 | 22 | 21:00 | 0
1970 | 6 | 22 | 22:00 | 0
1970 | 6 | 22 | 23:00 | 0
1970 | 6 | 22 | 24:00 | 0
1970 | 6 | 23 | 01:00 | 0
1970 | 6 | 23 | 02:00 | 0
1970 | 6 | 23 | 03:00 | 0
1970 | 6 | 23 | 04:00 | 0
1970 | 6 | 23 | 05:00 | 0
1970 | 6 | 23 | 06:00 | 3
1970 | 6 | 23 | 07:00 | 392
1970 | 6 | 23 | 08:00 | 1099
1970 | 6 | 23 | 09:00 | 1762
1970 | 6 | 23 | 10:00 | 2239
1970 | 6 | 23 | 11:00 | 2350
1970 | 6 | 23 | 12:00 | 2724
1970 | 6 | 23 | 13:00 | 2571
1970 | 6 | 23 | 14:00 | 2081
1970 | 6 | 23 | 15:00 | 1944
1970 | 6 | 23 | 16:00 | 1491
1970 | 6 | 23 | 17:00 | 788
1970 | 6 | 23 | 18:00 | 20
1970 | 6 | 23 | 19:00 | 1
1970 | 6 | 23 | 20:00 | 0
1970 | 6 | 23 | 21:00 | 0
1970 | 6 | 23 | 22:00 | 0
1970 | 6 | 23 | 23:00 | 0
1970 | 6 | 23 | 24:00 | 0
1970 | 6 | 24 | 01:00 | 0
1970 | 6 | 24 | 02:00 | 0
1970 | 6 | 24 | 03:00 | 0
1970 | 6 | 24 | 04:00 | 0
1970 | 6 | 24 | 05:00 | 0
1970 | 6 | 24 | 06:00 | 1
1970 | 6 | 24 | 07:00 | 399
1970 | 6 | 24 | 08:00 | 1055
1970 | 6 | 24 | 09:00 | 1789
1970 | 6 | 24 | 10:00 | 2232
1970 | 6 | 24 | 11:00 | 2411
1970 | 6 | 24 | 12:00 | 2371
1970 | 6 | 24 | 13:00 | 2258
1970 | 6 | 24 | 14:00 | 2173
1970 | 6 | 24 | 15:00 | 1855
1970 | 6 | 24 | 16:00 | 1284
1970 | 6 | 24 | 17:00 | 735
1970 | 6 | 24 | 18:00 | 12
1970 | 6 | 24 | 19:00 | 0
1970 | 6 | 24 | 20:00 | 0
1970 | 6 | 24 | 21:00 | 0
1970 | 6 | 24 | 22:00 | 0
1970 | 6 | 24 | 23:00 | 0
1970 | 6 | 24 | 24:00 | 0
1970 | 6 | 25 | 01:00 | 0
1970 | 6 | 25 | 02:00 | 0
1970 | 6 | 25 | 03:00 | 0
1970 | 6 | 25 | 04:00 | 0
1970 | 6 | 25 | 05:00 | 0
1970 | 6 | 25 | 06:00 | 23
1970 | 6 | 25 | 07:00 | 32
1970 | 6 | 25 | 08:00 | 595
1970 | 6 | 25 | 09:00 | 974
1970 | 6 | 25 | 10:00 | 1339
1970 | 6 | 25 | 11:00 | 1970
1970 | 6 | 25 | 12:00 | 2577
1970 | 6 | 25 | 13:00 | 2564
1970 | 6 | 25 | 14:00 | 2258
1970 | 6 | 25 | 15:00 | 1991
1970 | 6 | 25 | 16:00 | 1461
1970 | 6 | 25 | 17:00 | 763
1970 | 6 | 25 | 18:00 | 125
1970 | 6 | 25 | 19:00 | 4
1970 | 6 | 25 | 20:00 | 0
1970 | 6 | 25 | 21:00 | 0
1970 | 6 | 25 | 22:00 | 0
1970 | 6 | 25 | 23:00 | 0
1970 | 6 | 25 | 24:00 | 0
1970 | 6 | 26 | 01:00 | 0
1970 | 6 | 26 | 02:00 | 0
1970 | 6 | 26 | 03:00 | 0
1970 | 6 | 26 | 04:00 | 0
1970 | 6 | 26 | 05:00 | 0
1970 | 6 | 26 | 06:00 | 10
1970 | 6 | 26 | 07:00 | 389
1970 | 6 | 26 | 08:00 | 1020
1970 | 6 | 26 | 09:00 | 1134
1970 | 6 | 26 | 10:00 | 851
1970 | 6 | 26 | 11:00 | 1134
1970 | 6 | 26 | 12:00 | 1214
1970 | 6 | 26 | 13:00 | 852
1970 | 6 | 26 | 14:00 | 966
1970 | 6 | 26 | 15:00 | 844
1970 | 6 | 26 | 16:00 | 805
1970 | 6 | 26 | 17:00 | 499
1970 | 6 | 26 | 18:00 | 114
1970 | 6 | 26 | 19:00 | 0
1970 | 6 | 26 | 20:00 | 0
1970 | 6 | 26 | 21:00 | 0
1970 | 6 | 26 | 22:00 | 0
1970 | 6 | 26 | 23:00 | 0
1970 | 6 | 26 | 24:00 | 0
1970 | 6 | 27 | 01:00 | 0
1970 | 6 | 27 | 02:00 | 0
1970 | 6 | 27 | 03:00 | 0
1970 | 6 | 27 | 04:00 | 0
1970 | 6 | 27 | 05:00 | 0
1970 | 6 | 27 | 06:00 | 16
1970 | 6 | 27 | 07:00 | 76
1970 | 6 | 27 | 08:00 | 644
1970 | 6 | 27 | 09:00 | 796
1970 | 6 | 27 | 10:00 | 611
1970 | 6 | 27 | 11:00 | 1254
1970 | 6 | 27 | 12:00 | 1147
1970 | 6 | 27 | 13:00 | 1155
1970 | 6 | 27 | 14:00 | 1059
1970 | 6 | 27 | 15:00 | 993
1970 | 6 | 27 | 16:00 | 765
1970 | 6 | 27 | 17:00 | 546
1970 | 6 | 27 | 18:00 | 103
1970 | 6 | 27 | 19:00 | 0
1970 | 6 | 27 | 20:00 | 0
1970 | 6 | 27 | 21:00 | 0
1970 | 6 | 27 | 22:00 | 0
1970 | 6 | 27 | 23:00 | 0
1970 | 6 | 27 | 24:00 | 0
1970 | 6 | 28 | 01:00 | 0
1970 | 6 | 28 | 02:00 | 0
1970 | 6 | 28 | 03:00 | 0
1970 | 6 | 28 | 04:00 | 0
1970 | 6 | 28 | 05:00 | 0
1970 | 6 | 28 | 06:00 | 8
1970 | 6 | 28 | 07:00 | 418
1970 | 6 | 28 | 08:00 | 1070
1970 | 6 | 28 | 09:00 | 1719
1970 | 6 | 28 | 10:00 | 1871
1970 | 6 | 28 | 11:00 | 2534
1970 | 6 | 28 | 12:00 | 2584
1970 | 6 | 28 | 13:00 | 2439
1970 | 6 | 28 | 14:00 | 2424
1970 | 6 | 28 | 15:00 | 1974
1970 | 6 | 28 | 16:00 | 1477
1970 | 6 | 28 | 17:00 | 805
1970 | 6 | 28 | 18:00 | 69
1970 | 6 | 28 | 19:00 | 3
1970 | 6 | 28 | 20:00 | 0
1970 | 6 | 28 | 21:00 | 0
1970 | 6 | 28 | 22:00 | 0
1970 | 6 | 28 | 23:00 | 0
1970 | 6 | 28 | 24:00 | 0
1970 | 6 | 29 | 01:00 | 0
1970 | 6 | 29 | 02:00 | 0
1970 | 6 | 29 | 03:00 | 0
1970 | 6 | 29 | 04:00 | 0
1970 | 6 | 29 | 05:00 | 0
1970 | 6 | 29 | 06:00 | 1
1970 | 6 | 29 | 07:00 | 340
1970 | 6 | 29 | 08:00 | 1075
1970 | 6 | 29 | 09:00 | 1709
1970 | 6 | 29 | 10:00 | 2200
1970 | 6 | 29 | 11:00 | 2476
1970 | 6 | 29 | 12:00 | 2522
1970 | 6 | 29 | 13:00 | 2592
1970 | 6 | 29 | 14:00 | 2429
1970 | 6 | 29 | 15:00 | 1318
1970 | 6 | 29 | 16:00 | 1165
1970 | 6 | 29 | 17:00 | 546
1970 | 6 | 29 | 18:00 | 79
1970 | 6 | 29 | 19:00 | 3
1970 | 6 | 29 | 20:00 | 0
1970 | 6 | 29 | 21:00 | 0
1970 | 6 | 29 | 22:00 | 0
1970 | 6 | 29 | 23:00 | 0
1970 | 6 | 29 | 24:00 | 0
1970 | 6 | 30 | 01:00 | 0
1970 | 6 | 30 | 02:00 | 0
1970 | 6 | 30 | 03:00 | 0
1970 | 6 | 30 | 04:00 | 0
1970 | 6 | 30 | 05:00 | 0
1970 | 6 | 30 | 06:00 | 11
1970 | 6 | 30 | 07:00 | 227
1970 | 6 | 30 | 08:00 | 463
1970 | 6 | 30 | 09:00 | 694
1970 | 6 | 30 | 10:00 | 889
1970 | 6 | 30 | 11:00 | 962
1970 | 6 | 30 | 12:00 | 1139
1970 | 6 | 30 | 13:00 | 686
1970 | 6 | 30 | 14:00 | 1039
1970 | 6 | 30 | 15:00 | 946
1970 | 6 | 30 | 16:00 | 796
1970 | 6 | 30 | 17:00 | 533
1970 | 6 | 30 | 18:00 | 17
1970 | 6 | 30 | 19:00 | 3
1970 | 6 | 30 | 20:00 | 0
1970 | 6 | 30 | 21:00 | 0
1970 | 6 | 30 | 22:00 | 0
1970 | 6 | 30 | 23:00 | 0
1970 | 6 | 30 | 24:00 | 0
1981 | 7 | 1 | 01:00 | 0
1981 | 7 | 1 | 02:00 | 0
1981 | 7 | 1 | 03:00 | 0
1981 | 7 | 1 | 04:00 | 0
1981 | 7 | 1 | 05:00 | 0
1981 | 7 | 1 | 06:00 | 14
1981 | 7 | 1 | 07:00 | 14
1981 | 7 | 1 | 08:00 | 451
1981 | 7 | 1 | 09:00 | 639
1981 | 7 | 1 | 10:00 | 1178
1981 | 7 | 1 | 11:00 | 2332
1981 | 7 | 1 | 12:00 | 2286
1981 | 7 | 1 | 13:00 | 2458
1981 | 7 | 1 | 14:00 | 2238
1981 | 7 | 1 | 15:00 | 1614
1981 | 7 | 1 | 16:00 | 1352
1981 | 7 | 1 | 17:00 | 768
1981 | 7 | 1 | 18:00 | 145
1981 | 7 | 1 | 19:00 | 5
1981 | 7 | 1 | 20:00 | 0
1981 | 7 | 1 | 21:00 | 0
1981 | 7 | 1 | 22:00 | 0
1981 | 7 | 1 | 23:00 | 0
1981 | 7 | 1 | 24:00 | 0
1981 | 7 | 2 | 01:00 | 0
1981 | 7 | 2 | 02:00 | 0
1981 | 7 | 2 | 03:00 | 0
1981 | 7 | 2 | 04:00 | 0
1981 | 7 | 2 | 05:00 | 0
1981 | 7 | 2 | 06:00 | 4
1981 | 7 | 2 | 07:00 | 164
1981 | 7 | 2 | 08:00 | 464
1981 | 7 | 2 | 09:00 | 707
1981 | 7 | 2 | 10:00 | 988
1981 | 7 | 2 | 11:00 | 1435
1981 | 7 | 2 | 12:00 | 1539
1981 | 7 | 2 | 13:00 | 1925
1981 | 7 | 2 | 14:00 | 1908
1981 | 7 | 2 | 15:00 | 1049
1981 | 7 | 2 | 16:00 | 1265
1981 | 7 | 2 | 17:00 | 566
1981 | 7 | 2 | 18:00 | 71
1981 | 7 | 2 | 19:00 | 4
1981 | 7 | 2 | 20:00 | 0
1981 | 7 | 2 | 21:00 | 0
1981 | 7 | 2 | 22:00 | 0
1981 | 7 | 2 | 23:00 | 0
1981 | 7 | 2 | 24:00 | 0
1981 | 7 | 3 | 01:00 | 0
1981 | 7 | 3 | 02:00 | 0
1981 | 7 | 3 | 03:00 | 0
1981 | 7 | 3 | 04:00 | 0
1981 | 7 | 3 | 05:00 | 0
1981 | 7 | 3 | 06:00 | 5
1981 | 7 | 3 | 07:00 | 15
1981 | 7 | 3 | 08:00 | 459
1981 | 7 | 3 | 09:00 | 576
1981 | 7 | 3 | 10:00 | 964
1981 | 7 | 3 | 11:00 | 1988
1981 | 7 | 3 | 12:00 | 2593
1981 | 7 | 3 | 13:00 | 2425
1981 | 7 | 3 | 14:00 | 1368
1981 | 7 | 3 | 15:00 | 1902
1981 | 7 | 3 | 16:00 | 487
1981 | 7 | 3 | 17:00 | 288
1981 | 7 | 3 | 18:00 | 9
1981 | 7 | 3 | 19:00 | 5
1981 | 7 | 3 | 20:00 | 0
1981 | 7 | 3 | 21:00 | 0
1981 | 7 | 3 | 22:00 | 0
1981 | 7 | 3 | 23:00 | 0
1981 | 7 | 3 | 24:00 | 0
1981 | 7 | 4 | 01:00 | 0
1981 | 7 | 4 | 02:00 | 0
1981 | 7 | 4 | 03:00 | 0
1981 | 7 | 4 | 04:00 | 0
1981 | 7 | 4 | 05:00 | 0
1981 | 7 | 4 | 06:00 | 29
1981 | 7 | 4 | 07:00 | 62
1981 | 7 | 4 | 08:00 | 475
1981 | 7 | 4 | 09:00 | 576
1981 | 7 | 4 | 10:00 | 929
1981 | 7 | 4 | 11:00 | 1052
1981 | 7 | 4 | 12:00 | 969
1981 | 7 | 4 | 13:00 | 1227
1981 | 7 | 4 | 14:00 | 529
1981 | 7 | 4 | 15:00 | 550
1981 | 7 | 4 | 16:00 | 432
1981 | 7 | 4 | 17:00 | 198
1981 | 7 | 4 | 18:00 | 37
1981 | 7 | 4 | 19:00 | 1
1981 | 7 | 4 | 20:00 | 0
1981 | 7 | 4 | 21:00 | 0
1981 | 7 | 4 | 22:00 | 0
1981 | 7 | 4 | 23:00 | 0
1981 | 7 | 4 | 24:00 | 0
1981 | 7 | 5 | 01:00 | 0
1981 | 7 | 5 | 02:00 | 0
1981 | 7 | 5 | 03:00 | 0
1981 | 7 | 5 | 04:00 | 0
1981 | 7 | 5 | 05:00 | 0
1981 | 7 | 5 | 06:00 | 12
1981 | 7 | 5 | 07:00 | 355
1981 | 7 | 5 | 08:00 | 362
1981 | 7 | 5 | 09:00 | 763
1981 | 7 | 5 | 10:00 | 541
1981 | 7 | 5 | 11:00 | 1096
1981 | 7 | 5 | 12:00 | 650
1981 | 7 | 5 | 13:00 | 738
1981 | 7 | 5 | 14:00 | 610
1981 | 7 | 5 | 15:00 | 537
1981 | 7 | 5 | 16:00 | 448
1981 | 7 | 5 | 17:00 | 161
1981 | 7 | 5 | 18:00 | 15
1981 | 7 | 5 | 19:00 | 0
1981 | 7 | 5 | 20:00 | 0
1981 | 7 | 5 | 21:00 | 0
1981 | 7 | 5 | 22:00 | 0
1981 | 7 | 5 | 23:00 | 0
1981 | 7 | 5 | 24:00 | 0
1981 | 7 | 6 | 01:00 | 0
1981 | 7 | 6 | 02:00 | 0
1981 | 7 | 6 | 03:00 | 0
1981 | 7 | 6 | 04:00 | 0
1981 | 7 | 6 | 05:00 | 0
1981 | 7 | 6 | 06:00 | 3
1981 | 7 | 6 | 07:00 | 69
1981 | 7 | 6 | 08:00 | 582
1981 | 7 | 6 | 09:00 | 776
1981 | 7 | 6 | 10:00 | 1648
1981 | 7 | 6 | 11:00 | 2540
1981 | 7 | 6 | 12:00 | 2404
1981 | 7 | 6 | 13:00 | 2320
1981 | 7 | 6 | 14:00 | 2147
1981 | 7 | 6 | 15:00 | 1925
1981 | 7 | 6 | 16:00 | 1153
1981 | 7 | 6 | 17:00 | 731
1981 | 7 | 6 | 18:00 | 23
1981 | 7 | 6 | 19:00 | 0
1981 | 7 | 6 | 20:00 | 0
1981 | 7 | 6 | 21:00 | 0
1981 | 7 | 6 | 22:00 | 0
1981 | 7 | 6 | 23:00 | 0
1981 | 7 | 6 | 24:00 | 0
1981 | 7 | 7 | 01:00 | 0
1981 | 7 | 7 | 02:00 | 0
1981 | 7 | 7 | 03:00 | 0
1981 | 7 | 7 | 04:00 | 0
1981 | 7 | 7 | 05:00 | 0
1981 | 7 | 7 | 06:00 | 7
1981 | 7 | 7 | 07:00 | 378
1981 | 7 | 7 | 08:00 | 811
1981 | 7 | 7 | 09:00 | 1282
1981 | 7 | 7 | 10:00 | 2136
1981 | 7 | 7 | 11:00 | 2363
1981 | 7 | 7 | 12:00 | 1630
1981 | 7 | 7 | 13:00 | 2506
1981 | 7 | 7 | 14:00 | 2342
1981 | 7 | 7 | 15:00 | 1691
1981 | 7 | 7 | 16:00 | 1495
1981 | 7 | 7 | 17:00 | 805
1981 | 7 | 7 | 18:00 | 95
1981 | 7 | 7 | 19:00 | 5
1981 | 7 | 7 | 20:00 | 0
1981 | 7 | 7 | 21:00 | 0
1981 | 7 | 7 | 22:00 | 0
1981 | 7 | 7 | 23:00 | 0
1981 | 7 | 7 | 24:00 | 0
1981 | 7 | 8 | 01:00 | 0
1981 | 7 | 8 | 02:00 | 0
1981 | 7 | 8 | 03:00 | 0
1981 | 7 | 8 | 04:00 | 0
1981 | 7 | 8 | 05:00 | 0
1981 | 7 | 8 | 06:00 | 9
1981 | 7 | 8 | 07:00 | 377
1981 | 7 | 8 | 08:00 | 853
1981 | 7 | 8 | 09:00 | 1339
1981 | 7 | 8 | 10:00 | 1595
1981 | 7 | 8 | 11:00 | 1993
1981 | 7 | 8 | 12:00 | 2494
1981 | 7 | 8 | 13:00 | 2504
1981 | 7 | 8 | 14:00 | 2282
1981 | 7 | 8 | 15:00 | 1845
1981 | 7 | 8 | 16:00 | 1412
1981 | 7 | 8 | 17:00 | 752
1981 | 7 | 8 | 18:00 | 69
1981 | 7 | 8 | 19:00 | 1
1981 | 7 | 8 | 20:00 | 0
1981 | 7 | 8 | 21:00 | 0
1981 | 7 | 8 | 22:00 | 0
1981 | 7 | 8 | 23:00 | 0
1981 | 7 | 8 | 24:00 | 0
1981 | 7 | 9 | 01:00 | 0
1981 | 7 | 9 | 02:00 | 0
1981 | 7 | 9 | 03:00 | 0
1981 | 7 | 9 | 04:00 | 0
1981 | 7 | 9 | 05:00 | 0
1981 | 7 | 9 | 06:00 | 6
1981 | 7 | 9 | 07:00 | 364
1981 | 7 | 9 | 08:00 | 991
1981 | 7 | 9 | 09:00 | 1630
1981 | 7 | 9 | 10:00 | 2119
1981 | 7 | 9 | 11:00 | 2413
1981 | 7 | 9 | 12:00 | 2458
1981 | 7 | 9 | 13:00 | 2376
1981 | 7 | 9 | 14:00 | 1937
1981 | 7 | 9 | 15:00 | 1770
1981 | 7 | 9 | 16:00 | 1160
1981 | 7 | 9 | 17:00 | 765
1981 | 7 | 9 | 18:00 | 103
1981 | 7 | 9 | 19:00 | 0
1981 | 7 | 9 | 20:00 | 0
1981 | 7 | 9 | 21:00 | 0
1981 | 7 | 9 | 22:00 | 0
1981 | 7 | 9 | 23:00 | 0
1981 | 7 | 9 | 24:00 | 0
1981 | 7 | 10 | 01:00 | 0
1981 | 7 | 10 | 02:00 | 0
1981 | 7 | 10 | 03:00 | 0
1981 | 7 | 10 | 04:00 | 0
1981 | 7 | 10 | 05:00 | 0
1981 | 7 | 10 | 06:00 | 2
1981 | 7 | 10 | 07:00 | 301
1981 | 7 | 10 | 08:00 | 1057
1981 | 7 | 10 | 09:00 | 1747
1981 | 7 | 10 | 10:00 | 2244
1981 | 7 | 10 | 11:00 | 2578
1981 | 7 | 10 | 12:00 | 2728
1981 | 7 | 10 | 13:00 | 2715
1981 | 7 | 10 | 14:00 | 2499
1981 | 7 | 10 | 15:00 | 2103
1981 | 7 | 10 | 16:00 | 1529
1981 | 7 | 10 | 17:00 | 801
1981 | 7 | 10 | 18:00 | 36
1981 | 7 | 10 | 19:00 | 1
1981 | 7 | 10 | 20:00 | 0
1981 | 7 | 10 | 21:00 | 0
1981 | 7 | 10 | 22:00 | 0
1981 | 7 | 10 | 23:00 | 0
1981 | 7 | 10 | 24:00 | 0
1981 | 7 | 11 | 01:00 | 0
1981 | 7 | 11 | 02:00 | 0
1981 | 7 | 11 | 03:00 | 0
1981 | 7 | 11 | 04:00 | 0
1981 | 7 | 11 | 05:00 | 0
1981 | 7 | 11 | 06:00 | 2
1981 | 7 | 11 | 07:00 | 306
1981 | 7 | 11 | 08:00 | 959
1981 | 7 | 11 | 09:00 | 1538
1981 | 7 | 11 | 10:00 | 1924
1981 | 7 | 11 | 11:00 | 2361
1981 | 7 | 11 | 12:00 | 2539
1981 | 7 | 11 | 13:00 | 2548
1981 | 7 | 11 | 14:00 | 1868
1981 | 7 | 11 | 15:00 | 1897
1981 | 7 | 11 | 16:00 | 1442
1981 | 7 | 11 | 17:00 | 774
1981 | 7 | 11 | 18:00 | 92
1981 | 7 | 11 | 19:00 | 2
1981 | 7 | 11 | 20:00 | 0
1981 | 7 | 11 | 21:00 | 0
1981 | 7 | 11 | 22:00 | 0
1981 | 7 | 11 | 23:00 | 0
1981 | 7 | 11 | 24:00 | 0
1981 | 7 | 12 | 01:00 | 0
1981 | 7 | 12 | 02:00 | 0
1981 | 7 | 12 | 03:00 | 0
1981 | 7 | 12 | 04:00 | 0
1981 | 7 | 12 | 05:00 | 0
1981 | 7 | 12 | 06:00 | 11
1981 | 7 | 12 | 07:00 | 377
1981 | 7 | 12 | 08:00 | 848
1981 | 7 | 12 | 09:00 | 1421
1981 | 7 | 12 | 10:00 | 1459
1981 | 7 | 12 | 11:00 | 2449
1981 | 7 | 12 | 12:00 | 2541
1981 | 7 | 12 | 13:00 | 2421
1981 | 7 | 12 | 14:00 | 2222
1981 | 7 | 12 | 15:00 | 1867
1981 | 7 | 12 | 16:00 | 854
1981 | 7 | 12 | 17:00 | 561
1981 | 7 | 12 | 18:00 | 206
1981 | 7 | 12 | 19:00 | 3
1981 | 7 | 12 | 20:00 | 0
1981 | 7 | 12 | 21:00 | 0
1981 | 7 | 12 | 22:00 | 0
1981 | 7 | 12 | 23:00 | 0
1981 | 7 | 12 | 24:00 | 0
1981 | 7 | 13 | 01:00 | 0
1981 | 7 | 13 | 02:00 | 0
1981 | 7 | 13 | 03:00 | 0
1981 | 7 | 13 | 04:00 | 0
1981 | 7 | 13 | 05:00 | 0
1981 | 7 | 13 | 06:00 | 2
1981 | 7 | 13 | 07:00 | 154
1981 | 7 | 13 | 08:00 | 684
1981 | 7 | 13 | 09:00 | 689
1981 | 7 | 13 | 10:00 | 749
1981 | 7 | 13 | 11:00 | 936
1981 | 7 | 13 | 12:00 | 544
1981 | 7 | 13 | 13:00 | 514
1981 | 7 | 13 | 14:00 | 1364
1981 | 7 | 13 | 15:00 | 1731
1981 | 7 | 13 | 16:00 | 1447
1981 | 7 | 13 | 17:00 | 796
1981 | 7 | 13 | 18:00 | 89
1981 | 7 | 13 | 19:00 | 2
1981 | 7 | 13 | 20:00 | 0
1981 | 7 | 13 | 21:00 | 0
1981 | 7 | 13 | 22:00 | 0
1981 | 7 | 13 | 23:00 | 0
1981 | 7 | 13 | 24:00 | 0
1981 | 7 | 14 | 01:00 | 0
1981 | 7 | 14 | 02:00 | 0
1981 | 7 | 14 | 03:00 | 0
1981 | 7 | 14 | 04:00 | 0
1981 | 7 | 14 | 05:00 | 0
1981 | 7 | 14 | 06:00 | 11
1981 | 7 | 14 | 07:00 | 16
1981 | 7 | 14 | 08:00 | 1021
1981 | 7 | 14 | 09:00 | 1618
1981 | 7 | 14 | 10:00 | 1444
1981 | 7 | 14 | 11:00 | 957
1981 | 7 | 14 | 12:00 | 1269
1981 | 7 | 14 | 13:00 | 1022
1981 | 7 | 14 | 14:00 | 969
1981 | 7 | 14 | 15:00 | 446
1981 | 7 | 14 | 16:00 | 946
1981 | 7 | 14 | 17:00 | 684
1981 | 7 | 14 | 18:00 | 152
1981 | 7 | 14 | 19:00 | 4
1981 | 7 | 14 | 20:00 | 0
1981 | 7 | 14 | 21:00 | 0
1981 | 7 | 14 | 22:00 | 0
1981 | 7 | 14 | 23:00 | 0
1981 | 7 | 14 | 24:00 | 0
1981 | 7 | 15 | 01:00 | 0
1981 | 7 | 15 | 02:00 | 0
1981 | 7 | 15 | 03:00 | 0
1981 | 7 | 15 | 04:00 | 0
1981 | 7 | 15 | 05:00 | 0
1981 | 7 | 15 | 06:00 | 2
1981 | 7 | 15 | 07:00 | 305
1981 | 7 | 15 | 08:00 | 1079
1981 | 7 | 15 | 09:00 | 1811
1981 | 7 | 15 | 10:00 | 2342
1981 | 7 | 15 | 11:00 | 2569
1981 | 7 | 15 | 12:00 | 1882
1981 | 7 | 15 | 13:00 | 2608
1981 | 7 | 15 | 14:00 | 2236
1981 | 7 | 15 | 15:00 | 1810
1981 | 7 | 15 | 16:00 | 1591
1981 | 7 | 15 | 17:00 | 832
1981 | 7 | 15 | 18:00 | 46
1981 | 7 | 15 | 19:00 | 1
1981 | 7 | 15 | 20:00 | 0
1981 | 7 | 15 | 21:00 | 0
1981 | 7 | 15 | 22:00 | 0
1981 | 7 | 15 | 23:00 | 0
1981 | 7 | 15 | 24:00 | 0
1981 | 7 | 16 | 01:00 | 0
1981 | 7 | 16 | 02:00 | 0
1981 | 7 | 16 | 03:00 | 0
1981 | 7 | 16 | 04:00 | 0
1981 | 7 | 16 | 05:00 | 0
1981 | 7 | 16 | 06:00 | 2
1981 | 7 | 16 | 07:00 | 187
1981 | 7 | 16 | 08:00 | 1066
1981 | 7 | 16 | 09:00 | 1768
1981 | 7 | 16 | 10:00 | 2242
1981 | 7 | 16 | 11:00 | 2445
1981 | 7 | 16 | 12:00 | 2552
1981 | 7 | 16 | 13:00 | 2354
1981 | 7 | 16 | 14:00 | 2088
1981 | 7 | 16 | 15:00 | 2014
1981 | 7 | 16 | 16:00 | 1466
1981 | 7 | 16 | 17:00 | 802
1981 | 7 | 16 | 18:00 | 27
1981 | 7 | 16 | 19:00 | 0
1981 | 7 | 16 | 20:00 | 0
1981 | 7 | 16 | 21:00 | 0
1981 | 7 | 16 | 22:00 | 0
1981 | 7 | 16 | 23:00 | 0
1981 | 7 | 16 | 24:00 | 0
1981 | 7 | 17 | 01:00 | 0
1981 | 7 | 17 | 02:00 | 0
1981 | 7 | 17 | 03:00 | 0
1981 | 7 | 17 | 04:00 | 0
1981 | 7 | 17 | 05:00 | 0
1981 | 7 | 17 | 06:00 | 7
1981 | 7 | 17 | 07:00 | 266
1981 | 7 | 17 | 08:00 | 1018
1981 | 7 | 17 | 09:00 | 1733
1981 | 7 | 17 | 10:00 | 2217
1981 | 7 | 17 | 11:00 | 2357
1981 | 7 | 17 | 12:00 | 2564
1981 | 7 | 17 | 13:00 | 2393
1981 | 7 | 17 | 14:00 | 2092
1981 | 7 | 17 | 15:00 | 1649
1981 | 7 | 17 | 16:00 | 1567
1981 | 7 | 17 | 17:00 | 780
1981 | 7 | 17 | 18:00 | 120
1981 | 7 | 17 | 19:00 | 3
1981 | 7 | 17 | 20:00 | 0
1981 | 7 | 17 | 21:00 | 0
1981 | 7 | 17 | 22:00 | 0
1981 | 7 | 17 | 23:00 | 0
1981 | 7 | 17 | 24:00 | 0
1981 | 7 | 18 | 01:00 | 0
1981 | 7 | 18 | 02:00 | 0
1981 | 7 | 18 | 03:00 | 0
1981 | 7 | 18 | 04:00 | 0
1981 | 7 | 18 | 05:00 | 0
1981 | 7 | 18 | 06:00 | 16
1981 | 7 | 18 | 07:00 | 329
1981 | 7 | 18 | 08:00 | 650
1981 | 7 | 18 | 09:00 | 1615
1981 | 7 | 18 | 10:00 | 1656
1981 | 7 | 18 | 11:00 | 2292
1981 | 7 | 18 | 12:00 | 2088
1981 | 7 | 18 | 13:00 | 1478
1981 | 7 | 18 | 14:00 | 1291
1981 | 7 | 18 | 15:00 | 514
1981 | 7 | 18 | 16:00 | 902
1981 | 7 | 18 | 17:00 | 550
1981 | 7 | 18 | 18:00 | 200
1981 | 7 | 18 | 19:00 | 2
1981 | 7 | 18 | 20:00 | 0
1981 | 7 | 18 | 21:00 | 0
1981 | 7 | 18 | 22:00 | 0
1981 | 7 | 18 | 23:00 | 0
1981 | 7 | 18 | 24:00 | 0
1981 | 7 | 19 | 01:00 | 0
1981 | 7 | 19 | 02:00 | 0
1981 | 7 | 19 | 03:00 | 0
1981 | 7 | 19 | 04:00 | 0
1981 | 7 | 19 | 05:00 | 0
1981 | 7 | 19 | 06:00 | 7
1981 | 7 | 19 | 07:00 | 394
1981 | 7 | 19 | 08:00 | 414
1981 | 7 | 19 | 09:00 | 890
1981 | 7 | 19 | 10:00 | 1270
1981 | 7 | 19 | 11:00 | 1419
1981 | 7 | 19 | 12:00 | 2362
1981 | 7 | 19 | 13:00 | 2426
1981 | 7 | 19 | 14:00 | 2320
1981 | 7 | 19 | 15:00 | 2005
1981 | 7 | 19 | 16:00 | 1406
1981 | 7 | 19 | 17:00 | 754
1981 | 7 | 19 | 18:00 | 45
1981 | 7 | 19 | 19:00 | 1
1981 | 7 | 19 | 20:00 | 0
1981 | 7 | 19 | 21:00 | 0
1981 | 7 | 19 | 22:00 | 0
1981 | 7 | 19 | 23:00 | 0
1981 | 7 | 19 | 24:00 | 0
1981 | 7 | 20 | 01:00 | 0
1981 | 7 | 20 | 02:00 | 0
1981 | 7 | 20 | 03:00 | 0
1981 | 7 | 20 | 04:00 | 0
1981 | 7 | 20 | 05:00 | 0
1981 | 7 | 20 | 06:00 | 11
1981 | 7 | 20 | 07:00 | 117
1981 | 7 | 20 | 08:00 | 471
1981 | 7 | 20 | 09:00 | 466
1981 | 7 | 20 | 10:00 | 925
1981 | 7 | 20 | 11:00 | 1181
1981 | 7 | 20 | 12:00 | 626
1981 | 7 | 20 | 13:00 | 605
1981 | 7 | 20 | 14:00 | 686
1981 | 7 | 20 | 15:00 | 527
1981 | 7 | 20 | 16:00 | 446
1981 | 7 | 20 | 17:00 | 285
1981 | 7 | 20 | 18:00 | 31
1981 | 7 | 20 | 19:00 | 0
1981 | 7 | 20 | 20:00 | 0
1981 | 7 | 20 | 21:00 | 0
1981 | 7 | 20 | 22:00 | 0
1981 | 7 | 20 | 23:00 | 0
1981 | 7 | 20 | 24:00 | 0
1981 | 7 | 21 | 01:00 | 0
1981 | 7 | 21 | 02:00 | 0
1981 | 7 | 21 | 03:00 | 0
1981 | 7 | 21 | 04:00 | 0
1981 | 7 | 21 | 05:00 | 0
1981 | 7 | 21 | 06:00 | 6
1981 | 7 | 21 | 07:00 | 169
1981 | 7 | 21 | 08:00 | 664
1981 | 7 | 21 | 09:00 | 1121
1981 | 7 | 21 | 10:00 | 918
1981 | 7 | 21 | 11:00 | 2434
1981 | 7 | 21 | 12:00 | 2451
1981 | 7 | 21 | 13:00 | 2025
1981 | 7 | 21 | 14:00 | 1783
1981 | 7 | 21 | 15:00 | 1694
1981 | 7 | 21 | 16:00 | 797
1981 | 7 | 21 | 17:00 | 599
1981 | 7 | 21 | 18:00 | 210
1981 | 7 | 21 | 19:00 | 0
1981 | 7 | 21 | 20:00 | 0
1981 | 7 | 21 | 21:00 | 0
1981 | 7 | 21 | 22:00 | 0
1981 | 7 | 21 | 23:00 | 0
1981 | 7 | 21 | 24:00 | 0
1981 | 7 | 22 | 01:00 | 0
1981 | 7 | 22 | 02:00 | 0
1981 | 7 | 22 | 03:00 | 0
1981 | 7 | 22 | 04:00 | 0
1981 | 7 | 22 | 05:00 | 0
1981 | 7 | 22 | 06:00 | 3
1981 | 7 | 22 | 07:00 | 332
1981 | 7 | 22 | 08:00 | 963
1981 | 7 | 22 | 09:00 | 1053
1981 | 7 | 22 | 10:00 | 1910
1981 | 7 | 22 | 11:00 | 2497
1981 | 7 | 22 | 12:00 | 2587
1981 | 7 | 22 | 13:00 | 2628
1981 | 7 | 22 | 14:00 | 2414
1981 | 7 | 22 | 15:00 | 2091
1981 | 7 | 22 | 16:00 | 1475
1981 | 7 | 22 | 17:00 | 835
1981 | 7 | 22 | 18:00 | 63
1981 | 7 | 22 | 19:00 | 1
1981 | 7 | 22 | 20:00 | 0
1981 | 7 | 22 | 21:00 | 0
1981 | 7 | 22 | 22:00 | 0
1981 | 7 | 22 | 23:00 | 0
1981 | 7 | 22 | 24:00 | 0
1981 | 7 | 23 | 01:00 | 0
1981 | 7 | 23 | 02:00 | 0
1981 | 7 | 23 | 03:00 | 0
1981 | 7 | 23 | 04:00 | 0
1981 | 7 | 23 | 05:00 | 0
1981 | 7 | 23 | 06:00 | 1
1981 | 7 | 23 | 07:00 | 266
1981 | 7 | 23 | 08:00 | 1080
1981 | 7 | 23 | 09:00 | 1816
1981 | 7 | 23 | 10:00 | 2378
1981 | 7 | 23 | 11:00 | 2662
1981 | 7 | 23 | 12:00 | 2834
1981 | 7 | 23 | 13:00 | 2625
1981 | 7 | 23 | 14:00 | 2486
1981 | 7 | 23 | 15:00 | 1808
1981 | 7 | 23 | 16:00 | 1217
1981 | 7 | 23 | 17:00 | 844
1981 | 7 | 23 | 18:00 | 32
1981 | 7 | 23 | 19:00 | 0
1981 | 7 | 23 | 20:00 | 0
1981 | 7 | 23 | 21:00 | 0
1981 | 7 | 23 | 22:00 | 0
1981 | 7 | 23 | 23:00 | 0
1981 | 7 | 23 | 24:00 | 0
1981 | 7 | 24 | 01:00 | 0
1981 | 7 | 24 | 02:00 | 0
1981 | 7 | 24 | 03:00 | 0
1981 | 7 | 24 | 04:00 | 0
1981 | 7 | 24 | 05:00 | 0
1981 | 7 | 24 | 06:00 | 2
1981 | 7 | 24 | 07:00 | 331
1981 | 7 | 24 | 08:00 | 1060
1981 | 7 | 24 | 09:00 | 1775
1981 | 7 | 24 | 10:00 | 2274
1981 | 7 | 24 | 11:00 | 2528
1981 | 7 | 24 | 12:00 | 2573
1981 | 7 | 24 | 13:00 | 2386
1981 | 7 | 24 | 14:00 | 2292
1981 | 7 | 24 | 15:00 | 2052
1981 | 7 | 24 | 16:00 | 1456
1981 | 7 | 24 | 17:00 | 740
1981 | 7 | 24 | 18:00 | 108
1981 | 7 | 24 | 19:00 | 2
1981 | 7 | 24 | 20:00 | 0
1981 | 7 | 24 | 21:00 | 0
1981 | 7 | 24 | 22:00 | 0
1981 | 7 | 24 | 23:00 | 0
1981 | 7 | 24 | 24:00 | 0
1981 | 7 | 25 | 01:00 | 0
1981 | 7 | 25 | 02:00 | 0
1981 | 7 | 25 | 03:00 | 0
1981 | 7 | 25 | 04:00 | 0
1981 | 7 | 25 | 05:00 | 0
1981 | 7 | 25 | 06:00 | 2
1981 | 7 | 25 | 07:00 | 362
1981 | 7 | 25 | 08:00 | 1028
1981 | 7 | 25 | 09:00 | 1763
1981 | 7 | 25 | 10:00 | 2229
1981 | 7 | 25 | 11:00 | 2363
1981 | 7 | 25 | 12:00 | 2480
1981 | 7 | 25 | 13:00 | 2445
1981 | 7 | 25 | 14:00 | 2177
1981 | 7 | 25 | 15:00 | 1787
1981 | 7 | 25 | 16:00 | 1524
1981 | 7 | 25 | 17:00 | 582
1981 | 7 | 25 | 18:00 | 100
1981 | 7 | 25 | 19:00 | 1
1981 | 7 | 25 | 20:00 | 0
1981 | 7 | 25 | 21:00 | 0
1981 | 7 | 25 | 22:00 | 0
1981 | 7 | 25 | 23:00 | 0
1981 | 7 | 25 | 24:00 | 0
1981 | 7 | 26 | 01:00 | 0
1981 | 7 | 26 | 02:00 | 0
1981 | 7 | 26 | 03:00 | 0
1981 | 7 | 26 | 04:00 | 0
1981 | 7 | 26 | 05:00 | 0
1981 | 7 | 26 | 06:00 | 10
1981 | 7 | 26 | 07:00 | 34
1981 | 7 | 26 | 08:00 | 484
1981 | 7 | 26 | 09:00 | 882
1981 | 7 | 26 | 10:00 | 764
1981 | 7 | 26 | 11:00 | 1485
1981 | 7 | 26 | 12:00 | 1515
1981 | 7 | 26 | 13:00 | 1023
1981 | 7 | 26 | 14:00 | 1491
1981 | 7 | 26 | 15:00 | 653
1981 | 7 | 26 | 16:00 | 442
1981 | 7 | 26 | 17:00 | 488
1981 | 7 | 26 | 18:00 | 9
1981 | 7 | 26 | 19:00 | 1
1981 | 7 | 26 | 20:00 | 0
1981 | 7 | 26 | 21:00 | 0
1981 | 7 | 26 | 22:00 | 0
1981 | 7 | 26 | 23:00 | 0
1981 | 7 | 26 | 24:00 | 0
1981 | 7 | 27 | 01:00 | 0
1981 | 7 | 27 | 02:00 | 0
1981 | 7 | 27 | 03:00 | 0
1981 | 7 | 27 | 04:00 | 0
1981 | 7 | 27 | 05:00 | 0
1981 | 7 | 27 | 06:00 | 1
1981 | 7 | 27 | 07:00 | 230
1981 | 7 | 27 | 08:00 | 823
1981 | 7 | 27 | 09:00 | 1549
1981 | 7 | 27 | 10:00 | 1909
1981 | 7 | 27 | 11:00 | 2509
1981 | 7 | 27 | 12:00 | 2827
1981 | 7 | 27 | 13:00 | 2687
1981 | 7 | 27 | 14:00 | 2503
1981 | 7 | 27 | 15:00 | 2236
1981 | 7 | 27 | 16:00 | 1393
1981 | 7 | 27 | 17:00 | 661
1981 | 7 | 27 | 18:00 | 74
1981 | 7 | 27 | 19:00 | 2
1981 | 7 | 27 | 20:00 | 0
1981 | 7 | 27 | 21:00 | 0
1981 | 7 | 27 | 22:00 | 0
1981 | 7 | 27 | 23:00 | 0
1981 | 7 | 27 | 24:00 | 0
1981 | 7 | 28 | 01:00 | 0
1981 | 7 | 28 | 02:00 | 0
1981 | 7 | 28 | 03:00 | 0
1981 | 7 | 28 | 04:00 | 0
1981 | 7 | 28 | 05:00 | 0
1981 | 7 | 28 | 06:00 | 8
1981 | 7 | 28 | 07:00 | 273
1981 | 7 | 28 | 08:00 | 797
1981 | 7 | 28 | 09:00 | 1728
1981 | 7 | 28 | 10:00 | 2209
1981 | 7 | 28 | 11:00 | 2450
1981 | 7 | 28 | 12:00 | 2603
1981 | 7 | 28 | 13:00 | 2326
1981 | 7 | 28 | 14:00 | 2022
1981 | 7 | 28 | 15:00 | 836
1981 | 7 | 28 | 16:00 | 145
1981 | 7 | 28 | 17:00 | 173
1981 | 7 | 28 | 18:00 | 30
1981 | 7 | 28 | 19:00 | 0
1981 | 7 | 28 | 20:00 | 0
1981 | 7 | 28 | 21:00 | 0
1981 | 7 | 28 | 22:00 | 0
1981 | 7 | 28 | 23:00 | 0
1981 | 7 | 28 | 24:00 | 0
1981 | 7 | 29 | 01:00 | 0
1981 | 7 | 29 | 02:00 | 0
1981 | 7 | 29 | 03:00 | 0
1981 | 7 | 29 | 04:00 | 0
1981 | 7 | 29 | 05:00 | 0
1981 | 7 | 29 | 06:00 | 0
1981 | 7 | 29 | 07:00 | 21
1981 | 7 | 29 | 08:00 | 580
1981 | 7 | 29 | 09:00 | 889
1981 | 7 | 29 | 10:00 | 1056
1981 | 7 | 29 | 11:00 | 1184
1981 | 7 | 29 | 12:00 | 1127
1981 | 7 | 29 | 13:00 | 1151
1981 | 7 | 29 | 14:00 | 1127
1981 | 7 | 29 | 15:00 | 914
1981 | 7 | 29 | 16:00 | 737
1981 | 7 | 29 | 17:00 | 487
1981 | 7 | 29 | 18:00 | 13
1981 | 7 | 29 | 19:00 | 1
1981 | 7 | 29 | 20:00 | 0
1981 | 7 | 29 | 21:00 | 0
1981 | 7 | 29 | 22:00 | 0
1981 | 7 | 29 | 23:00 | 0
1981 | 7 | 29 | 24:00 | 0
1981 | 7 | 30 | 01:00 | 0
1981 | 7 | 30 | 02:00 | 0
1981 | 7 | 30 | 03:00 | 0
1981 | 7 | 30 | 04:00 | 0
1981 | 7 | 30 | 05:00 | 0
1981 | 7 | 30 | 06:00 | 4
1981 | 7 | 30 | 07:00 | 78
1981 | 7 | 30 | 08:00 | 164
1981 | 7 | 30 | 09:00 | 1279
1981 | 7 | 30 | 10:00 | 1016
1981 | 7 | 30 | 11:00 | 1936
1981 | 7 | 30 | 12:00 | 1422
1981 | 7 | 30 | 13:00 | 2407
1981 | 7 | 30 | 14:00 | 2395
1981 | 7 | 30 | 15:00 | 1821
1981 | 7 | 30 | 16:00 | 1407
1981 | 7 | 30 | 17:00 | 844
1981 | 7 | 30 | 18:00 | 31
1981 | 7 | 30 | 19:00 | 0
1981 | 7 | 30 | 20:00 | 0
1981 | 7 | 30 | 21:00 | 0
1981 | 7 | 30 | 22:00 | 0
1981 | 7 | 30 | 23:00 | 0
1981 | 7 | 30 | 24:00 | 0
1981 | 7 | 31 | 01:00 | 0
1981 | 7 | 31 | 02:00 | 0
1981 | 7 | 31 | 03:00 | 0
1981 | 7 | 31 | 04:00 | 0
1981 | 7 | 31 | 05:00 | 0
1981 | 7 | 31 | 06:00 | 1
1981 | 7 | 31 | 07:00 | 240
1981 | 7 | 31 | 08:00 | 1069
1981 | 7 | 31 | 09:00 | 1791
1981 | 7 | 31 | 10:00 | 2266
1981 | 7 | 31 | 11:00 | 2561
1981 | 7 | 31 | 12:00 | 2688
1981 | 7 | 31 | 13:00 | 2683
1981 | 7 | 31 | 14:00 | 2245
1981 | 7 | 31 | 15:00 | 1829
1981 | 7 | 31 | 16:00 | 1339
1981 | 7 | 31 | 17:00 | 805
1981 | 7 | 31 | 18:00 | 28
1981 | 7 | 31 | 19:00 | 0
1981 | 7 | 31 | 20:00 | 0
1981 | 7 | 31 | 21:00 | 0
1981 | 7 | 31 | 22:00 | 0
1981 | 7 | 31 | 23:00 | 0
1981 | 7 | 31 | 24:00 | 0
1981 | 8 | 1 | 01:00 | 0
1981 | 8 | 1 | 02:00 | 0
1981 | 8 | 1 | 03:00 | 0
1981 | 8 | 1 | 04:00 | 0
1981 | 8 | 1 | 05:00 | 0
1981 | 8 | 1 | 06:00 | 2
1981 | 8 | 1 | 07:00 | 202
1981 | 8 | 1 | 08:00 | 1054
1981 | 8 | 1 | 09:00 | 1673
1981 | 8 | 1 | 10:00 | 2198
1981 | 8 | 1 | 11:00 | 2444
1981 | 8 | 1 | 12:00 | 2565
1981 | 8 | 1 | 13:00 | 2601
1981 | 8 | 1 | 14:00 | 2275
1981 | 8 | 1 | 15:00 | 2047
1981 | 8 | 1 | 16:00 | 1492
1981 | 8 | 1 | 17:00 | 774
1981 | 8 | 1 | 18:00 | 26
1981 | 8 | 1 | 19:00 | 0
1981 | 8 | 1 | 20:00 | 0
1981 | 8 | 1 | 21:00 | 0
1981 | 8 | 1 | 22:00 | 0
1981 | 8 | 1 | 23:00 | 0
1981 | 8 | 1 | 24:00 | 0
1981 | 8 | 2 | 01:00 | 0
1981 | 8 | 2 | 02:00 | 0
1981 | 8 | 2 | 03:00 | 0
1981 | 8 | 2 | 04:00 | 0
1981 | 8 | 2 | 05:00 | 0
1981 | 8 | 2 | 06:00 | 4
1981 | 8 | 2 | 07:00 | 256
1981 | 8 | 2 | 08:00 | 888
1981 | 8 | 2 | 09:00 | 1581
1981 | 8 | 2 | 10:00 | 1812
1981 | 8 | 2 | 11:00 | 1725
1981 | 8 | 2 | 12:00 | 1901
1981 | 8 | 2 | 13:00 | 2429
1981 | 8 | 2 | 14:00 | 1892
1981 | 8 | 2 | 15:00 | 2044
1981 | 8 | 2 | 16:00 | 1449
1981 | 8 | 2 | 17:00 | 788
1981 | 8 | 2 | 18:00 | 22
1981 | 8 | 2 | 19:00 | 0
1981 | 8 | 2 | 20:00 | 0
1981 | 8 | 2 | 21:00 | 0
1981 | 8 | 2 | 22:00 | 0
1981 | 8 | 2 | 23:00 | 0
1981 | 8 | 2 | 24:00 | 0
1981 | 8 | 3 | 01:00 | 0
1981 | 8 | 3 | 02:00 | 0
1981 | 8 | 3 | 03:00 | 0
1981 | 8 | 3 | 04:00 | 0
1981 | 8 | 3 | 05:00 | 0
1981 | 8 | 3 | 06:00 | 3
1981 | 8 | 3 | 07:00 | 269
1981 | 8 | 3 | 08:00 | 929
1981 | 8 | 3 | 09:00 | 1399
1981 | 8 | 3 | 10:00 | 1817
1981 | 8 | 3 | 11:00 | 2083
1981 | 8 | 3 | 12:00 | 2284
1981 | 8 | 3 | 13:00 | 2446
1981 | 8 | 3 | 14:00 | 2260
1981 | 8 | 3 | 15:00 | 1809
1981 | 8 | 3 | 16:00 | 1122
1981 | 8 | 3 | 17:00 | 597
1981 | 8 | 3 | 18:00 | 97
1981 | 8 | 3 | 19:00 | 1
1981 | 8 | 3 | 20:00 | 0
1981 | 8 | 3 | 21:00 | 0
1981 | 8 | 3 | 22:00 | 0
1981 | 8 | 3 | 23:00 | 0
1981 | 8 | 3 | 24:00 | 0
1981 | 8 | 4 | 01:00 | 0
1981 | 8 | 4 | 02:00 | 0
1981 | 8 | 4 | 03:00 | 0
1981 | 8 | 4 | 04:00 | 0
1981 | 8 | 4 | 05:00 | 0
1981 | 8 | 4 | 06:00 | 0
1981 | 8 | 4 | 07:00 | 267
1981 | 8 | 4 | 08:00 | 1016
1981 | 8 | 4 | 09:00 | 1716
1981 | 8 | 4 | 10:00 | 2136
1981 | 8 | 4 | 11:00 | 2370
1981 | 8 | 4 | 12:00 | 2523
1981 | 8 | 4 | 13:00 | 2529
1981 | 8 | 4 | 14:00 | 2131
1981 | 8 | 4 | 15:00 | 1673
1981 | 8 | 4 | 16:00 | 1398
1981 | 8 | 4 | 17:00 | 667
1981 | 8 | 4 | 18:00 | 51
1981 | 8 | 4 | 19:00 | 0
1981 | 8 | 4 | 20:00 | 0
1981 | 8 | 4 | 21:00 | 0
1981 | 8 | 4 | 22:00 | 0
1981 | 8 | 4 | 23:00 | 0
1981 | 8 | 4 | 24:00 | 0
1981 | 8 | 5 | 01:00 | 0
1981 | 8 | 5 | 02:00 | 0
1981 | 8 | 5 | 03:00 | 0
1981 | 8 | 5 | 04:00 | 0
1981 | 8 | 5 | 05:00 | 0
1981 | 8 | 5 | 06:00 | 1
1981 | 8 | 5 | 07:00 | 152
1981 | 8 | 5 | 08:00 | 239
1981 | 8 | 5 | 09:00 | 370
1981 | 8 | 5 | 10:00 | 732
1981 | 8 | 5 | 11:00 | 887
1981 | 8 | 5 | 12:00 | 925
1981 | 8 | 5 | 13:00 | 1033
1981 | 8 | 5 | 14:00 | 1771
1981 | 8 | 5 | 15:00 | 1432
1981 | 8 | 5 | 16:00 | 584
1981 | 8 | 5 | 17:00 | 11
1981 | 8 | 5 | 18:00 | 2
1981 | 8 | 5 | 19:00 | 0
1981 | 8 | 5 | 20:00 | 0
1981 | 8 | 5 | 21:00 | 0
1981 | 8 | 5 | 22:00 | 0
1981 | 8 | 5 | 23:00 | 0
1981 | 8 | 5 | 24:00 | 0
1981 | 8 | 6 | 01:00 | 0
1981 | 8 | 6 | 02:00 | 0
1981 | 8 | 6 | 03:00 | 0
1981 | 8 | 6 | 04:00 | 0
1981 | 8 | 6 | 05:00 | 0
1981 | 8 | 6 | 06:00 | 1
1981 | 8 | 6 | 07:00 | 214
1981 | 8 | 6 | 08:00 | 628
1981 | 8 | 6 | 09:00 | 1102
1981 | 8 | 6 | 10:00 | 1846
1981 | 8 | 6 | 11:00 | 1821
1981 | 8 | 6 | 12:00 | 2769
1981 | 8 | 6 | 13:00 | 2404
1981 | 8 | 6 | 14:00 | 939
1981 | 8 | 6 | 15:00 | 2142
1981 | 8 | 6 | 16:00 | 1334
1981 | 8 | 6 | 17:00 | 438
1981 | 8 | 6 | 18:00 | 80
1981 | 8 | 6 | 19:00 | 0
1981 | 8 | 6 | 20:00 | 0
1981 | 8 | 6 | 21:00 | 0
1981 | 8 | 6 | 22:00 | 0
1981 | 8 | 6 | 23:00 | 0
1981 | 8 | 6 | 24:00 | 0
1981 | 8 | 7 | 01:00 | 0
1981 | 8 | 7 | 02:00 | 0
1981 | 8 | 7 | 03:00 | 0
1981 | 8 | 7 | 04:00 | 0
1981 | 8 | 7 | 05:00 | 0
1981 | 8 | 7 | 06:00 | 2
1981 | 8 | 7 | 07:00 | 249
1981 | 8 | 7 | 08:00 | 842
1981 | 8 | 7 | 09:00 | 946
1981 | 8 | 7 | 10:00 | 702
1981 | 8 | 7 | 11:00 | 1018
1981 | 8 | 7 | 12:00 | 853
1981 | 8 | 7 | 13:00 | 1410
1981 | 8 | 7 | 14:00 | 1672
1981 | 8 | 7 | 15:00 | 958
1981 | 8 | 7 | 16:00 | 620
1981 | 8 | 7 | 17:00 | 590
1981 | 8 | 7 | 18:00 | 56
1981 | 8 | 7 | 19:00 | 0
1981 | 8 | 7 | 20:00 | 0
1981 | 8 | 7 | 21:00 | 0
1981 | 8 | 7 | 22:00 | 0
1981 | 8 | 7 | 23:00 | 0
1981 | 8 | 7 | 24:00 | 0
1981 | 8 | 8 | 01:00 | 0
1981 | 8 | 8 | 02:00 | 0
1981 | 8 | 8 | 03:00 | 0
1981 | 8 | 8 | 04:00 | 0
1981 | 8 | 8 | 05:00 | 0
1981 | 8 | 8 | 06:00 | 1
1981 | 8 | 8 | 07:00 | 60
1981 | 8 | 8 | 08:00 | 395
1981 | 8 | 8 | 09:00 | 648
1981 | 8 | 8 | 10:00 | 448
1981 | 8 | 8 | 11:00 | 546
1981 | 8 | 8 | 12:00 | 882
1981 | 8 | 8 | 13:00 | 978
1981 | 8 | 8 | 14:00 | 1643
1981 | 8 | 8 | 15:00 | 1511
1981 | 8 | 8 | 16:00 | 389
1981 | 8 | 8 | 17:00 | 65
1981 | 8 | 8 | 18:00 | 38
1981 | 8 | 8 | 19:00 | 0
1981 | 8 | 8 | 20:00 | 0
1981 | 8 | 8 | 21:00 | 0
1981 | 8 | 8 | 22:00 | 0
1981 | 8 | 8 | 23:00 | 0
1981 | 8 | 8 | 24:00 | 0
1981 | 8 | 9 | 01:00 | 0
1981 | 8 | 9 | 02:00 | 0
1981 | 8 | 9 | 03:00 | 0
1981 | 8 | 9 | 04:00 | 0
1981 | 8 | 9 | 05:00 | 0
1981 | 8 | 9 | 06:00 | 0
1981 | 8 | 9 | 07:00 | 111
1981 | 8 | 9 | 08:00 | 432
1981 | 8 | 9 | 09:00 | 381
1981 | 8 | 9 | 10:00 | 762
1981 | 8 | 9 | 11:00 | 918
1981 | 8 | 9 | 12:00 | 993
1981 | 8 | 9 | 13:00 | 1039
1981 | 8 | 9 | 14:00 | 2140
1981 | 8 | 9 | 15:00 | 1515
1981 | 8 | 9 | 16:00 | 910
1981 | 8 | 9 | 17:00 | 612
1981 | 8 | 9 | 18:00 | 3
1981 | 8 | 9 | 19:00 | 0
1981 | 8 | 9 | 20:00 | 0
1981 | 8 | 9 | 21:00 | 0
1981 | 8 | 9 | 22:00 | 0
1981 | 8 | 9 | 23:00 | 0
1981 | 8 | 9 | 24:00 | 0
1981 | 8 | 10 | 01:00 | 0
1981 | 8 | 10 | 02:00 | 0
1981 | 8 | 10 | 03:00 | 0
1981 | 8 | 10 | 04:00 | 0
1981 | 8 | 10 | 05:00 | 0
1981 | 8 | 10 | 06:00 | 0
1981 | 8 | 10 | 07:00 | 50
1981 | 8 | 10 | 08:00 | 436
1981 | 8 | 10 | 09:00 | 1625
1981 | 8 | 10 | 10:00 | 2044
1981 | 8 | 10 | 11:00 | 2489
1981 | 8 | 10 | 12:00 | 2007
1981 | 8 | 10 | 13:00 | 2188
1981 | 8 | 10 | 14:00 | 2497
1981 | 8 | 10 | 15:00 | 2020
1981 | 8 | 10 | 16:00 | 1490
1981 | 8 | 10 | 17:00 | 627
1981 | 8 | 10 | 18:00 | 25
1981 | 8 | 10 | 19:00 | 0
1981 | 8 | 10 | 20:00 | 0
1981 | 8 | 10 | 21:00 | 0
1981 | 8 | 10 | 22:00 | 0
1981 | 8 | 10 | 23:00 | 0
1981 | 8 | 10 | 24:00 | 0
1981 | 8 | 11 | 01:00 | 0
1981 | 8 | 11 | 02:00 | 0
1981 | 8 | 11 | 03:00 | 0
1981 | 8 | 11 | 04:00 | 0
1981 | 8 | 11 | 05:00 | 0
1981 | 8 | 11 | 06:00 | 1
1981 | 8 | 11 | 07:00 | 57
1981 | 8 | 11 | 08:00 | 533
1981 | 8 | 11 | 09:00 | 1609
1981 | 8 | 11 | 10:00 | 2157
1981 | 8 | 11 | 11:00 | 2000
1981 | 8 | 11 | 12:00 | 2004
1981 | 8 | 11 | 13:00 | 2222
1981 | 8 | 11 | 14:00 | 1792
1981 | 8 | 11 | 15:00 | 1999
1981 | 8 | 11 | 16:00 | 1434
1981 | 8 | 11 | 17:00 | 789
1981 | 8 | 11 | 18:00 | 45
1981 | 8 | 11 | 19:00 | 0
1981 | 8 | 11 | 20:00 | 0
1981 | 8 | 11 | 21:00 | 0
1981 | 8 | 11 | 22:00 | 0
1981 | 8 | 11 | 23:00 | 0
1981 | 8 | 11 | 24:00 | 0
1981 | 8 | 12 | 01:00 | 0
1981 | 8 | 12 | 02:00 | 0
1981 | 8 | 12 | 03:00 | 0
1981 | 8 | 12 | 04:00 | 0
1981 | 8 | 12 | 05:00 | 0
1981 | 8 | 12 | 06:00 | 0
1981 | 8 | 12 | 07:00 | 68
1981 | 8 | 12 | 08:00 | 847
1981 | 8 | 12 | 09:00 | 1269
1981 | 8 | 12 | 10:00 | 1017
1981 | 8 | 12 | 11:00 | 1982
1981 | 8 | 12 | 12:00 | 1856
1981 | 8 | 12 | 13:00 | 1607
1981 | 8 | 12 | 14:00 | 1895
1981 | 8 | 12 | 15:00 | 1561
1981 | 8 | 12 | 16:00 | 1323
1981 | 8 | 12 | 17:00 | 620
1981 | 8 | 12 | 18:00 | 132
1981 | 8 | 12 | 19:00 | 0
1981 | 8 | 12 | 20:00 | 0
1981 | 8 | 12 | 21:00 | 0
1981 | 8 | 12 | 22:00 | 0
1981 | 8 | 12 | 23:00 | 0
1981 | 8 | 12 | 24:00 | 0
1981 | 8 | 13 | 01:00 | 0
1981 | 8 | 13 | 02:00 | 0
1981 | 8 | 13 | 03:00 | 0
1981 | 8 | 13 | 04:00 | 0
1981 | 8 | 13 | 05:00 | 0
1981 | 8 | 13 | 06:00 | 0
1981 | 8 | 13 | 07:00 | 164
1981 | 8 | 13 | 08:00 | 400
1981 | 8 | 13 | 09:00 | 642
1981 | 8 | 13 | 10:00 | 916
1981 | 8 | 13 | 11:00 | 1523
1981 | 8 | 13 | 12:00 | 2607
1981 | 8 | 13 | 13:00 | 2553
1981 | 8 | 13 | 14:00 | 2051
1981 | 8 | 13 | 15:00 | 1271
1981 | 8 | 13 | 16:00 | 1323
1981 | 8 | 13 | 17:00 | 649
1981 | 8 | 13 | 18:00 | 52
1981 | 8 | 13 | 19:00 | 0
1981 | 8 | 13 | 20:00 | 0
1981 | 8 | 13 | 21:00 | 0
1981 | 8 | 13 | 22:00 | 0
1981 | 8 | 13 | 23:00 | 0
1981 | 8 | 13 | 24:00 | 0
1981 | 8 | 14 | 01:00 | 0
1981 | 8 | 14 | 02:00 | 0
1981 | 8 | 14 | 03:00 | 0
1981 | 8 | 14 | 04:00 | 0
1981 | 8 | 14 | 05:00 | 0
1981 | 8 | 14 | 06:00 | 0
1981 | 8 | 14 | 07:00 | 272
1981 | 8 | 14 | 08:00 | 1109
1981 | 8 | 14 | 09:00 | 1863
1981 | 8 | 14 | 10:00 | 2374
1981 | 8 | 14 | 11:00 | 2517
1981 | 8 | 14 | 12:00 | 2729
1981 | 8 | 14 | 13:00 | 2693
1981 | 8 | 14 | 14:00 | 2490
1981 | 8 | 14 | 15:00 | 2145
1981 | 8 | 14 | 16:00 | 1471
1981 | 8 | 14 | 17:00 | 753
1981 | 8 | 14 | 18:00 | 60
1981 | 8 | 14 | 19:00 | 0
1981 | 8 | 14 | 20:00 | 0
1981 | 8 | 14 | 21:00 | 0
1981 | 8 | 14 | 22:00 | 0
1981 | 8 | 14 | 23:00 | 0
1981 | 8 | 14 | 24:00 | 0
1981 | 8 | 15 | 01:00 | 0
1981 | 8 | 15 | 02:00 | 0
1981 | 8 | 15 | 03:00 | 0
1981 | 8 | 15 | 04:00 | 0
1981 | 8 | 15 | 05:00 | 0
1981 | 8 | 15 | 06:00 | 0
1981 | 8 | 15 | 07:00 | 53
1981 | 8 | 15 | 08:00 | 510
1981 | 8 | 15 | 09:00 | 737
1981 | 8 | 15 | 10:00 | 824
1981 | 8 | 15 | 11:00 | 948
1981 | 8 | 15 | 12:00 | 1016
1981 | 8 | 15 | 13:00 | 1002
1981 | 8 | 15 | 14:00 | 967
1981 | 8 | 15 | 15:00 | 478
1981 | 8 | 15 | 16:00 | 397
1981 | 8 | 15 | 17:00 | 431
1981 | 8 | 15 | 18:00 | 6
1981 | 8 | 15 | 19:00 | 0
1981 | 8 | 15 | 20:00 | 0
1981 | 8 | 15 | 21:00 | 0
1981 | 8 | 15 | 22:00 | 0
1981 | 8 | 15 | 23:00 | 0
1981 | 8 | 15 | 24:00 | 0
1981 | 8 | 16 | 01:00 | 0
1981 | 8 | 16 | 02:00 | 0
1981 | 8 | 16 | 03:00 | 0
1981 | 8 | 16 | 04:00 | 0
1981 | 8 | 16 | 05:00 | 0
1981 | 8 | 16 | 06:00 | 0
1981 | 8 | 16 | 07:00 | 12
1981 | 8 | 16 | 08:00 | 467
1981 | 8 | 16 | 09:00 | 723
1981 | 8 | 16 | 10:00 | 1306
1981 | 8 | 16 | 11:00 | 909
1981 | 8 | 16 | 12:00 | 1398
1981 | 8 | 16 | 13:00 | 853
1981 | 8 | 16 | 14:00 | 1539
1981 | 8 | 16 | 15:00 | 1557
1981 | 8 | 16 | 16:00 | 1331
1981 | 8 | 16 | 17:00 | 509
1981 | 8 | 16 | 18:00 | 42
1981 | 8 | 16 | 19:00 | 0
1981 | 8 | 16 | 20:00 | 0
1981 | 8 | 16 | 21:00 | 0
1981 | 8 | 16 | 22:00 | 0
1981 | 8 | 16 | 23:00 | 0
1981 | 8 | 16 | 24:00 | 0
1981 | 8 | 17 | 01:00 | 0
1981 | 8 | 17 | 02:00 | 0
1981 | 8 | 17 | 03:00 | 0
1981 | 8 | 17 | 04:00 | 0
1981 | 8 | 17 | 05:00 | 0
1981 | 8 | 17 | 06:00 | 0
1981 | 8 | 17 | 07:00 | 177
1981 | 8 | 17 | 08:00 | 1066
1981 | 8 | 17 | 09:00 | 1821
1981 | 8 | 17 | 10:00 | 1048
1981 | 8 | 17 | 11:00 | 2131
1981 | 8 | 17 | 12:00 | 1818
1981 | 8 | 17 | 13:00 | 1778
1981 | 8 | 17 | 14:00 | 1547
1981 | 8 | 17 | 15:00 | 1482
1981 | 8 | 17 | 16:00 | 834
1981 | 8 | 17 | 17:00 | 371
1981 | 8 | 17 | 18:00 | 10
1981 | 8 | 17 | 19:00 | 0
1981 | 8 | 17 | 20:00 | 0
1981 | 8 | 17 | 21:00 | 0
1981 | 8 | 17 | 22:00 | 0
1981 | 8 | 17 | 23:00 | 0
1981 | 8 | 17 | 24:00 | 0
1981 | 8 | 18 | 01:00 | 0
1981 | 8 | 18 | 02:00 | 0
1981 | 8 | 18 | 03:00 | 0
1981 | 8 | 18 | 04:00 | 0
1981 | 8 | 18 | 05:00 | 0
1981 | 8 | 18 | 06:00 | 0
1981 | 8 | 18 | 07:00 | 256
1981 | 8 | 18 | 08:00 | 1124
1981 | 8 | 18 | 09:00 | 1889
1981 | 8 | 18 | 10:00 | 2473
1981 | 8 | 18 | 11:00 | 2848
1981 | 8 | 18 | 12:00 | 2954
1981 | 8 | 18 | 13:00 | 2842
1981 | 8 | 18 | 14:00 | 2669
1981 | 8 | 18 | 15:00 | 2253
1981 | 8 | 18 | 16:00 | 1632
1981 | 8 | 18 | 17:00 | 808
1981 | 8 | 18 | 18:00 | 13
1981 | 8 | 18 | 19:00 | 0
1981 | 8 | 18 | 20:00 | 0
1981 | 8 | 18 | 21:00 | 0
1981 | 8 | 18 | 22:00 | 0
1981 | 8 | 18 | 23:00 | 0
1981 | 8 | 18 | 24:00 | 0
1981 | 8 | 19 | 01:00 | 0
1981 | 8 | 19 | 02:00 | 0
1981 | 8 | 19 | 03:00 | 0
1981 | 8 | 19 | 04:00 | 0
1981 | 8 | 19 | 05:00 | 0
1981 | 8 | 19 | 06:00 | 0
1981 | 8 | 19 | 07:00 | 270
1981 | 8 | 19 | 08:00 | 1125
1981 | 8 | 19 | 09:00 | 1842
1981 | 8 | 19 | 10:00 | 2344
1981 | 8 | 19 | 11:00 | 2631
1981 | 8 | 19 | 12:00 | 2598
1981 | 8 | 19 | 13:00 | 2568
1981 | 8 | 19 | 14:00 | 2185
1981 | 8 | 19 | 15:00 | 1819
1981 | 8 | 19 | 16:00 | 886
1981 | 8 | 19 | 17:00 | 662
1981 | 8 | 19 | 18:00 | 25
1981 | 8 | 19 | 19:00 | 0
1981 | 8 | 19 | 20:00 | 0
1981 | 8 | 19 | 21:00 | 0
1981 | 8 | 19 | 22:00 | 0
1981 | 8 | 19 | 23:00 | 0
1981 | 8 | 19 | 24:00 | 0
1981 | 8 | 20 | 01:00 | 0
1981 | 8 | 20 | 02:00 | 0
1981 | 8 | 20 | 03:00 | 0
1981 | 8 | 20 | 04:00 | 0
1981 | 8 | 20 | 05:00 | 0
1981 | 8 | 20 | 06:00 | 0
1981 | 8 | 20 | 07:00 | 288
1981 | 8 | 20 | 08:00 | 1062
1981 | 8 | 20 | 09:00 | 1827
1981 | 8 | 20 | 10:00 | 2292
1981 | 8 | 20 | 11:00 | 2570
1981 | 8 | 20 | 12:00 | 2777
1981 | 8 | 20 | 13:00 | 2286
1981 | 8 | 20 | 14:00 | 2108
1981 | 8 | 20 | 15:00 | 2004
1981 | 8 | 20 | 16:00 | 1355
1981 | 8 | 20 | 17:00 | 769
1981 | 8 | 20 | 18:00 | 18
1981 | 8 | 20 | 19:00 | 0
1981 | 8 | 20 | 20:00 | 0
1981 | 8 | 20 | 21:00 | 0
1981 | 8 | 20 | 22:00 | 0
1981 | 8 | 20 | 23:00 | 0
1981 | 8 | 20 | 24:00 | 0
1981 | 8 | 21 | 01:00 | 0
1981 | 8 | 21 | 02:00 | 0
1981 | 8 | 21 | 03:00 | 0
1981 | 8 | 21 | 04:00 | 0
1981 | 8 | 21 | 05:00 | 0
1981 | 8 | 21 | 06:00 | 0
1981 | 8 | 21 | 07:00 | 257
1981 | 8 | 21 | 08:00 | 1123
1981 | 8 | 21 | 09:00 | 1852
1981 | 8 | 21 | 10:00 | 2318
1981 | 8 | 21 | 11:00 | 2635
1981 | 8 | 21 | 12:00 | 2604
1981 | 8 | 21 | 13:00 | 2310
1981 | 8 | 21 | 14:00 | 2220
1981 | 8 | 21 | 15:00 | 2000
1981 | 8 | 21 | 16:00 | 1539
1981 | 8 | 21 | 17:00 | 746
1981 | 8 | 21 | 18:00 | 14
1981 | 8 | 21 | 19:00 | 0
1981 | 8 | 21 | 20:00 | 0
1981 | 8 | 21 | 21:00 | 0
1981 | 8 | 21 | 22:00 | 0
1981 | 8 | 21 | 23:00 | 0
1981 | 8 | 21 | 24:00 | 0
1981 | 8 | 22 | 01:00 | 0
1981 | 8 | 22 | 02:00 | 0
1981 | 8 | 22 | 03:00 | 0
1981 | 8 | 22 | 04:00 | 0
1981 | 8 | 22 | 05:00 | 0
1981 | 8 | 22 | 06:00 | 0
1981 | 8 | 22 | 07:00 | 330
1981 | 8 | 22 | 08:00 | 995
1981 | 8 | 22 | 09:00 | 1560
1981 | 8 | 22 | 10:00 | 1890
1981 | 8 | 22 | 11:00 | 2345
1981 | 8 | 22 | 12:00 | 2154
1981 | 8 | 22 | 13:00 | 1972
1981 | 8 | 22 | 14:00 | 1802
1981 | 8 | 22 | 15:00 | 1546
1981 | 8 | 22 | 16:00 | 279
1981 | 8 | 22 | 17:00 | 375
1981 | 8 | 22 | 18:00 | 6
1981 | 8 | 22 | 19:00 | 0
1981 | 8 | 22 | 20:00 | 0
1981 | 8 | 22 | 21:00 | 0
1981 | 8 | 22 | 22:00 | 0
1981 | 8 | 22 | 23:00 | 0
1981 | 8 | 22 | 24:00 | 0
1981 | 8 | 23 | 01:00 | 0
1981 | 8 | 23 | 02:00 | 0
1981 | 8 | 23 | 03:00 | 0
1981 | 8 | 23 | 04:00 | 0
1981 | 8 | 23 | 05:00 | 0
1981 | 8 | 23 | 06:00 | 1
1981 | 8 | 23 | 07:00 | 281
1981 | 8 | 23 | 08:00 | 1114
1981 | 8 | 23 | 09:00 | 1798
1981 | 8 | 23 | 10:00 | 2314
1981 | 8 | 23 | 11:00 | 2489
1981 | 8 | 23 | 12:00 | 2546
1981 | 8 | 23 | 13:00 | 2717
1981 | 8 | 23 | 14:00 | 2377
1981 | 8 | 23 | 15:00 | 2016
1981 | 8 | 23 | 16:00 | 1529
1981 | 8 | 23 | 17:00 | 727
1981 | 8 | 23 | 18:00 | 6
1981 | 8 | 23 | 19:00 | 0
1981 | 8 | 23 | 20:00 | 0
1981 | 8 | 23 | 21:00 | 0
1981 | 8 | 23 | 22:00 | 0
1981 | 8 | 23 | 23:00 | 0
1981 | 8 | 23 | 24:00 | 0
1981 | 8 | 24 | 01:00 | 0
1981 | 8 | 24 | 02:00 | 0
1981 | 8 | 24 | 03:00 | 0
1981 | 8 | 24 | 04:00 | 0
1981 | 8 | 24 | 05:00 | 0
1981 | 8 | 24 | 06:00 | 0
1981 | 8 | 24 | 07:00 | 12
1981 | 8 | 24 | 08:00 | 476
1981 | 8 | 24 | 09:00 | 574
1981 | 8 | 24 | 10:00 | 900
1981 | 8 | 24 | 11:00 | 832
1981 | 8 | 24 | 12:00 | 960
1981 | 8 | 24 | 13:00 | 1068
1981 | 8 | 24 | 14:00 | 520
1981 | 8 | 24 | 15:00 | 487
1981 | 8 | 24 | 16:00 | 365
1981 | 8 | 24 | 17:00 | 61
1981 | 8 | 24 | 18:00 | 4
1981 | 8 | 24 | 19:00 | 0
1981 | 8 | 24 | 20:00 | 0
1981 | 8 | 24 | 21:00 | 0
1981 | 8 | 24 | 22:00 | 0
1981 | 8 | 24 | 23:00 | 0
1981 | 8 | 24 | 24:00 | 0
1981 | 8 | 25 | 01:00 | 0
1981 | 8 | 25 | 02:00 | 0
1981 | 8 | 25 | 03:00 | 0
1981 | 8 | 25 | 04:00 | 0
1981 | 8 | 25 | 05:00 | 0
1981 | 8 | 25 | 06:00 | 0
1981 | 8 | 25 | 07:00 | 48
1981 | 8 | 25 | 08:00 | 426
1981 | 8 | 25 | 09:00 | 755
1981 | 8 | 25 | 10:00 | 1005
1981 | 8 | 25 | 11:00 | 1041
1981 | 8 | 25 | 12:00 | 1132
1981 | 8 | 25 | 13:00 | 1187
1981 | 8 | 25 | 14:00 | 1415
1981 | 8 | 25 | 15:00 | 1417
1981 | 8 | 25 | 16:00 | 933
1981 | 8 | 25 | 17:00 | 573
1981 | 8 | 25 | 18:00 | 4
1981 | 8 | 25 | 19:00 | 0
1981 | 8 | 25 | 20:00 | 0
1981 | 8 | 25 | 21:00 | 0
1981 | 8 | 25 | 22:00 | 0
1981 | 8 | 25 | 23:00 | 0
1981 | 8 | 25 | 24:00 | 0
1981 | 8 | 26 | 01:00 | 0
1981 | 8 | 26 | 02:00 | 0
1981 | 8 | 26 | 03:00 | 0
1981 | 8 | 26 | 04:00 | 0
1981 | 8 | 26 | 05:00 | 0
1981 | 8 | 26 | 06:00 | 0
1981 | 8 | 26 | 07:00 | 95
1981 | 8 | 26 | 08:00 | 398
1981 | 8 | 26 | 09:00 | 647
1981 | 8 | 26 | 10:00 | 2364
1981 | 8 | 26 | 11:00 | 2696
1981 | 8 | 26 | 12:00 | 2872
1981 | 8 | 26 | 13:00 | 2745
1981 | 8 | 26 | 14:00 | 2509
1981 | 8 | 26 | 15:00 | 2143
1981 | 8 | 26 | 16:00 | 1523
1981 | 8 | 26 | 17:00 | 707
1981 | 8 | 26 | 18:00 | 13
1981 | 8 | 26 | 19:00 | 0
1981 | 8 | 26 | 20:00 | 0
1981 | 8 | 26 | 21:00 | 0
1981 | 8 | 26 | 22:00 | 0
1981 | 8 | 26 | 23:00 | 0
1981 | 8 | 26 | 24:00 | 0
1981 | 8 | 27 | 01:00 | 0
1981 | 8 | 27 | 02:00 | 0
1981 | 8 | 27 | 03:00 | 0
1981 | 8 | 27 | 04:00 | 0
1981 | 8 | 27 | 05:00 | 0
1981 | 8 | 27 | 06:00 | 0
1981 | 8 | 27 | 07:00 | 20
1981 | 8 | 27 | 08:00 | 661
1981 | 8 | 27 | 09:00 | 1536
1981 | 8 | 27 | 10:00 | 2241
1981 | 8 | 27 | 11:00 | 2417
1981 | 8 | 27 | 12:00 | 2502
1981 | 8 | 27 | 13:00 | 704
1981 | 8 | 27 | 14:00 | 848
1981 | 8 | 27 | 15:00 | 255
1981 | 8 | 27 | 16:00 | 958
1981 | 8 | 27 | 17:00 | 728
1981 | 8 | 27 | 18:00 | 8
1981 | 8 | 27 | 19:00 | 0
1981 | 8 | 27 | 20:00 | 0
1981 | 8 | 27 | 21:00 | 0
1981 | 8 | 27 | 22:00 | 0
1981 | 8 | 27 | 23:00 | 0
1981 | 8 | 27 | 24:00 | 0
1981 | 8 | 28 | 01:00 | 0
1981 | 8 | 28 | 02:00 | 0
1981 | 8 | 28 | 03:00 | 0
1981 | 8 | 28 | 04:00 | 0
1981 | 8 | 28 | 05:00 | 0
1981 | 8 | 28 | 06:00 | 0
1981 | 8 | 28 | 07:00 | 68
1981 | 8 | 28 | 08:00 | 892
1981 | 8 | 28 | 09:00 | 1924
1981 | 8 | 28 | 10:00 | 2223
1981 | 8 | 28 | 11:00 | 2530
1981 | 8 | 28 | 12:00 | 2644
1981 | 8 | 28 | 13:00 | 2722
1981 | 8 | 28 | 14:00 | 2425
1981 | 8 | 28 | 15:00 | 2063
1981 | 8 | 28 | 16:00 | 1296
1981 | 8 | 28 | 17:00 | 714
1981 | 8 | 28 | 18:00 | 12
1981 | 8 | 28 | 19:00 | 0
1981 | 8 | 28 | 20:00 | 0
1981 | 8 | 28 | 21:00 | 0
1981 | 8 | 28 | 22:00 | 0
1981 | 8 | 28 | 23:00 | 0
1981 | 8 | 28 | 24:00 | 0
1981 | 8 | 29 | 01:00 | 0
1981 | 8 | 29 | 02:00 | 0
1981 | 8 | 29 | 03:00 | 0
1981 | 8 | 29 | 04:00 | 0
1981 | 8 | 29 | 05:00 | 0
1981 | 8 | 29 | 06:00 | 0
1981 | 8 | 29 | 07:00 | 243
1981 | 8 | 29 | 08:00 | 1071
1981 | 8 | 29 | 09:00 | 1722
1981 | 8 | 29 | 10:00 | 2313
1981 | 8 | 29 | 11:00 | 2690
1981 | 8 | 29 | 12:00 | 2803
1981 | 8 | 29 | 13:00 | 2775
1981 | 8 | 29 | 14:00 | 2362
1981 | 8 | 29 | 15:00 | 1842
1981 | 8 | 29 | 16:00 | 1329
1981 | 8 | 29 | 17:00 | 636
1981 | 8 | 29 | 18:00 | 16
1981 | 8 | 29 | 19:00 | 0
1981 | 8 | 29 | 20:00 | 0
1981 | 8 | 29 | 21:00 | 0
1981 | 8 | 29 | 22:00 | 0
1981 | 8 | 29 | 23:00 | 0
1981 | 8 | 29 | 24:00 | 0
1981 | 8 | 30 | 01:00 | 0
1981 | 8 | 30 | 02:00 | 0
1981 | 8 | 30 | 03:00 | 0
1981 | 8 | 30 | 04:00 | 0
1981 | 8 | 30 | 05:00 | 0
1981 | 8 | 30 | 06:00 | 0
1981 | 8 | 30 | 07:00 | 40
1981 | 8 | 30 | 08:00 | 814
1981 | 8 | 30 | 09:00 | 1157
1981 | 8 | 30 | 10:00 | 1986
1981 | 8 | 30 | 11:00 | 2566
1981 | 8 | 30 | 12:00 | 1639
1981 | 8 | 30 | 13:00 | 1807
1981 | 8 | 30 | 14:00 | 1240
1981 | 8 | 30 | 15:00 | 1535
1981 | 8 | 30 | 16:00 | 533
1981 | 8 | 30 | 17:00 | 12
1981 | 8 | 30 | 18:00 | 0
1981 | 8 | 30 | 19:00 | 0
1981 | 8 | 30 | 20:00 | 0
1981 | 8 | 30 | 21:00 | 0
1981 | 8 | 30 | 22:00 | 0
1981 | 8 | 30 | 23:00 | 0
1981 | 8 | 30 | 24:00 | 0
1981 | 8 | 31 | 01:00 | 0
1981 | 8 | 31 | 02:00 | 0
1981 | 8 | 31 | 03:00 | 0
1981 | 8 | 31 | 04:00 | 0
1981 | 8 | 31 | 05:00 | 0
1981 | 8 | 31 | 06:00 | 0
1981 | 8 | 31 | 07:00 | 91
1981 | 8 | 31 | 08:00 | 397
1981 | 8 | 31 | 09:00 | 780
1981 | 8 | 31 | 10:00 | 1766
1981 | 8 | 31 | 11:00 | 2406
1981 | 8 | 31 | 12:00 | 1821
1981 | 8 | 31 | 13:00 | 1631
1981 | 8 | 31 | 14:00 | 1020
1981 | 8 | 31 | 15:00 | 935
1981 | 8 | 31 | 16:00 | 652
1981 | 8 | 31 | 17:00 | 677
1981 | 8 | 31 | 18:00 | 11
1981 | 8 | 31 | 19:00 | 0
1981 | 8 | 31 | 20:00 | 0
1981 | 8 | 31 | 21:00 | 0
1981 | 8 | 31 | 22:00 | 0
1981 | 8 | 31 | 23:00 | 0
1981 | 8 | 31 | 24:00 | 0
1985 | 9 | 1 | 01:00 | 0
1985 | 9 | 1 | 02:00 | 0
1985 | 9 | 1 | 03:00 | 0
1985 | 9 | 1 | 04:00 | 0
1985 | 9 | 1 | 05:00 | 0
1985 | 9 | 1 | 06:00 | 0
1985 | 9 | 1 | 07:00 | 280
1985 | 9 | 1 | 08:00 | 1184
1985 | 9 | 1 | 09:00 | 1951
1985 | 9 | 1 | 10:00 | 2475
1985 | 9 | 1 | 11:00 | 2519
1985 | 9 | 1 | 12:00 | 2706
1985 | 9 | 1 | 13:00 | 2574
1985 | 9 | 1 | 14:00 | 2398
1985 | 9 | 1 | 15:00 | 1840
1985 | 9 | 1 | 16:00 | 1383
1985 | 9 | 1 | 17:00 | 620
1985 | 9 | 1 | 18:00 | 13
1985 | 9 | 1 | 19:00 | 0
1985 | 9 | 1 | 20:00 | 0
1985 | 9 | 1 | 21:00 | 0
1985 | 9 | 1 | 22:00 | 0
1985 | 9 | 1 | 23:00 | 0
1985 | 9 | 1 | 24:00 | 0
1985 | 9 | 2 | 01:00 | 0
1985 | 9 | 2 | 02:00 | 0
1985 | 9 | 2 | 03:00 | 0
1985 | 9 | 2 | 04:00 | 0
1985 | 9 | 2 | 05:00 | 0
1985 | 9 | 2 | 06:00 | 0
1985 | 9 | 2 | 07:00 | 4
1985 | 9 | 2 | 08:00 | 76
1985 | 9 | 2 | 09:00 | 559
1985 | 9 | 2 | 10:00 | 538
1985 | 9 | 2 | 11:00 | 814
1985 | 9 | 2 | 12:00 | 1212
1985 | 9 | 2 | 13:00 | 1062
1985 | 9 | 2 | 14:00 | 863
1985 | 9 | 2 | 15:00 | 1547
1985 | 9 | 2 | 16:00 | 1363
1985 | 9 | 2 | 17:00 | 634
1985 | 9 | 2 | 18:00 | 6
1985 | 9 | 2 | 19:00 | 0
1985 | 9 | 2 | 20:00 | 0
1985 | 9 | 2 | 21:00 | 0
1985 | 9 | 2 | 22:00 | 0
1985 | 9 | 2 | 23:00 | 0
1985 | 9 | 2 | 24:00 | 0
1985 | 9 | 3 | 01:00 | 0
1985 | 9 | 3 | 02:00 | 0
1985 | 9 | 3 | 03:00 | 0
1985 | 9 | 3 | 04:00 | 0
1985 | 9 | 3 | 05:00 | 0
1985 | 9 | 3 | 06:00 | 0
1985 | 9 | 3 | 07:00 | 12
1985 | 9 | 3 | 08:00 | 390
1985 | 9 | 3 | 09:00 | 545
1985 | 9 | 3 | 10:00 | 732
1985 | 9 | 3 | 11:00 | 833
1985 | 9 | 3 | 12:00 | 928
1985 | 9 | 3 | 13:00 | 925
1985 | 9 | 3 | 14:00 | 1032
1985 | 9 | 3 | 15:00 | 1179
1985 | 9 | 3 | 16:00 | 1313
1985 | 9 | 3 | 17:00 | 132
1985 | 9 | 3 | 18:00 | 1
1985 | 9 | 3 | 19:00 | 0
1985 | 9 | 3 | 20:00 | 0
1985 | 9 | 3 | 21:00 | 0
1985 | 9 | 3 | 22:00 | 0
1985 | 9 | 3 | 23:00 | 0
1985 | 9 | 3 | 24:00 | 0
1985 | 9 | 4 | 01:00 | 0
1985 | 9 | 4 | 02:00 | 0
1985 | 9 | 4 | 03:00 | 0
1985 | 9 | 4 | 04:00 | 0
1985 | 9 | 4 | 05:00 | 0
1985 | 9 | 4 | 06:00 | 0
1985 | 9 | 4 | 07:00 | 20
1985 | 9 | 4 | 08:00 | 309
1985 | 9 | 4 | 09:00 | 340
1985 | 9 | 4 | 10:00 | 1415
1985 | 9 | 4 | 11:00 | 1125
1985 | 9 | 4 | 12:00 | 1586
1985 | 9 | 4 | 13:00 | 1884
1985 | 9 | 4 | 14:00 | 2346
1985 | 9 | 4 | 15:00 | 1861
1985 | 9 | 4 | 16:00 | 819
1985 | 9 | 4 | 17:00 | 443
1985 | 9 | 4 | 18:00 | 2
1985 | 9 | 4 | 19:00 | 0
1985 | 9 | 4 | 20:00 | 0
1985 | 9 | 4 | 21:00 | 0
1985 | 9 | 4 | 22:00 | 0
1985 | 9 | 4 | 23:00 | 0
1985 | 9 | 4 | 24:00 | 0
1985 | 9 | 5 | 01:00 | 0
1985 | 9 | 5 | 02:00 | 0
1985 | 9 | 5 | 03:00 | 0
1985 | 9 | 5 | 04:00 | 0
1985 | 9 | 5 | 05:00 | 0
1985 | 9 | 5 | 06:00 | 0
1985 | 9 | 5 | 07:00 | 152
1985 | 9 | 5 | 08:00 | 724
1985 | 9 | 5 | 09:00 | 1007
1985 | 9 | 5 | 10:00 | 1686
1985 | 9 | 5 | 11:00 | 2336
1985 | 9 | 5 | 12:00 | 2350
1985 | 9 | 5 | 13:00 | 1935
1985 | 9 | 5 | 14:00 | 1807
1985 | 9 | 5 | 15:00 | 1198
1985 | 9 | 5 | 16:00 | 689
1985 | 9 | 5 | 17:00 | 336
1985 | 9 | 5 | 18:00 | 0
1985 | 9 | 5 | 19:00 | 0
1985 | 9 | 5 | 20:00 | 0
1985 | 9 | 5 | 21:00 | 0
1985 | 9 | 5 | 22:00 | 0
1985 | 9 | 5 | 23:00 | 0
1985 | 9 | 5 | 24:00 | 0
1985 | 9 | 6 | 01:00 | 0
1985 | 9 | 6 | 02:00 | 0
1985 | 9 | 6 | 03:00 | 0
1985 | 9 | 6 | 04:00 | 0
1985 | 9 | 6 | 05:00 | 0
1985 | 9 | 6 | 06:00 | 0
1985 | 9 | 6 | 07:00 | 1
1985 | 9 | 6 | 08:00 | 28
1985 | 9 | 6 | 09:00 | 136
1985 | 9 | 6 | 10:00 | 390
1985 | 9 | 6 | 11:00 | 460
1985 | 9 | 6 | 12:00 | 578
1985 | 9 | 6 | 13:00 | 599
1985 | 9 | 6 | 14:00 | 499
1985 | 9 | 6 | 15:00 | 462
1985 | 9 | 6 | 16:00 | 137
1985 | 9 | 6 | 17:00 | 29
1985 | 9 | 6 | 18:00 | 0
1985 | 9 | 6 | 19:00 | 0
1985 | 9 | 6 | 20:00 | 0
1985 | 9 | 6 | 21:00 | 0
1985 | 9 | 6 | 22:00 | 0
1985 | 9 | 6 | 23:00 | 0
1985 | 9 | 6 | 24:00 | 0
1985 | 9 | 7 | 01:00 | 0
1985 | 9 | 7 | 02:00 | 0
1985 | 9 | 7 | 03:00 | 0
1985 | 9 | 7 | 04:00 | 0
1985 | 9 | 7 | 05:00 | 0
1985 | 9 | 7 | 06:00 | 0
1985 | 9 | 7 | 07:00 | 32
1985 | 9 | 7 | 08:00 | 380
1985 | 9 | 7 | 09:00 | 636
1985 | 9 | 7 | 10:00 | 926
1985 | 9 | 7 | 11:00 | 912
1985 | 9 | 7 | 12:00 | 1545
1985 | 9 | 7 | 13:00 | 680
1985 | 9 | 7 | 14:00 | 653
1985 | 9 | 7 | 15:00 | 905
1985 | 9 | 7 | 16:00 | 389
1985 | 9 | 7 | 17:00 | 247
1985 | 9 | 7 | 18:00 | 1
1985 | 9 | 7 | 19:00 | 0
1985 | 9 | 7 | 20:00 | 0
1985 | 9 | 7 | 21:00 | 0
1985 | 9 | 7 | 22:00 | 0
1985 | 9 | 7 | 23:00 | 0
1985 | 9 | 7 | 24:00 | 0
1985 | 9 | 8 | 01:00 | 0
1985 | 9 | 8 | 02:00 | 0
1985 | 9 | 8 | 03:00 | 0
1985 | 9 | 8 | 04:00 | 0
1985 | 9 | 8 | 05:00 | 0
1985 | 9 | 8 | 06:00 | 0
1985 | 9 | 8 | 07:00 | 46
1985 | 9 | 8 | 08:00 | 847
1985 | 9 | 8 | 09:00 | 1821
1985 | 9 | 8 | 10:00 | 1902
1985 | 9 | 8 | 11:00 | 2393
1985 | 9 | 8 | 12:00 | 2401
1985 | 9 | 8 | 13:00 | 2212
1985 | 9 | 8 | 14:00 | 2239
1985 | 9 | 8 | 15:00 | 1732
1985 | 9 | 8 | 16:00 | 1015
1985 | 9 | 8 | 17:00 | 623
1985 | 9 | 8 | 18:00 | 1
1985 | 9 | 8 | 19:00 | 0
1985 | 9 | 8 | 20:00 | 0
1985 | 9 | 8 | 21:00 | 0
1985 | 9 | 8 | 22:00 | 0
1985 | 9 | 8 | 23:00 | 0
1985 | 9 | 8 | 24:00 | 0
1985 | 9 | 9 | 01:00 | 0
1985 | 9 | 9 | 02:00 | 0
1985 | 9 | 9 | 03:00 | 0
1985 | 9 | 9 | 04:00 | 0
1985 | 9 | 9 | 05:00 | 0
1985 | 9 | 9 | 06:00 | 0
1985 | 9 | 9 | 07:00 | 75
1985 | 9 | 9 | 08:00 | 497
1985 | 9 | 9 | 09:00 | 439
1985 | 9 | 9 | 10:00 | 1299
1985 | 9 | 9 | 11:00 | 768
1985 | 9 | 9 | 12:00 | 817
1985 | 9 | 9 | 13:00 | 896
1985 | 9 | 9 | 14:00 | 936
1985 | 9 | 9 | 15:00 | 377
1985 | 9 | 9 | 16:00 | 173
1985 | 9 | 9 | 17:00 | 9
1985 | 9 | 9 | 18:00 | 0
1985 | 9 | 9 | 19:00 | 0
1985 | 9 | 9 | 20:00 | 0
1985 | 9 | 9 | 21:00 | 0
1985 | 9 | 9 | 22:00 | 0
1985 | 9 | 9 | 23:00 | 0
1985 | 9 | 9 | 24:00 | 0
1985 | 9 | 10 | 01:00 | 0
1985 | 9 | 10 | 02:00 | 0
1985 | 9 | 10 | 03:00 | 0
1985 | 9 | 10 | 04:00 | 0
1985 | 9 | 10 | 05:00 | 0
1985 | 9 | 10 | 06:00 | 0
1985 | 9 | 10 | 07:00 | 3
1985 | 9 | 10 | 08:00 | 86
1985 | 9 | 10 | 09:00 | 400
1985 | 9 | 10 | 10:00 | 845
1985 | 9 | 10 | 11:00 | 952
1985 | 9 | 10 | 12:00 | 1147
1985 | 9 | 10 | 13:00 | 1140
1985 | 9 | 10 | 14:00 | 998
1985 | 9 | 10 | 15:00 | 769
1985 | 9 | 10 | 16:00 | 174
1985 | 9 | 10 | 17:00 | 30
1985 | 9 | 10 | 18:00 | 1
1985 | 9 | 10 | 19:00 | 0
1985 | 9 | 10 | 20:00 | 0
1985 | 9 | 10 | 21:00 | 0
1985 | 9 | 10 | 22:00 | 0
1985 | 9 | 10 | 23:00 | 0
1985 | 9 | 10 | 24:00 | 0
1985 | 9 | 11 | 01:00 | 0
1985 | 9 | 11 | 02:00 | 0
1985 | 9 | 11 | 03:00 | 0
1985 | 9 | 11 | 04:00 | 0
1985 | 9 | 11 | 05:00 | 0
1985 | 9 | 11 | 06:00 | 0
1985 | 9 | 11 | 07:00 | 110
1985 | 9 | 11 | 08:00 | 1025
1985 | 9 | 11 | 09:00 | 1863
1985 | 9 | 11 | 10:00 | 2519
1985 | 9 | 11 | 11:00 | 2870
1985 | 9 | 11 | 12:00 | 2927
1985 | 9 | 11 | 13:00 | 2845
1985 | 9 | 11 | 14:00 | 2411
1985 | 9 | 11 | 15:00 | 2150
1985 | 9 | 11 | 16:00 | 1463
1985 | 9 | 11 | 17:00 | 661
1985 | 9 | 11 | 18:00 | 1
1985 | 9 | 11 | 19:00 | 0
1985 | 9 | 11 | 20:00 | 0
1985 | 9 | 11 | 21:00 | 0
1985 | 9 | 11 | 22:00 | 0
1985 | 9 | 11 | 23:00 | 0
1985 | 9 | 11 | 24:00 | 0
1985 | 9 | 12 | 01:00 | 0
1985 | 9 | 12 | 02:00 | 0
1985 | 9 | 12 | 03:00 | 0
1985 | 9 | 12 | 04:00 | 0
1985 | 9 | 12 | 05:00 | 0
1985 | 9 | 12 | 06:00 | 0
1985 | 9 | 12 | 07:00 | 310
1985 | 9 | 12 | 08:00 | 1170
1985 | 9 | 12 | 09:00 | 1880
1985 | 9 | 12 | 10:00 | 2083
1985 | 9 | 12 | 11:00 | 1942
1985 | 9 | 12 | 12:00 | 2364
1985 | 9 | 12 | 13:00 | 1658
1985 | 9 | 12 | 14:00 | 1893
1985 | 9 | 12 | 15:00 | 1915
1985 | 9 | 12 | 16:00 | 893
1985 | 9 | 12 | 17:00 | 378
1985 | 9 | 12 | 18:00 | 0
1985 | 9 | 12 | 19:00 | 0
1985 | 9 | 12 | 20:00 | 0
1985 | 9 | 12 | 21:00 | 0
1985 | 9 | 12 | 22:00 | 0
1985 | 9 | 12 | 23:00 | 0
1985 | 9 | 12 | 24:00 | 0
1985 | 9 | 13 | 01:00 | 0
1985 | 9 | 13 | 02:00 | 0
1985 | 9 | 13 | 03:00 | 0
1985 | 9 | 13 | 04:00 | 0
1985 | 9 | 13 | 05:00 | 0
1985 | 9 | 13 | 06:00 | 0
1985 | 9 | 13 | 07:00 | 323
1985 | 9 | 13 | 08:00 | 1208
1985 | 9 | 13 | 09:00 | 2029
1985 | 9 | 13 | 10:00 | 2516
1985 | 9 | 13 | 11:00 | 2170
1985 | 9 | 13 | 12:00 | 2908
1985 | 9 | 13 | 13:00 | 2137
1985 | 9 | 13 | 14:00 | 2323
1985 | 9 | 13 | 15:00 | 1665
1985 | 9 | 13 | 16:00 | 1340
1985 | 9 | 13 | 17:00 | 646
1985 | 9 | 13 | 18:00 | 1
1985 | 9 | 13 | 19:00 | 0
1985 | 9 | 13 | 20:00 | 0
1985 | 9 | 13 | 21:00 | 0
1985 | 9 | 13 | 22:00 | 0
1985 | 9 | 13 | 23:00 | 0
1985 | 9 | 13 | 24:00 | 0
1985 | 9 | 14 | 01:00 | 0
1985 | 9 | 14 | 02:00 | 0
1985 | 9 | 14 | 03:00 | 0
1985 | 9 | 14 | 04:00 | 0
1985 | 9 | 14 | 05:00 | 0
1985 | 9 | 14 | 06:00 | 0
1985 | 9 | 14 | 07:00 | 282
1985 | 9 | 14 | 08:00 | 1126
1985 | 9 | 14 | 09:00 | 1950
1985 | 9 | 14 | 10:00 | 2406
1985 | 9 | 14 | 11:00 | 2756
1985 | 9 | 14 | 12:00 | 3024
1985 | 9 | 14 | 13:00 | 2956
1985 | 9 | 14 | 14:00 | 2661
1985 | 9 | 14 | 15:00 | 2182
1985 | 9 | 14 | 16:00 | 1337
1985 | 9 | 14 | 17:00 | 585
1985 | 9 | 14 | 18:00 | 0
1985 | 9 | 14 | 19:00 | 0
1985 | 9 | 14 | 20:00 | 0
1985 | 9 | 14 | 21:00 | 0
1985 | 9 | 14 | 22:00 | 0
1985 | 9 | 14 | 23:00 | 0
1985 | 9 | 14 | 24:00 | 0
1985 | 9 | 15 | 01:00 | 0
1985 | 9 | 15 | 02:00 | 0
1985 | 9 | 15 | 03:00 | 0
1985 | 9 | 15 | 04:00 | 0
1985 | 9 | 15 | 05:00 | 0
1985 | 9 | 15 | 06:00 | 0
1985 | 9 | 15 | 07:00 | 171
1985 | 9 | 15 | 08:00 | 832
1985 | 9 | 15 | 09:00 | 1571
1985 | 9 | 15 | 10:00 | 2184
1985 | 9 | 15 | 11:00 | 2413
1985 | 9 | 15 | 12:00 | 2703
1985 | 9 | 15 | 13:00 | 2654
1985 | 9 | 15 | 14:00 | 2072
1985 | 9 | 15 | 15:00 | 2060
1985 | 9 | 15 | 16:00 | 1339
1985 | 9 | 15 | 17:00 | 548
1985 | 9 | 15 | 18:00 | 0
1985 | 9 | 15 | 19:00 | 0
1985 | 9 | 15 | 20:00 | 0
1985 | 9 | 15 | 21:00 | 0
1985 | 9 | 15 | 22:00 | 0
1985 | 9 | 15 | 23:00 | 0
1985 | 9 | 15 | 24:00 | 0
1985 | 9 | 16 | 01:00 | 0
1985 | 9 | 16 | 02:00 | 0
1985 | 9 | 16 | 03:00 | 0
1985 | 9 | 16 | 04:00 | 0
1985 | 9 | 16 | 05:00 | 0
1985 | 9 | 16 | 06:00 | 0
1985 | 9 | 16 | 07:00 | 164
1985 | 9 | 16 | 08:00 | 1024
1985 | 9 | 16 | 09:00 | 1874
1985 | 9 | 16 | 10:00 | 2386
1985 | 9 | 16 | 11:00 | 2602
1985 | 9 | 16 | 12:00 | 2721
1985 | 9 | 16 | 13:00 | 2645
1985 | 9 | 16 | 14:00 | 2266
1985 | 9 | 16 | 15:00 | 1877
1985 | 9 | 16 | 16:00 | 1188
1985 | 9 | 16 | 17:00 | 446
1985 | 9 | 16 | 18:00 | 1
1985 | 9 | 16 | 19:00 | 0
1985 | 9 | 16 | 20:00 | 0
1985 | 9 | 16 | 21:00 | 0
1985 | 9 | 16 | 22:00 | 0
1985 | 9 | 16 | 23:00 | 0
1985 | 9 | 16 | 24:00 | 0
1985 | 9 | 17 | 01:00 | 0
1985 | 9 | 17 | 02:00 | 0
1985 | 9 | 17 | 03:00 | 0
1985 | 9 | 17 | 04:00 | 0
1985 | 9 | 17 | 05:00 | 0
1985 | 9 | 17 | 06:00 | 0
1985 | 9 | 17 | 07:00 | 2
1985 | 9 | 17 | 08:00 | 116
1985 | 9 | 17 | 09:00 | 1923
1985 | 9 | 17 | 10:00 | 2191
1985 | 9 | 17 | 11:00 | 2512
1985 | 9 | 17 | 12:00 | 2630
1985 | 9 | 17 | 13:00 | 2734
1985 | 9 | 17 | 14:00 | 2395
1985 | 9 | 17 | 15:00 | 1823
1985 | 9 | 17 | 16:00 | 1231
1985 | 9 | 17 | 17:00 | 484
1985 | 9 | 17 | 18:00 | 1
1985 | 9 | 17 | 19:00 | 0
1985 | 9 | 17 | 20:00 | 0
1985 | 9 | 17 | 21:00 | 0
1985 | 9 | 17 | 22:00 | 0
1985 | 9 | 17 | 23:00 | 0
1985 | 9 | 17 | 24:00 | 0
1985 | 9 | 18 | 01:00 | 0
1985 | 9 | 18 | 02:00 | 0
1985 | 9 | 18 | 03:00 | 0
1985 | 9 | 18 | 04:00 | 0
1985 | 9 | 18 | 05:00 | 0
1985 | 9 | 18 | 06:00 | 0
1985 | 9 | 18 | 07:00 | 24
1985 | 9 | 18 | 08:00 | 113
1985 | 9 | 18 | 09:00 | 1280
1985 | 9 | 18 | 10:00 | 1945
1985 | 9 | 18 | 11:00 | 2256
1985 | 9 | 18 | 12:00 | 1833
1985 | 9 | 18 | 13:00 | 2152
1985 | 9 | 18 | 14:00 | 2130
1985 | 9 | 18 | 15:00 | 1157
1985 | 9 | 18 | 16:00 | 1253
1985 | 9 | 18 | 17:00 | 491
1985 | 9 | 18 | 18:00 | 0
1985 | 9 | 18 | 19:00 | 0
1985 | 9 | 18 | 20:00 | 0
1985 | 9 | 18 | 21:00 | 0
1985 | 9 | 18 | 22:00 | 0
1985 | 9 | 18 | 23:00 | 0
1985 | 9 | 18 | 24:00 | 0
1985 | 9 | 19 | 01:00 | 0
1985 | 9 | 19 | 02:00 | 0
1985 | 9 | 19 | 03:00 | 0
1985 | 9 | 19 | 04:00 | 0
1985 | 9 | 19 | 05:00 | 0
1985 | 9 | 19 | 06:00 | 0
1985 | 9 | 19 | 07:00 | 212
1985 | 9 | 19 | 08:00 | 1115
1985 | 9 | 19 | 09:00 | 1903
1985 | 9 | 19 | 10:00 | 2397
1985 | 9 | 19 | 11:00 | 2668
1985 | 9 | 19 | 12:00 | 2718
1985 | 9 | 19 | 13:00 | 2686
1985 | 9 | 19 | 14:00 | 2398
1985 | 9 | 19 | 15:00 | 2004
1985 | 9 | 19 | 16:00 | 1325
1985 | 9 | 19 | 17:00 | 530
1985 | 9 | 19 | 18:00 | 0
1985 | 9 | 19 | 19:00 | 0
1985 | 9 | 19 | 20:00 | 0
1985 | 9 | 19 | 21:00 | 0
1985 | 9 | 19 | 22:00 | 0
1985 | 9 | 19 | 23:00 | 0
1985 | 9 | 19 | 24:00 | 0
1985 | 9 | 20 | 01:00 | 0
1985 | 9 | 20 | 02:00 | 0
1985 | 9 | 20 | 03:00 | 0
1985 | 9 | 20 | 04:00 | 0
1985 | 9 | 20 | 05:00 | 0
1985 | 9 | 20 | 06:00 | 0
1985 | 9 | 20 | 07:00 | 145
1985 | 9 | 20 | 08:00 | 847
1985 | 9 | 20 | 09:00 | 1607
1985 | 9 | 20 | 10:00 | 2333
1985 | 9 | 20 | 11:00 | 2641
1985 | 9 | 20 | 12:00 | 2723
1985 | 9 | 20 | 13:00 | 2668
1985 | 9 | 20 | 14:00 | 2422
1985 | 9 | 20 | 15:00 | 1987
1985 | 9 | 20 | 16:00 | 1324
1985 | 9 | 20 | 17:00 | 531
1985 | 9 | 20 | 18:00 | 0
1985 | 9 | 20 | 19:00 | 0
1985 | 9 | 20 | 20:00 | 0
1985 | 9 | 20 | 21:00 | 0
1985 | 9 | 20 | 22:00 | 0
1985 | 9 | 20 | 23:00 | 0
1985 | 9 | 20 | 24:00 | 0
1985 | 9 | 21 | 01:00 | 0
1985 | 9 | 21 | 02:00 | 0
1985 | 9 | 21 | 03:00 | 0
1985 | 9 | 21 | 04:00 | 0
1985 | 9 | 21 | 05:00 | 0
1985 | 9 | 21 | 06:00 | 0
1985 | 9 | 21 | 07:00 | 294
1985 | 9 | 21 | 08:00 | 1133
1985 | 9 | 21 | 09:00 | 1848
1985 | 9 | 21 | 10:00 | 2365
1985 | 9 | 21 | 11:00 | 2623
1985 | 9 | 21 | 12:00 | 2791
1985 | 9 | 21 | 13:00 | 2572
1985 | 9 | 21 | 14:00 | 1262
1985 | 9 | 21 | 15:00 | 931
1985 | 9 | 21 | 16:00 | 150
1985 | 9 | 21 | 17:00 | 68
1985 | 9 | 21 | 18:00 | 0
1985 | 9 | 21 | 19:00 | 0
1985 | 9 | 21 | 20:00 | 0
1985 | 9 | 21 | 21:00 | 0
1985 | 9 | 21 | 22:00 | 0
1985 | 9 | 21 | 23:00 | 0
1985 | 9 | 21 | 24:00 | 0
1985 | 9 | 22 | 01:00 | 0
1985 | 9 | 22 | 02:00 | 0
1985 | 9 | 22 | 03:00 | 0
1985 | 9 | 22 | 04:00 | 0
1985 | 9 | 22 | 05:00 | 0
1985 | 9 | 22 | 06:00 | 0
1985 | 9 | 22 | 07:00 | 13
1985 | 9 | 22 | 08:00 | 881
1985 | 9 | 22 | 09:00 | 1193
1985 | 9 | 22 | 10:00 | 1356
1985 | 9 | 22 | 11:00 | 1015
1985 | 9 | 22 | 12:00 | 2295
1985 | 9 | 22 | 13:00 | 2731
1985 | 9 | 22 | 14:00 | 2036
1985 | 9 | 22 | 15:00 | 1661
1985 | 9 | 22 | 16:00 | 699
1985 | 9 | 22 | 17:00 | 369
1985 | 9 | 22 | 18:00 | 0
1985 | 9 | 22 | 19:00 | 0
1985 | 9 | 22 | 20:00 | 0
1985 | 9 | 22 | 21:00 | 0
1985 | 9 | 22 | 22:00 | 0
1985 | 9 | 22 | 23:00 | 0
1985 | 9 | 22 | 24:00 | 0
1985 | 9 | 23 | 01:00 | 0
1985 | 9 | 23 | 02:00 | 0
1985 | 9 | 23 | 03:00 | 0
1985 | 9 | 23 | 04:00 | 0
1985 | 9 | 23 | 05:00 | 0
1985 | 9 | 23 | 06:00 | 0
1985 | 9 | 23 | 07:00 | 1
1985 | 9 | 23 | 08:00 | 265
1985 | 9 | 23 | 09:00 | 631
1985 | 9 | 23 | 10:00 | 785
1985 | 9 | 23 | 11:00 | 885
1985 | 9 | 23 | 12:00 | 971
1985 | 9 | 23 | 13:00 | 881
1985 | 9 | 23 | 14:00 | 755
1985 | 9 | 23 | 15:00 | 680
1985 | 9 | 23 | 16:00 | 476
1985 | 9 | 23 | 17:00 | 67
1985 | 9 | 23 | 18:00 | 0
1985 | 9 | 23 | 19:00 | 0
1985 | 9 | 23 | 20:00 | 0
1985 | 9 | 23 | 21:00 | 0
1985 | 9 | 23 | 22:00 | 0
1985 | 9 | 23 | 23:00 | 0
1985 | 9 | 23 | 24:00 | 0
1985 | 9 | 24 | 01:00 | 0
1985 | 9 | 24 | 02:00 | 0
1985 | 9 | 24 | 03:00 | 0
1985 | 9 | 24 | 04:00 | 0
1985 | 9 | 24 | 05:00 | 0
1985 | 9 | 24 | 06:00 | 0
1985 | 9 | 24 | 07:00 | 11
1985 | 9 | 24 | 08:00 | 317
1985 | 9 | 24 | 09:00 | 335
1985 | 9 | 24 | 10:00 | 818
1985 | 9 | 24 | 11:00 | 567
1985 | 9 | 24 | 12:00 | 566
1985 | 9 | 24 | 13:00 | 498
1985 | 9 | 24 | 14:00 | 483
1985 | 9 | 24 | 15:00 | 368
1985 | 9 | 24 | 16:00 | 426
1985 | 9 | 24 | 17:00 | 26
1985 | 9 | 24 | 18:00 | 0
1985 | 9 | 24 | 19:00 | 0
1985 | 9 | 24 | 20:00 | 0
1985 | 9 | 24 | 21:00 | 0
1985 | 9 | 24 | 22:00 | 0
1985 | 9 | 24 | 23:00 | 0
1985 | 9 | 24 | 24:00 | 0
1985 | 9 | 25 | 01:00 | 0
1985 | 9 | 25 | 02:00 | 0
1985 | 9 | 25 | 03:00 | 0
1985 | 9 | 25 | 04:00 | 0
1985 | 9 | 25 | 05:00 | 0
1985 | 9 | 25 | 06:00 | 0
1985 | 9 | 25 | 07:00 | 219
1985 | 9 | 25 | 08:00 | 1158
1985 | 9 | 25 | 09:00 | 1856
1985 | 9 | 25 | 10:00 | 2231
1985 | 9 | 25 | 11:00 | 2750
1985 | 9 | 25 | 12:00 | 2667
1985 | 9 | 25 | 13:00 | 2695
1985 | 9 | 25 | 14:00 | 2503
1985 | 9 | 25 | 15:00 | 1554
1985 | 9 | 25 | 16:00 | 867
1985 | 9 | 25 | 17:00 | 205
1985 | 9 | 25 | 18:00 | 0
1985 | 9 | 25 | 19:00 | 0
1985 | 9 | 25 | 20:00 | 0
1985 | 9 | 25 | 21:00 | 0
1985 | 9 | 25 | 22:00 | 0
1985 | 9 | 25 | 23:00 | 0
1985 | 9 | 25 | 24:00 | 0
1985 | 9 | 26 | 01:00 | 0
1985 | 9 | 26 | 02:00 | 0
1985 | 9 | 26 | 03:00 | 0
1985 | 9 | 26 | 04:00 | 0
1985 | 9 | 26 | 05:00 | 0
1985 | 9 | 26 | 06:00 | 0
1985 | 9 | 26 | 07:00 | 26
1985 | 9 | 26 | 08:00 | 433
1985 | 9 | 26 | 09:00 | 1593
1985 | 9 | 26 | 10:00 | 2127
1985 | 9 | 26 | 11:00 | 2436
1985 | 9 | 26 | 12:00 | 2677
1985 | 9 | 26 | 13:00 | 1405
1985 | 9 | 26 | 14:00 | 878
1985 | 9 | 26 | 15:00 | 985
1985 | 9 | 26 | 16:00 | 217
1985 | 9 | 26 | 17:00 | 2
1985 | 9 | 26 | 18:00 | 0
1985 | 9 | 26 | 19:00 | 0
1985 | 9 | 26 | 20:00 | 0
1985 | 9 | 26 | 21:00 | 0
1985 | 9 | 26 | 22:00 | 0
1985 | 9 | 26 | 23:00 | 0
1985 | 9 | 26 | 24:00 | 0
1985 | 9 | 27 | 01:00 | 0
1985 | 9 | 27 | 02:00 | 0
1985 | 9 | 27 | 03:00 | 0
1985 | 9 | 27 | 04:00 | 0
1985 | 9 | 27 | 05:00 | 0
1985 | 9 | 27 | 06:00 | 0
1985 | 9 | 27 | 07:00 | 6
1985 | 9 | 27 | 08:00 | 238
1985 | 9 | 27 | 09:00 | 383
1985 | 9 | 27 | 10:00 | 403
1985 | 9 | 27 | 11:00 | 480
1985 | 9 | 27 | 12:00 | 595
1985 | 9 | 27 | 13:00 | 501
1985 | 9 | 27 | 14:00 | 498
1985 | 9 | 27 | 15:00 | 367
1985 | 9 | 27 | 16:00 | 59
1985 | 9 | 27 | 17:00 | 37
1985 | 9 | 27 | 18:00 | 0
1985 | 9 | 27 | 19:00 | 0
1985 | 9 | 27 | 20:00 | 0
1985 | 9 | 27 | 21:00 | 0
1985 | 9 | 27 | 22:00 | 0
1985 | 9 | 27 | 23:00 | 0
1985 | 9 | 27 | 24:00 | 0
1985 | 9 | 28 | 01:00 | 0
1985 | 9 | 28 | 02:00 | 0
1985 | 9 | 28 | 03:00 | 0
1985 | 9 | 28 | 04:00 | 0
1985 | 9 | 28 | 05:00 | 0
1985 | 9 | 28 | 06:00 | 0
1985 | 9 | 28 | 07:00 | 66
1985 | 9 | 28 | 08:00 | 121
1985 | 9 | 28 | 09:00 | 919
1985 | 9 | 28 | 10:00 | 1570
1985 | 9 | 28 | 11:00 | 1605
1985 | 9 | 28 | 12:00 | 2136
1985 | 9 | 28 | 13:00 | 2103
1985 | 9 | 28 | 14:00 | 2391
1985 | 9 | 28 | 15:00 | 2031
1985 | 9 | 28 | 16:00 | 1282
1985 | 9 | 28 | 17:00 | 442
1985 | 9 | 28 | 18:00 | 0
1985 | 9 | 28 | 19:00 | 0
1985 | 9 | 28 | 20:00 | 0
1985 | 9 | 28 | 21:00 | 0
1985 | 9 | 28 | 22:00 | 0
1985 | 9 | 28 | 23:00 | 0
1985 | 9 | 28 | 24:00 | 0
1985 | 9 | 29 | 01:00 | 0
1985 | 9 | 29 | 02:00 | 0
1985 | 9 | 29 | 03:00 | 0
1985 | 9 | 29 | 04:00 | 0
1985 | 9 | 29 | 05:00 | 0
1985 | 9 | 29 | 06:00 | 0
1985 | 9 | 29 | 07:00 | 217
1985 | 9 | 29 | 08:00 | 1132
1985 | 9 | 29 | 09:00 | 1789
1985 | 9 | 29 | 10:00 | 2220
1985 | 9 | 29 | 11:00 | 2318
1985 | 9 | 29 | 12:00 | 2641
1985 | 9 | 29 | 13:00 | 1875
1985 | 9 | 29 | 14:00 | 2175
1985 | 9 | 29 | 15:00 | 1667
1985 | 9 | 29 | 16:00 | 1140
1985 | 9 | 29 | 17:00 | 388
1985 | 9 | 29 | 18:00 | 0
1985 | 9 | 29 | 19:00 | 0
1985 | 9 | 29 | 20:00 | 0
1985 | 9 | 29 | 21:00 | 0
1985 | 9 | 29 | 22:00 | 0
1985 | 9 | 29 | 23:00 | 0
1985 | 9 | 29 | 24:00 | 0
1985 | 9 | 30 | 01:00 | 0
1985 | 9 | 30 | 02:00 | 0
1985 | 9 | 30 | 03:00 | 0
1985 | 9 | 30 | 04:00 | 0
1985 | 9 | 30 | 05:00 | 0
1985 | 9 | 30 | 06:00 | 0
1985 | 9 | 30 | 07:00 | 1
1985 | 9 | 30 | 08:00 | 300
1985 | 9 | 30 | 09:00 | 843
1985 | 9 | 30 | 10:00 | 2415
1985 | 9 | 30 | 11:00 | 2526
1985 | 9 | 30 | 12:00 | 2357
1985 | 9 | 30 | 13:00 | 2573
1985 | 9 | 30 | 14:00 | 2237
1985 | 9 | 30 | 15:00 | 1852
1985 | 9 | 30 | 16:00 | 1118
1985 | 9 | 30 | 17:00 | 430
1985 | 9 | 30 | 18:00 | 0
1985 | 9 | 30 | 19:00 | 0
1985 | 9 | 30 | 20:00 | 0
1985 | 9 | 30 | 21:00 | 0
1985 | 9 | 30 | 22:00 | 0
1985 | 9 | 30 | 23:00 | 0
1985 | 9 | 30 | 24:00 | 0
1986 | 10 | 1 | 01:00 | 0
1986 | 10 | 1 | 02:00 | 0
1986 | 10 | 1 | 03:00 | 0
1986 | 10 | 1 | 04:00 | 0
1986 | 10 | 1 | 05:00 | 0
1986 | 10 | 1 | 06:00 | 0
1986 | 10 | 1 | 07:00 | 39
1986 | 10 | 1 | 08:00 | 842
1986 | 10 | 1 | 09:00 | 1145
1986 | 10 | 1 | 10:00 | 1745
1986 | 10 | 1 | 11:00 | 1784
1986 | 10 | 1 | 12:00 | 2717
1986 | 10 | 1 | 13:00 | 1708
1986 | 10 | 1 | 14:00 | 1005
1986 | 10 | 1 | 15:00 | 1179
1986 | 10 | 1 | 16:00 | 1202
1986 | 10 | 1 | 17:00 | 461
1986 | 10 | 1 | 18:00 | 0
1986 | 10 | 1 | 19:00 | 0
1986 | 10 | 1 | 20:00 | 0
1986 | 10 | 1 | 21:00 | 0
1986 | 10 | 1 | 22:00 | 0
1986 | 10 | 1 | 23:00 | 0
1986 | 10 | 1 | 24:00 | 0
1986 | 10 | 2 | 01:00 | 0
1986 | 10 | 2 | 02:00 | 0
1986 | 10 | 2 | 03:00 | 0
1986 | 10 | 2 | 04:00 | 0
1986 | 10 | 2 | 05:00 | 0
1986 | 10 | 2 | 06:00 | 0
1986 | 10 | 2 | 07:00 | 8
1986 | 10 | 2 | 08:00 | 409
1986 | 10 | 2 | 09:00 | 715
1986 | 10 | 2 | 10:00 | 750
1986 | 10 | 2 | 11:00 | 643
1986 | 10 | 2 | 12:00 | 390
1986 | 10 | 2 | 13:00 | 669
1986 | 10 | 2 | 14:00 | 306
1986 | 10 | 2 | 15:00 | 200
1986 | 10 | 2 | 16:00 | 372
1986 | 10 | 2 | 17:00 | 1
1986 | 10 | 2 | 18:00 | 0
1986 | 10 | 2 | 19:00 | 0
1986 | 10 | 2 | 20:00 | 0
1986 | 10 | 2 | 21:00 | 0
1986 | 10 | 2 | 22:00 | 0
1986 | 10 | 2 | 23:00 | 0
1986 | 10 | 2 | 24:00 | 0
1986 | 10 | 3 | 01:00 | 0
1986 | 10 | 3 | 02:00 | 0
1986 | 10 | 3 | 03:00 | 0
1986 | 10 | 3 | 04:00 | 0
1986 | 10 | 3 | 05:00 | 0
1986 | 10 | 3 | 06:00 | 0
1986 | 10 | 3 | 07:00 | 18
1986 | 10 | 3 | 08:00 | 634
1986 | 10 | 3 | 09:00 | 1241
1986 | 10 | 3 | 10:00 | 1050
1986 | 10 | 3 | 11:00 | 442
1986 | 10 | 3 | 12:00 | 627
1986 | 10 | 3 | 13:00 | 686
1986 | 10 | 3 | 14:00 | 530
1986 | 10 | 3 | 15:00 | 512
1986 | 10 | 3 | 16:00 | 7
1986 | 10 | 3 | 17:00 | 0
1986 | 10 | 3 | 18:00 | 0
1986 | 10 | 3 | 19:00 | 0
1986 | 10 | 3 | 20:00 | 0
1986 | 10 | 3 | 21:00 | 0
1986 | 10 | 3 | 22:00 | 0
1986 | 10 | 3 | 23:00 | 0
1986 | 10 | 3 | 24:00 | 0
1986 | 10 | 4 | 01:00 | 0
1986 | 10 | 4 | 02:00 | 0
1986 | 10 | 4 | 03:00 | 0
1986 | 10 | 4 | 04:00 | 0
1986 | 10 | 4 | 05:00 | 0
1986 | 10 | 4 | 06:00 | 0
1986 | 10 | 4 | 07:00 | 4
1986 | 10 | 4 | 08:00 | 376
1986 | 10 | 4 | 09:00 | 1459
1986 | 10 | 4 | 10:00 | 2204
1986 | 10 | 4 | 11:00 | 1891
1986 | 10 | 4 | 12:00 | 1488
1986 | 10 | 4 | 13:00 | 1920
1986 | 10 | 4 | 14:00 | 1565
1986 | 10 | 4 | 15:00 | 736
1986 | 10 | 4 | 16:00 | 6
1986 | 10 | 4 | 17:00 | 1
1986 | 10 | 4 | 18:00 | 0
1986 | 10 | 4 | 19:00 | 0
1986 | 10 | 4 | 20:00 | 0
1986 | 10 | 4 | 21:00 | 0
1986 | 10 | 4 | 22:00 | 0
1986 | 10 | 4 | 23:00 | 0
1986 | 10 | 4 | 24:00 | 0
1986 | 10 | 5 | 01:00 | 0
1986 | 10 | 5 | 02:00 | 0
1986 | 10 | 5 | 03:00 | 0
1986 | 10 | 5 | 04:00 | 0
1986 | 10 | 5 | 05:00 | 0
1986 | 10 | 5 | 06:00 | 0
1986 | 10 | 5 | 07:00 | 18
1986 | 10 | 5 | 08:00 | 652
1986 | 10 | 5 | 09:00 | 875
1986 | 10 | 5 | 10:00 | 1700
1986 | 10 | 5 | 11:00 | 2964
1986 | 10 | 5 | 12:00 | 2300
1986 | 10 | 5 | 13:00 | 2128
1986 | 10 | 5 | 14:00 | 2011
1986 | 10 | 5 | 15:00 | 1495
1986 | 10 | 5 | 16:00 | 655
1986 | 10 | 5 | 17:00 | 82
1986 | 10 | 5 | 18:00 | 0
1986 | 10 | 5 | 19:00 | 0
1986 | 10 | 5 | 20:00 | 0
1986 | 10 | 5 | 21:00 | 0
1986 | 10 | 5 | 22:00 | 0
1986 | 10 | 5 | 23:00 | 0
1986 | 10 | 5 | 24:00 | 0
1986 | 10 | 6 | 01:00 | 0
1986 | 10 | 6 | 02:00 | 0
1986 | 10 | 6 | 03:00 | 0
1986 | 10 | 6 | 04:00 | 0
1986 | 10 | 6 | 05:00 | 0
1986 | 10 | 6 | 06:00 | 0
1986 | 10 | 6 | 07:00 | 45
1986 | 10 | 6 | 08:00 | 1102
1986 | 10 | 6 | 09:00 | 1805
1986 | 10 | 6 | 10:00 | 1864
1986 | 10 | 6 | 11:00 | 1857
1986 | 10 | 6 | 12:00 | 2055
1986 | 10 | 6 | 13:00 | 2327
1986 | 10 | 6 | 14:00 | 710
1986 | 10 | 6 | 15:00 | 421
1986 | 10 | 6 | 16:00 | 577
1986 | 10 | 6 | 17:00 | 23
1986 | 10 | 6 | 18:00 | 0
1986 | 10 | 6 | 19:00 | 0
1986 | 10 | 6 | 20:00 | 0
1986 | 10 | 6 | 21:00 | 0
1986 | 10 | 6 | 22:00 | 0
1986 | 10 | 6 | 23:00 | 0
1986 | 10 | 6 | 24:00 | 0
1986 | 10 | 7 | 01:00 | 0
1986 | 10 | 7 | 02:00 | 0
1986 | 10 | 7 | 03:00 | 0
1986 | 10 | 7 | 04:00 | 0
1986 | 10 | 7 | 05:00 | 0
1986 | 10 | 7 | 06:00 | 0
1986 | 10 | 7 | 07:00 | 17
1986 | 10 | 7 | 08:00 | 503
1986 | 10 | 7 | 09:00 | 1637
1986 | 10 | 7 | 10:00 | 1616
1986 | 10 | 7 | 11:00 | 2969
1986 | 10 | 7 | 12:00 | 3047
1986 | 10 | 7 | 13:00 | 2963
1986 | 10 | 7 | 14:00 | 2637
1986 | 10 | 7 | 15:00 | 2056
1986 | 10 | 7 | 16:00 | 1224
1986 | 10 | 7 | 17:00 | 324
1986 | 10 | 7 | 18:00 | 0
1986 | 10 | 7 | 19:00 | 0
1986 | 10 | 7 | 20:00 | 0
1986 | 10 | 7 | 21:00 | 0
1986 | 10 | 7 | 22:00 | 0
1986 | 10 | 7 | 23:00 | 0
1986 | 10 | 7 | 24:00 | 0
1986 | 10 | 8 | 01:00 | 0
1986 | 10 | 8 | 02:00 | 0
1986 | 10 | 8 | 03:00 | 0
1986 | 10 | 8 | 04:00 | 0
1986 | 10 | 8 | 05:00 | 0
1986 | 10 | 8 | 06:00 | 0
1986 | 10 | 8 | 07:00 | 274
1986 | 10 | 8 | 08:00 | 1256
1986 | 10 | 8 | 09:00 | 2061
1986 | 10 | 8 | 10:00 | 2505
1986 | 10 | 8 | 11:00 | 2916
1986 | 10 | 8 | 12:00 | 2872
1986 | 10 | 8 | 13:00 | 2758
1986 | 10 | 8 | 14:00 | 2106
1986 | 10 | 8 | 15:00 | 1605
1986 | 10 | 8 | 16:00 | 836
1986 | 10 | 8 | 17:00 | 291
1986 | 10 | 8 | 18:00 | 0
1986 | 10 | 8 | 19:00 | 0
1986 | 10 | 8 | 20:00 | 0
1986 | 10 | 8 | 21:00 | 0
1986 | 10 | 8 | 22:00 | 0
1986 | 10 | 8 | 23:00 | 0
1986 | 10 | 8 | 24:00 | 0
1986 | 10 | 9 | 01:00 | 0
1986 | 10 | 9 | 02:00 | 0
1986 | 10 | 9 | 03:00 | 0
1986 | 10 | 9 | 04:00 | 0
1986 | 10 | 9 | 05:00 | 0
1986 | 10 | 9 | 06:00 | 0
1986 | 10 | 9 | 07:00 | 102
1986 | 10 | 9 | 08:00 | 1083
1986 | 10 | 9 | 09:00 | 1511
1986 | 10 | 9 | 10:00 | 1475
1986 | 10 | 9 | 11:00 | 1461
1986 | 10 | 9 | 12:00 | 702
1986 | 10 | 9 | 13:00 | 559
1986 | 10 | 9 | 14:00 | 641
1986 | 10 | 9 | 15:00 | 446
1986 | 10 | 9 | 16:00 | 168
1986 | 10 | 9 | 17:00 | 0
1986 | 10 | 9 | 18:00 | 0
1986 | 10 | 9 | 19:00 | 0
1986 | 10 | 9 | 20:00 | 0
1986 | 10 | 9 | 21:00 | 0
1986 | 10 | 9 | 22:00 | 0
1986 | 10 | 9 | 23:00 | 0
1986 | 10 | 9 | 24:00 | 0
1986 | 10 | 10 | 01:00 | 0
1986 | 10 | 10 | 02:00 | 0
1986 | 10 | 10 | 03:00 | 0
1986 | 10 | 10 | 04:00 | 0
1986 | 10 | 10 | 05:00 | 0
1986 | 10 | 10 | 06:00 | 0
1986 | 10 | 10 | 07:00 | 109
1986 | 10 | 10 | 08:00 | 1214
1986 | 10 | 10 | 09:00 | 2102
1986 | 10 | 10 | 10:00 | 2672
1986 | 10 | 10 | 11:00 | 3033
1986 | 10 | 10 | 12:00 | 3056
1986 | 10 | 10 | 13:00 | 2934
1986 | 10 | 10 | 14:00 | 2717
1986 | 10 | 10 | 15:00 | 2107
1986 | 10 | 10 | 16:00 | 1272
1986 | 10 | 10 | 17:00 | 345
1986 | 10 | 10 | 18:00 | 0
1986 | 10 | 10 | 19:00 | 0
1986 | 10 | 10 | 20:00 | 0
1986 | 10 | 10 | 21:00 | 0
1986 | 10 | 10 | 22:00 | 0
1986 | 10 | 10 | 23:00 | 0
1986 | 10 | 10 | 24:00 | 0
1986 | 10 | 11 | 01:00 | 0
1986 | 10 | 11 | 02:00 | 0
1986 | 10 | 11 | 03:00 | 0
1986 | 10 | 11 | 04:00 | 0
1986 | 10 | 11 | 05:00 | 0
1986 | 10 | 11 | 06:00 | 0
1986 | 10 | 11 | 07:00 | 58
1986 | 10 | 11 | 08:00 | 1079
1986 | 10 | 11 | 09:00 | 1901
1986 | 10 | 11 | 10:00 | 2458
1986 | 10 | 11 | 11:00 | 2070
1986 | 10 | 11 | 12:00 | 2304
1986 | 10 | 11 | 13:00 | 2787
1986 | 10 | 11 | 14:00 | 1995
1986 | 10 | 11 | 15:00 | 1689
1986 | 10 | 11 | 16:00 | 1075
1986 | 10 | 11 | 17:00 | 113
1986 | 10 | 11 | 18:00 | 0
1986 | 10 | 11 | 19:00 | 0
1986 | 10 | 11 | 20:00 | 0
1986 | 10 | 11 | 21:00 | 0
1986 | 10 | 11 | 22:00 | 0
1986 | 10 | 11 | 23:00 | 0
1986 | 10 | 11 | 24:00 | 0
1986 | 10 | 12 | 01:00 | 0
1986 | 10 | 12 | 02:00 | 0
1986 | 10 | 12 | 03:00 | 0
1986 | 10 | 12 | 04:00 | 0
1986 | 10 | 12 | 05:00 | 0
1986 | 10 | 12 | 06:00 | 0
1986 | 10 | 12 | 07:00 | 0
1986 | 10 | 12 | 08:00 | 263
1986 | 10 | 12 | 09:00 | 1055
1986 | 10 | 12 | 10:00 | 2085
1986 | 10 | 12 | 11:00 | 2041
1986 | 10 | 12 | 12:00 | 2519
1986 | 10 | 12 | 13:00 | 2487
1986 | 10 | 12 | 14:00 | 2023
1986 | 10 | 12 | 15:00 | 1661
1986 | 10 | 12 | 16:00 | 807
1986 | 10 | 12 | 17:00 | 0
1986 | 10 | 12 | 18:00 | 0
1986 | 10 | 12 | 19:00 | 0
1986 | 10 | 12 | 20:00 | 0
1986 | 10 | 12 | 21:00 | 0
1986 | 10 | 12 | 22:00 | 0
1986 | 10 | 12 | 23:00 | 0
1986 | 10 | 12 | 24:00 | 0
1986 | 10 | 13 | 01:00 | 0
1986 | 10 | 13 | 02:00 | 0
1986 | 10 | 13 | 03:00 | 0
1986 | 10 | 13 | 04:00 | 0
1986 | 10 | 13 | 05:00 | 0
1986 | 10 | 13 | 06:00 | 0
1986 | 10 | 13 | 07:00 | 0
1986 | 10 | 13 | 08:00 | 68
1986 | 10 | 13 | 09:00 | 427
1986 | 10 | 13 | 10:00 | 502
1986 | 10 | 13 | 11:00 | 673
1986 | 10 | 13 | 12:00 | 402
1986 | 10 | 13 | 13:00 | 446
1986 | 10 | 13 | 14:00 | 652
1986 | 10 | 13 | 15:00 | 479
1986 | 10 | 13 | 16:00 | 352
1986 | 10 | 13 | 17:00 | 0
1986 | 10 | 13 | 18:00 | 0
1986 | 10 | 13 | 19:00 | 0
1986 | 10 | 13 | 20:00 | 0
1986 | 10 | 13 | 21:00 | 0
1986 | 10 | 13 | 22:00 | 0
1986 | 10 | 13 | 23:00 | 0
1986 | 10 | 13 | 24:00 | 0
1986 | 10 | 14 | 01:00 | 0
1986 | 10 | 14 | 02:00 | 0
1986 | 10 | 14 | 03:00 | 0
1986 | 10 | 14 | 04:00 | 0
1986 | 10 | 14 | 05:00 | 0
1986 | 10 | 14 | 06:00 | 0
1986 | 10 | 14 | 07:00 | 0
1986 | 10 | 14 | 08:00 | 19
1986 | 10 | 14 | 09:00 | 142
1986 | 10 | 14 | 10:00 | 447
1986 | 10 | 14 | 11:00 | 456
1986 | 10 | 14 | 12:00 | 491
1986 | 10 | 14 | 13:00 | 485
1986 | 10 | 14 | 14:00 | 686
1986 | 10 | 14 | 15:00 | 602
1986 | 10 | 14 | 16:00 | 283
1986 | 10 | 14 | 17:00 | 4
1986 | 10 | 14 | 18:00 | 0
1986 | 10 | 14 | 19:00 | 0
1986 | 10 | 14 | 20:00 | 0
1986 | 10 | 14 | 21:00 | 0
1986 | 10 | 14 | 22:00 | 0
1986 | 10 | 14 | 23:00 | 0
1986 | 10 | 14 | 24:00 | 0
1986 | 10 | 15 | 01:00 | 0
1986 | 10 | 15 | 02:00 | 0
1986 | 10 | 15 | 03:00 | 0
1986 | 10 | 15 | 04:00 | 0
1986 | 10 | 15 | 05:00 | 0
1986 | 10 | 15 | 06:00 | 0
1986 | 10 | 15 | 07:00 | 61
1986 | 10 | 15 | 08:00 | 1104
1986 | 10 | 15 | 09:00 | 1968
1986 | 10 | 15 | 10:00 | 2459
1986 | 10 | 15 | 11:00 | 1492
1986 | 10 | 15 | 12:00 | 1188
1986 | 10 | 15 | 13:00 | 2128
1986 | 10 | 15 | 14:00 | 1455
1986 | 10 | 15 | 15:00 | 1902
1986 | 10 | 15 | 16:00 | 1015
1986 | 10 | 15 | 17:00 | 97
1986 | 10 | 15 | 18:00 | 0
1986 | 10 | 15 | 19:00 | 0
1986 | 10 | 15 | 20:00 | 0
1986 | 10 | 15 | 21:00 | 0
1986 | 10 | 15 | 22:00 | 0
1986 | 10 | 15 | 23:00 | 0
1986 | 10 | 15 | 24:00 | 0
1986 | 10 | 16 | 01:00 | 0
1986 | 10 | 16 | 02:00 | 0
1986 | 10 | 16 | 03:00 | 0
1986 | 10 | 16 | 04:00 | 0
1986 | 10 | 16 | 05:00 | 0
1986 | 10 | 16 | 06:00 | 0
1986 | 10 | 16 | 07:00 | 7
1986 | 10 | 16 | 08:00 | 600
1986 | 10 | 16 | 09:00 | 820
1986 | 10 | 16 | 10:00 | 1193
1986 | 10 | 16 | 11:00 | 1500
1986 | 10 | 16 | 12:00 | 839
1986 | 10 | 16 | 13:00 | 705
1986 | 10 | 16 | 14:00 | 643
1986 | 10 | 16 | 15:00 | 238
1986 | 10 | 16 | 16:00 | 15
1986 | 10 | 16 | 17:00 | 0
1986 | 10 | 16 | 18:00 | 0
1986 | 10 | 16 | 19:00 | 0
1986 | 10 | 16 | 20:00 | 0
1986 | 10 | 16 | 21:00 | 0
1986 | 10 | 16 | 22:00 | 0
1986 | 10 | 16 | 23:00 | 0
1986 | 10 | 16 | 24:00 | 0
1986 | 10 | 17 | 01:00 | 0
1986 | 10 | 17 | 02:00 | 0
1986 | 10 | 17 | 03:00 | 0
1986 | 10 | 17 | 04:00 | 0
1986 | 10 | 17 | 05:00 | 0
1986 | 10 | 17 | 06:00 | 0
1986 | 10 | 17 | 07:00 | 0
1986 | 10 | 17 | 08:00 | 39
1986 | 10 | 17 | 09:00 | 213
1986 | 10 | 17 | 10:00 | 544
1986 | 10 | 17 | 11:00 | 582
1986 | 10 | 17 | 12:00 | 693
1986 | 10 | 17 | 13:00 | 801
1986 | 10 | 17 | 14:00 | 657
1986 | 10 | 17 | 15:00 | 460
1986 | 10 | 17 | 16:00 | 196
1986 | 10 | 17 | 17:00 | 1
1986 | 10 | 17 | 18:00 | 0
1986 | 10 | 17 | 19:00 | 0
1986 | 10 | 17 | 20:00 | 0
1986 | 10 | 17 | 21:00 | 0
1986 | 10 | 17 | 22:00 | 0
1986 | 10 | 17 | 23:00 | 0
1986 | 10 | 17 | 24:00 | 0
1986 | 10 | 18 | 01:00 | 0
1986 | 10 | 18 | 02:00 | 0
1986 | 10 | 18 | 03:00 | 0
1986 | 10 | 18 | 04:00 | 0
1986 | 10 | 18 | 05:00 | 0
1986 | 10 | 18 | 06:00 | 0
1986 | 10 | 18 | 07:00 | 3
1986 | 10 | 18 | 08:00 | 280
1986 | 10 | 18 | 09:00 | 1515
1986 | 10 | 18 | 10:00 | 2340
1986 | 10 | 18 | 11:00 | 980
1986 | 10 | 18 | 12:00 | 985
1986 | 10 | 18 | 13:00 | 902
1986 | 10 | 18 | 14:00 | 1969
1986 | 10 | 18 | 15:00 | 1869
1986 | 10 | 18 | 16:00 | 1119
1986 | 10 | 18 | 17:00 | 99
1986 | 10 | 18 | 18:00 | 0
1986 | 10 | 18 | 19:00 | 0
1986 | 10 | 18 | 20:00 | 0
1986 | 10 | 18 | 21:00 | 0
1986 | 10 | 18 | 22:00 | 0
1986 | 10 | 18 | 23:00 | 0
1986 | 10 | 18 | 24:00 | 0
1986 | 10 | 19 | 01:00 | 0
1986 | 10 | 19 | 02:00 | 0
1986 | 10 | 19 | 03:00 | 0
1986 | 10 | 19 | 04:00 | 0
1986 | 10 | 19 | 05:00 | 0
1986 | 10 | 19 | 06:00 | 0
1986 | 10 | 19 | 07:00 | 24
1986 | 10 | 19 | 08:00 | 1004
1986 | 10 | 19 | 09:00 | 1784
1986 | 10 | 19 | 10:00 | 1554
1986 | 10 | 19 | 11:00 | 1945
1986 | 10 | 19 | 12:00 | 2176
1986 | 10 | 19 | 13:00 | 2451
1986 | 10 | 19 | 14:00 | 2305
1986 | 10 | 19 | 15:00 | 1838
1986 | 10 | 19 | 16:00 | 1059
1986 | 10 | 19 | 17:00 | 62
1986 | 10 | 19 | 18:00 | 0
1986 | 10 | 19 | 19:00 | 0
1986 | 10 | 19 | 20:00 | 0
1986 | 10 | 19 | 21:00 | 0
1986 | 10 | 19 | 22:00 | 0
1986 | 10 | 19 | 23:00 | 0
1986 | 10 | 19 | 24:00 | 0
1986 | 10 | 20 | 01:00 | 0
1986 | 10 | 20 | 02:00 | 0
1986 | 10 | 20 | 03:00 | 0
1986 | 10 | 20 | 04:00 | 0
1986 | 10 | 20 | 05:00 | 0
1986 | 10 | 20 | 06:00 | 0
1986 | 10 | 20 | 07:00 | 2
1986 | 10 | 20 | 08:00 | 134
1986 | 10 | 20 | 09:00 | 759
1986 | 10 | 20 | 10:00 | 487
1986 | 10 | 20 | 11:00 | 603
1986 | 10 | 20 | 12:00 | 2339
1986 | 10 | 20 | 13:00 | 2519
1986 | 10 | 20 | 14:00 | 2089
1986 | 10 | 20 | 15:00 | 1531
1986 | 10 | 20 | 16:00 | 1039
1986 | 10 | 20 | 17:00 | 60
1986 | 10 | 20 | 18:00 | 0
1986 | 10 | 20 | 19:00 | 0
1986 | 10 | 20 | 20:00 | 0
1986 | 10 | 20 | 21:00 | 0
1986 | 10 | 20 | 22:00 | 0
1986 | 10 | 20 | 23:00 | 0
1986 | 10 | 20 | 24:00 | 0
1986 | 10 | 21 | 01:00 | 0
1986 | 10 | 21 | 02:00 | 0
1986 | 10 | 21 | 03:00 | 0
1986 | 10 | 21 | 04:00 | 0
1986 | 10 | 21 | 05:00 | 0
1986 | 10 | 21 | 06:00 | 0
1986 | 10 | 21 | 07:00 | 0
1986 | 10 | 21 | 08:00 | 5
1986 | 10 | 21 | 09:00 | 344
1986 | 10 | 21 | 10:00 | 2260
1986 | 10 | 21 | 11:00 | 2614
1986 | 10 | 21 | 12:00 | 2498
1986 | 10 | 21 | 13:00 | 2079
1986 | 10 | 21 | 14:00 | 774
1986 | 10 | 21 | 15:00 | 155
1986 | 10 | 21 | 16:00 | 1
1986 | 10 | 21 | 17:00 | 0
1986 | 10 | 21 | 18:00 | 0
1986 | 10 | 21 | 19:00 | 0
1986 | 10 | 21 | 20:00 | 0
1986 | 10 | 21 | 21:00 | 0
1986 | 10 | 21 | 22:00 | 0
1986 | 10 | 21 | 23:00 | 0
1986 | 10 | 21 | 24:00 | 0
1986 | 10 | 22 | 01:00 | 0
1986 | 10 | 22 | 02:00 | 0
1986 | 10 | 22 | 03:00 | 0
1986 | 10 | 22 | 04:00 | 0
1986 | 10 | 22 | 05:00 | 0
1986 | 10 | 22 | 06:00 | 0
1986 | 10 | 22 | 07:00 | 0
1986 | 10 | 22 | 08:00 | 1016
1986 | 10 | 22 | 09:00 | 1686
1986 | 10 | 22 | 10:00 | 2192
1986 | 10 | 22 | 11:00 | 2379
1986 | 10 | 22 | 12:00 | 2583
1986 | 10 | 22 | 13:00 | 2506
1986 | 10 | 22 | 14:00 | 2248
1986 | 10 | 22 | 15:00 | 1857
1986 | 10 | 22 | 16:00 | 978
1986 | 10 | 22 | 17:00 | 48
1986 | 10 | 22 | 18:00 | 0
1986 | 10 | 22 | 19:00 | 0
1986 | 10 | 22 | 20:00 | 0
1986 | 10 | 22 | 21:00 | 0
1986 | 10 | 22 | 22:00 | 0
1986 | 10 | 22 | 23:00 | 0
1986 | 10 | 22 | 24:00 | 0
1986 | 10 | 23 | 01:00 | 0
1986 | 10 | 23 | 02:00 | 0
1986 | 10 | 23 | 03:00 | 0
1986 | 10 | 23 | 04:00 | 0
1986 | 10 | 23 | 05:00 | 0
1986 | 10 | 23 | 06:00 | 0
1986 | 10 | 23 | 07:00 | 4
1986 | 10 | 23 | 08:00 | 487
1986 | 10 | 23 | 09:00 | 835
1986 | 10 | 23 | 10:00 | 2034
1986 | 10 | 23 | 11:00 | 832
1986 | 10 | 23 | 12:00 | 1826
1986 | 10 | 23 | 13:00 | 1652
1986 | 10 | 23 | 14:00 | 86
1986 | 10 | 23 | 15:00 | 455
1986 | 10 | 23 | 16:00 | 780
1986 | 10 | 23 | 17:00 | 6
1986 | 10 | 23 | 18:00 | 0
1986 | 10 | 23 | 19:00 | 0
1986 | 10 | 23 | 20:00 | 0
1986 | 10 | 23 | 21:00 | 0
1986 | 10 | 23 | 22:00 | 0
1986 | 10 | 23 | 23:00 | 0
1986 | 10 | 23 | 24:00 | 0
1986 | 10 | 24 | 01:00 | 0
1986 | 10 | 24 | 02:00 | 0
1986 | 10 | 24 | 03:00 | 0
1986 | 10 | 24 | 04:00 | 0
1986 | 10 | 24 | 05:00 | 0
1986 | 10 | 24 | 06:00 | 0
1986 | 10 | 24 | 07:00 | 11
1986 | 10 | 24 | 08:00 | 942
1986 | 10 | 24 | 09:00 | 1834
1986 | 10 | 24 | 10:00 | 2440
1986 | 10 | 24 | 11:00 | 2692
1986 | 10 | 24 | 12:00 | 2791
1986 | 10 | 24 | 13:00 | 2666
1986 | 10 | 24 | 14:00 | 2438
1986 | 10 | 24 | 15:00 | 1814
1986 | 10 | 24 | 16:00 | 938
1986 | 10 | 24 | 17:00 | 11
1986 | 10 | 24 | 18:00 | 0
1986 | 10 | 24 | 19:00 | 0
1986 | 10 | 24 | 20:00 | 0
1986 | 10 | 24 | 21:00 | 0
1986 | 10 | 24 | 22:00 | 0
1986 | 10 | 24 | 23:00 | 0
1986 | 10 | 24 | 24:00 | 0
1986 | 10 | 25 | 01:00 | 0
1986 | 10 | 25 | 02:00 | 0
1986 | 10 | 25 | 03:00 | 0
1986 | 10 | 25 | 04:00 | 0
1986 | 10 | 25 | 05:00 | 0
1986 | 10 | 25 | 06:00 | 0
1986 | 10 | 25 | 07:00 | 5
1986 | 10 | 25 | 08:00 | 865
1986 | 10 | 25 | 09:00 | 1678
1986 | 10 | 25 | 10:00 | 2294
1986 | 10 | 25 | 11:00 | 2606
1986 | 10 | 25 | 12:00 | 2724
1986 | 10 | 25 | 13:00 | 2575
1986 | 10 | 25 | 14:00 | 1747
1986 | 10 | 25 | 15:00 | 1483
1986 | 10 | 25 | 16:00 | 742
1986 | 10 | 25 | 17:00 | 1
1986 | 10 | 25 | 18:00 | 0
1986 | 10 | 25 | 19:00 | 0
1986 | 10 | 25 | 20:00 | 0
1986 | 10 | 25 | 21:00 | 0
1986 | 10 | 25 | 22:00 | 0
1986 | 10 | 25 | 23:00 | 0
1986 | 10 | 25 | 24:00 | 0
1986 | 10 | 26 | 01:00 | 0
1986 | 10 | 26 | 02:00 | 0
1986 | 10 | 26 | 03:00 | 0
1986 | 10 | 26 | 04:00 | 0
1986 | 10 | 26 | 05:00 | 0
1986 | 10 | 26 | 06:00 | 0
1986 | 10 | 26 | 07:00 | 0
1986 | 10 | 26 | 08:00 | 23
1986 | 10 | 26 | 09:00 | 230
1986 | 10 | 26 | 10:00 | 435
1986 | 10 | 26 | 11:00 | 558
1986 | 10 | 26 | 12:00 | 602
1986 | 10 | 26 | 13:00 | 837
1986 | 10 | 26 | 14:00 | 449
1986 | 10 | 26 | 15:00 | 24
1986 | 10 | 26 | 16:00 | 4
1986 | 10 | 26 | 17:00 | 0
1986 | 10 | 26 | 18:00 | 0
1986 | 10 | 26 | 19:00 | 0
1986 | 10 | 26 | 20:00 | 0
1986 | 10 | 26 | 21:00 | 0
1986 | 10 | 26 | 22:00 | 0
1986 | 10 | 26 | 23:00 | 0
1986 | 10 | 26 | 24:00 | 0
1986 | 10 | 27 | 01:00 | 0
1986 | 10 | 27 | 02:00 | 0
1986 | 10 | 27 | 03:00 | 0
1986 | 10 | 27 | 04:00 | 0
1986 | 10 | 27 | 05:00 | 0
1986 | 10 | 27 | 06:00 | 0
1986 | 10 | 27 | 07:00 | 0
1986 | 10 | 27 | 08:00 | 2
1986 | 10 | 27 | 09:00 | 66
1986 | 10 | 27 | 10:00 | 291
1986 | 10 | 27 | 11:00 | 424
1986 | 10 | 27 | 12:00 | 503
1986 | 10 | 27 | 13:00 | 473
1986 | 10 | 27 | 14:00 | 309
1986 | 10 | 27 | 15:00 | 100
1986 | 10 | 27 | 16:00 | 6
1986 | 10 | 27 | 17:00 | 0
1986 | 10 | 27 | 18:00 | 0
1986 | 10 | 27 | 19:00 | 0
1986 | 10 | 27 | 20:00 | 0
1986 | 10 | 27 | 21:00 | 0
1986 | 10 | 27 | 22:00 | 0
1986 | 10 | 27 | 23:00 | 0
1986 | 10 | 27 | 24:00 | 0
1986 | 10 | 28 | 01:00 | 0
1986 | 10 | 28 | 02:00 | 0
1986 | 10 | 28 | 03:00 | 0
1986 | 10 | 28 | 04:00 | 0
1986 | 10 | 28 | 05:00 | 0
1986 | 10 | 28 | 06:00 | 0
1986 | 10 | 28 | 07:00 | 0
1986 | 10 | 28 | 08:00 | 75
1986 | 10 | 28 | 09:00 | 498
1986 | 10 | 28 | 10:00 | 768
1986 | 10 | 28 | 11:00 | 997
1986 | 10 | 28 | 12:00 | 987
1986 | 10 | 28 | 13:00 | 1601
1986 | 10 | 28 | 14:00 | 568
1986 | 10 | 28 | 15:00 | 261
1986 | 10 | 28 | 16:00 | 120
1986 | 10 | 28 | 17:00 | 7
1986 | 10 | 28 | 18:00 | 0
1986 | 10 | 28 | 19:00 | 0
1986 | 10 | 28 | 20:00 | 0
1986 | 10 | 28 | 21:00 | 0
1986 | 10 | 28 | 22:00 | 0
1986 | 10 | 28 | 23:00 | 0
1986 | 10 | 28 | 24:00 | 0
1986 | 10 | 29 | 01:00 | 0
1986 | 10 | 29 | 02:00 | 0
1986 | 10 | 29 | 03:00 | 0
1986 | 10 | 29 | 04:00 | 0
1986 | 10 | 29 | 05:00 | 0
1986 | 10 | 29 | 06:00 | 0
1986 | 10 | 29 | 07:00 | 0
1986 | 10 | 29 | 08:00 | 422
1986 | 10 | 29 | 09:00 | 1192
1986 | 10 | 29 | 10:00 | 2067
1986 | 10 | 29 | 11:00 | 2393
1986 | 10 | 29 | 12:00 | 2501
1986 | 10 | 29 | 13:00 | 2561
1986 | 10 | 29 | 14:00 | 1588
1986 | 10 | 29 | 15:00 | 1383
1986 | 10 | 29 | 16:00 | 698
1986 | 10 | 29 | 17:00 | 1
1986 | 10 | 29 | 18:00 | 0
1986 | 10 | 29 | 19:00 | 0
1986 | 10 | 29 | 20:00 | 0
1986 | 10 | 29 | 21:00 | 0
1986 | 10 | 29 | 22:00 | 0
1986 | 10 | 29 | 23:00 | 0
1986 | 10 | 29 | 24:00 | 0
1986 | 10 | 30 | 01:00 | 0
1986 | 10 | 30 | 02:00 | 0
1986 | 10 | 30 | 03:00 | 0
1986 | 10 | 30 | 04:00 | 0
1986 | 10 | 30 | 05:00 | 0
1986 | 10 | 30 | 06:00 | 0
1986 | 10 | 30 | 07:00 | 2
1986 | 10 | 30 | 08:00 | 632
1986 | 10 | 30 | 09:00 | 738
1986 | 10 | 30 | 10:00 | 2268
1986 | 10 | 30 | 11:00 | 1744
1986 | 10 | 30 | 12:00 | 1027
1986 | 10 | 30 | 13:00 | 2612
1986 | 10 | 30 | 14:00 | 2204
1986 | 10 | 30 | 15:00 | 1355
1986 | 10 | 30 | 16:00 | 667
1986 | 10 | 30 | 17:00 | 28
1986 | 10 | 30 | 18:00 | 0
1986 | 10 | 30 | 19:00 | 0
1986 | 10 | 30 | 20:00 | 0
1986 | 10 | 30 | 21:00 | 0
1986 | 10 | 30 | 22:00 | 0
1986 | 10 | 30 | 23:00 | 0
1986 | 10 | 30 | 24:00 | 0
1986 | 10 | 31 | 01:00 | 0
1986 | 10 | 31 | 02:00 | 0
1986 | 10 | 31 | 03:00 | 0
1986 | 10 | 31 | 04:00 | 0
1986 | 10 | 31 | 05:00 | 0
1986 | 10 | 31 | 06:00 | 0
1986 | 10 | 31 | 07:00 | 1
1986 | 10 | 31 | 08:00 | 770
1986 | 10 | 31 | 09:00 | 1610
1986 | 10 | 31 | 10:00 | 2289
1986 | 10 | 31 | 11:00 | 2611
1986 | 10 | 31 | 12:00 | 2742
1986 | 10 | 31 | 13:00 | 2612
1986 | 10 | 31 | 14:00 | 2252
1986 | 10 | 31 | 15:00 | 1630
1986 | 10 | 31 | 16:00 | 745
1986 | 10 | 31 | 17:00 | 1
1986 | 10 | 31 | 18:00 | 0
1986 | 10 | 31 | 19:00 | 0
1986 | 10 | 31 | 20:00 | 0
1986 | 10 | 31 | 21:00 | 0
1986 | 10 | 31 | 22:00 | 0
1986 | 10 | 31 | 23:00 | 0
1986 | 10 | 31 | 24:00 | 0
1974 | 11 | 1 | 01:00 | 0
1974 | 11 | 1 | 02:00 | 0
1974 | 11 | 1 | 03:00 | 0
1974 | 11 | 1 | 04:00 | 0
1974 | 11 | 1 | 05:00 | 0
1974 | 11 | 1 | 06:00 | 0
1974 | 11 | 1 | 07:00 | 0
1974 | 11 | 1 | 08:00 | 255
1974 | 11 | 1 | 09:00 | 732
1974 | 11 | 1 | 10:00 | 414
1974 | 11 | 1 | 11:00 | 1183
1974 | 11 | 1 | 12:00 | 720
1974 | 11 | 1 | 13:00 | 1113
1974 | 11 | 1 | 14:00 | 919
1974 | 11 | 1 | 15:00 | 136
1974 | 11 | 1 | 16:00 | 14
1974 | 11 | 1 | 17:00 | 0
1974 | 11 | 1 | 18:00 | 0
1974 | 11 | 1 | 19:00 | 0
1974 | 11 | 1 | 20:00 | 0
1974 | 11 | 1 | 21:00 | 0
1974 | 11 | 1 | 22:00 | 0
1974 | 11 | 1 | 23:00 | 0
1974 | 11 | 1 | 24:00 | 0
1974 | 11 | 2 | 01:00 | 0
1974 | 11 | 2 | 02:00 | 0
1974 | 11 | 2 | 03:00 | 0
1974 | 11 | 2 | 04:00 | 0
1974 | 11 | 2 | 05:00 | 0
1974 | 11 | 2 | 06:00 | 0
1974 | 11 | 2 | 07:00 | 10
1974 | 11 | 2 | 08:00 | 949
1974 | 11 | 2 | 09:00 | 1892
1974 | 11 | 2 | 10:00 | 2512
1974 | 11 | 2 | 11:00 | 2682
1974 | 11 | 2 | 12:00 | 2747
1974 | 11 | 2 | 13:00 | 2197
1974 | 11 | 2 | 14:00 | 1818
1974 | 11 | 2 | 15:00 | 1061
1974 | 11 | 2 | 16:00 | 677
1974 | 11 | 2 | 17:00 | 4
1974 | 11 | 2 | 18:00 | 0
1974 | 11 | 2 | 19:00 | 0
1974 | 11 | 2 | 20:00 | 0
1974 | 11 | 2 | 21:00 | 0
1974 | 11 | 2 | 22:00 | 0
1974 | 11 | 2 | 23:00 | 0
1974 | 11 | 2 | 24:00 | 0
1974 | 11 | 3 | 01:00 | 0
1974 | 11 | 3 | 02:00 | 0
1974 | 11 | 3 | 03:00 | 0
1974 | 11 | 3 | 04:00 | 0
1974 | 11 | 3 | 05:00 | 0
1974 | 11 | 3 | 06:00 | 0
1974 | 11 | 3 | 07:00 | 0
1974 | 11 | 3 | 08:00 | 740
1974 | 11 | 3 | 09:00 | 1522
1974 | 11 | 3 | 10:00 | 2067
1974 | 11 | 3 | 11:00 | 2078
1974 | 11 | 3 | 12:00 | 2437
1974 | 11 | 3 | 13:00 | 2190
1974 | 11 | 3 | 14:00 | 1773
1974 | 11 | 3 | 15:00 | 1188
1974 | 11 | 3 | 16:00 | 454
1974 | 11 | 3 | 17:00 | 0
1974 | 11 | 3 | 18:00 | 0
1974 | 11 | 3 | 19:00 | 0
1974 | 11 | 3 | 20:00 | 0
1974 | 11 | 3 | 21:00 | 0
1974 | 11 | 3 | 22:00 | 0
1974 | 11 | 3 | 23:00 | 0
1974 | 11 | 3 | 24:00 | 0
1974 | 11 | 4 | 01:00 | 0
1974 | 11 | 4 | 02:00 | 0
1974 | 11 | 4 | 03:00 | 0
1974 | 11 | 4 | 04:00 | 0
1974 | 11 | 4 | 05:00 | 0
1974 | 11 | 4 | 06:00 | 0
1974 | 11 | 4 | 07:00 | 0
1974 | 11 | 4 | 08:00 | 5
1974 | 11 | 4 | 09:00 | 163
1974 | 11 | 4 | 10:00 | 562
1974 | 11 | 4 | 11:00 | 627
1974 | 11 | 4 | 12:00 | 603
1974 | 11 | 4 | 13:00 | 812
1974 | 11 | 4 | 14:00 | 499
1974 | 11 | 4 | 15:00 | 396
1974 | 11 | 4 | 16:00 | 28
1974 | 11 | 4 | 17:00 | 0
1974 | 11 | 4 | 18:00 | 0
1974 | 11 | 4 | 19:00 | 0
1974 | 11 | 4 | 20:00 | 0
1974 | 11 | 4 | 21:00 | 0
1974 | 11 | 4 | 22:00 | 0
1974 | 11 | 4 | 23:00 | 0
1974 | 11 | 4 | 24:00 | 0
1974 | 11 | 5 | 01:00 | 0
1974 | 11 | 5 | 02:00 | 0
1974 | 11 | 5 | 03:00 | 0
1974 | 11 | 5 | 04:00 | 0
1974 | 11 | 5 | 05:00 | 0
1974 | 11 | 5 | 06:00 | 0
1974 | 11 | 5 | 07:00 | 0
1974 | 11 | 5 | 08:00 | 28
1974 | 11 | 5 | 09:00 | 382
1974 | 11 | 5 | 10:00 | 144
1974 | 11 | 5 | 11:00 | 732
1974 | 11 | 5 | 12:00 | 692
1974 | 11 | 5 | 13:00 | 388
1974 | 11 | 5 | 14:00 | 558
1974 | 11 | 5 | 15:00 | 428
1974 | 11 | 5 | 16:00 | 2
1974 | 11 | 5 | 17:00 | 0
1974 | 11 | 5 | 18:00 | 0
1974 | 11 | 5 | 19:00 | 0
1974 | 11 | 5 | 20:00 | 0
1974 | 11 | 5 | 21:00 | 0
1974 | 11 | 5 | 22:00 | 0
1974 | 11 | 5 | 23:00 | 0
1974 | 11 | 5 | 24:00 | 0
1974 | 11 | 6 | 01:00 | 0
1974 | 11 | 6 | 02:00 | 0
1974 | 11 | 6 | 03:00 | 0
1974 | 11 | 6 | 04:00 | 0
1974 | 11 | 6 | 05:00 | 0
1974 | 11 | 6 | 06:00 | 0
1974 | 11 | 6 | 07:00 | 0
1974 | 11 | 6 | 08:00 | 27
1974 | 11 | 6 | 09:00 | 377
1974 | 11 | 6 | 10:00 | 557
1974 | 11 | 6 | 11:00 | 635
1974 | 11 | 6 | 12:00 | 668
1974 | 11 | 6 | 13:00 | 639
1974 | 11 | 6 | 14:00 | 544
1974 | 11 | 6 | 15:00 | 371
1974 | 11 | 6 | 16:00 | 18
1974 | 11 | 6 | 17:00 | 0
1974 | 11 | 6 | 18:00 | 0
1974 | 11 | 6 | 19:00 | 0
1974 | 11 | 6 | 20:00 | 0
1974 | 11 | 6 | 21:00 | 0
1974 | 11 | 6 | 22:00 | 0
1974 | 11 | 6 | 23:00 | 0
1974 | 11 | 6 | 24:00 | 0
1974 | 11 | 7 | 01:00 | 0
1974 | 11 | 7 | 02:00 | 0
1974 | 11 | 7 | 03:00 | 0
1974 | 11 | 7 | 04:00 | 0
1974 | 11 | 7 | 05:00 | 0
1974 | 11 | 7 | 06:00 | 0
1974 | 11 | 7 | 07:00 | 0
1974 | 11 | 7 | 08:00 | 186
1974 | 11 | 7 | 09:00 | 103
1974 | 11 | 7 | 10:00 | 488
1974 | 11 | 7 | 11:00 | 651
1974 | 11 | 7 | 12:00 | 629
1974 | 11 | 7 | 13:00 | 654
1974 | 11 | 7 | 14:00 | 1258
1974 | 11 | 7 | 15:00 | 645
1974 | 11 | 7 | 16:00 | 146
1974 | 11 | 7 | 17:00 | 0
1974 | 11 | 7 | 18:00 | 0
1974 | 11 | 7 | 19:00 | 0
1974 | 11 | 7 | 20:00 | 0
1974 | 11 | 7 | 21:00 | 0
1974 | 11 | 7 | 22:00 | 0
1974 | 11 | 7 | 23:00 | 0
1974 | 11 | 7 | 24:00 | 0
1974 | 11 | 8 | 01:00 | 0
1974 | 11 | 8 | 02:00 | 0
1974 | 11 | 8 | 03:00 | 0
1974 | 11 | 8 | 04:00 | 0
1974 | 11 | 8 | 05:00 | 0
1974 | 11 | 8 | 06:00 | 0
1974 | 11 | 8 | 07:00 | 0
1974 | 11 | 8 | 08:00 | 113
1974 | 11 | 8 | 09:00 | 604
1974 | 11 | 8 | 10:00 | 1460
1974 | 11 | 8 | 11:00 | 2236
1974 | 11 | 8 | 12:00 | 2259
1974 | 11 | 8 | 13:00 | 1522
1974 | 11 | 8 | 14:00 | 1628
1974 | 11 | 8 | 15:00 | 947
1974 | 11 | 8 | 16:00 | 403
1974 | 11 | 8 | 17:00 | 0
1974 | 11 | 8 | 18:00 | 0
1974 | 11 | 8 | 19:00 | 0
1974 | 11 | 8 | 20:00 | 0
1974 | 11 | 8 | 21:00 | 0
1974 | 11 | 8 | 22:00 | 0
1974 | 11 | 8 | 23:00 | 0
1974 | 11 | 8 | 24:00 | 0
1974 | 11 | 9 | 01:00 | 0
1974 | 11 | 9 | 02:00 | 0
1974 | 11 | 9 | 03:00 | 0
1974 | 11 | 9 | 04:00 | 0
1974 | 11 | 9 | 05:00 | 0
1974 | 11 | 9 | 06:00 | 0
1974 | 11 | 9 | 07:00 | 0
1974 | 11 | 9 | 08:00 | 655
1974 | 11 | 9 | 09:00 | 1600
1974 | 11 | 9 | 10:00 | 2294
1974 | 11 | 9 | 11:00 | 2647
1974 | 11 | 9 | 12:00 | 2728
1974 | 11 | 9 | 13:00 | 2588
1974 | 11 | 9 | 14:00 | 2215
1974 | 11 | 9 | 15:00 | 1579
1974 | 11 | 9 | 16:00 | 701
1974 | 11 | 9 | 17:00 | 0
1974 | 11 | 9 | 18:00 | 0
1974 | 11 | 9 | 19:00 | 0
1974 | 11 | 9 | 20:00 | 0
1974 | 11 | 9 | 21:00 | 0
1974 | 11 | 9 | 22:00 | 0
1974 | 11 | 9 | 23:00 | 0
1974 | 11 | 9 | 24:00 | 0
1974 | 11 | 10 | 01:00 | 0
1974 | 11 | 10 | 02:00 | 0
1974 | 11 | 10 | 03:00 | 0
1974 | 11 | 10 | 04:00 | 0
1974 | 11 | 10 | 05:00 | 0
1974 | 11 | 10 | 06:00 | 0
1974 | 11 | 10 | 07:00 | 0
1974 | 11 | 10 | 08:00 | 676
1974 | 11 | 10 | 09:00 | 1418
1974 | 11 | 10 | 10:00 | 2042
1974 | 11 | 10 | 11:00 | 2369
1974 | 11 | 10 | 12:00 | 2471
1974 | 11 | 10 | 13:00 | 2358
1974 | 11 | 10 | 14:00 | 1937
1974 | 11 | 10 | 15:00 | 1423
1974 | 11 | 10 | 16:00 | 619
1974 | 11 | 10 | 17:00 | 0
1974 | 11 | 10 | 18:00 | 0
1974 | 11 | 10 | 19:00 | 0
1974 | 11 | 10 | 20:00 | 0
1974 | 11 | 10 | 21:00 | 0
1974 | 11 | 10 | 22:00 | 0
1974 | 11 | 10 | 23:00 | 0
1974 | 11 | 10 | 24:00 | 0
1974 | 11 | 11 | 01:00 | 0
1974 | 11 | 11 | 02:00 | 0
1974 | 11 | 11 | 03:00 | 0
1974 | 11 | 11 | 04:00 | 0
1974 | 11 | 11 | 05:00 | 0
1974 | 11 | 11 | 06:00 | 0
1974 | 11 | 11 | 07:00 | 0
1974 | 11 | 11 | 08:00 | 616
1974 | 11 | 11 | 09:00 | 1501
1974 | 11 | 11 | 10:00 | 2117
1974 | 11 | 11 | 11:00 | 2467
1974 | 11 | 11 | 12:00 | 2558
1974 | 11 | 11 | 13:00 | 2409
1974 | 11 | 11 | 14:00 | 1915
1974 | 11 | 11 | 15:00 | 1320
1974 | 11 | 11 | 16:00 | 389
1974 | 11 | 11 | 17:00 | 0
1974 | 11 | 11 | 18:00 | 0
1974 | 11 | 11 | 19:00 | 0
1974 | 11 | 11 | 20:00 | 0
1974 | 11 | 11 | 21:00 | 0
1974 | 11 | 11 | 22:00 | 0
1974 | 11 | 11 | 23:00 | 0
1974 | 11 | 11 | 24:00 | 0
1974 | 11 | 12 | 01:00 | 0
1974 | 11 | 12 | 02:00 | 0
1974 | 11 | 12 | 03:00 | 0
1974 | 11 | 12 | 04:00 | 0
1974 | 11 | 12 | 05:00 | 0
1974 | 11 | 12 | 06:00 | 0
1974 | 11 | 12 | 07:00 | 0
1974 | 11 | 12 | 08:00 | 0
1974 | 11 | 12 | 09:00 | 25
1974 | 11 | 12 | 10:00 | 18
1974 | 11 | 12 | 11:00 | 626
1974 | 11 | 12 | 12:00 | 552
1974 | 11 | 12 | 13:00 | 155
1974 | 11 | 12 | 14:00 | 502
1974 | 11 | 12 | 15:00 | 190
1974 | 11 | 12 | 16:00 | 0
1974 | 11 | 12 | 17:00 | 0
1974 | 11 | 12 | 18:00 | 0
1974 | 11 | 12 | 19:00 | 0
1974 | 11 | 12 | 20:00 | 0
1974 | 11 | 12 | 21:00 | 0
1974 | 11 | 12 | 22:00 | 0
1974 | 11 | 12 | 23:00 | 0
1974 | 11 | 12 | 24:00 | 0
1974 | 11 | 13 | 01:00 | 0
1974 | 11 | 13 | 02:00 | 0
1974 | 11 | 13 | 03:00 | 0
1974 | 11 | 13 | 04:00 | 0
1974 | 11 | 13 | 05:00 | 0
1974 | 11 | 13 | 06:00 | 0
1974 | 11 | 13 | 07:00 | 0
1974 | 11 | 13 | 08:00 | 5
1974 | 11 | 13 | 09:00 | 403
1974 | 11 | 13 | 10:00 | 495
1974 | 11 | 13 | 11:00 | 1146
1974 | 11 | 13 | 12:00 | 1521
1974 | 11 | 13 | 13:00 | 529
1974 | 11 | 13 | 14:00 | 1359
1974 | 11 | 13 | 15:00 | 890
1974 | 11 | 13 | 16:00 | 487
1974 | 11 | 13 | 17:00 | 0
1974 | 11 | 13 | 18:00 | 0
1974 | 11 | 13 | 19:00 | 0
1974 | 11 | 13 | 20:00 | 0
1974 | 11 | 13 | 21:00 | 0
1974 | 11 | 13 | 22:00 | 0
1974 | 11 | 13 | 23:00 | 0
1974 | 11 | 13 | 24:00 | 0
1974 | 11 | 14 | 01:00 | 0
1974 | 11 | 14 | 02:00 | 0
1974 | 11 | 14 | 03:00 | 0
1974 | 11 | 14 | 04:00 | 0
1974 | 11 | 14 | 05:00 | 0
1974 | 11 | 14 | 06:00 | 0
1974 | 11 | 14 | 07:00 | 0
1974 | 11 | 14 | 08:00 | 19
1974 | 11 | 14 | 09:00 | 1182
1974 | 11 | 14 | 10:00 | 1175
1974 | 11 | 14 | 11:00 | 1315
1974 | 11 | 14 | 12:00 | 1264
1974 | 11 | 14 | 13:00 | 828
1974 | 11 | 14 | 14:00 | 594
1974 | 11 | 14 | 15:00 | 455
1974 | 11 | 14 | 16:00 | 1
1974 | 11 | 14 | 17:00 | 0
1974 | 11 | 14 | 18:00 | 0
1974 | 11 | 14 | 19:00 | 0
1974 | 11 | 14 | 20:00 | 0
1974 | 11 | 14 | 21:00 | 0
1974 | 11 | 14 | 22:00 | 0
1974 | 11 | 14 | 23:00 | 0
1974 | 11 | 14 | 24:00 | 0
1974 | 11 | 15 | 01:00 | 0
1974 | 11 | 15 | 02:00 | 0
1974 | 11 | 15 | 03:00 | 0
1974 | 11 | 15 | 04:00 | 0
1974 | 11 | 15 | 05:00 | 0
1974 | 11 | 15 | 06:00 | 0
1974 | 11 | 15 | 07:00 | 0
1974 | 11 | 15 | 08:00 | 3
1974 | 11 | 15 | 09:00 | 639
1974 | 11 | 15 | 10:00 | 945
1974 | 11 | 15 | 11:00 | 1690
1974 | 11 | 15 | 12:00 | 2310
1974 | 11 | 15 | 13:00 | 878
1974 | 11 | 15 | 14:00 | 1180
1974 | 11 | 15 | 15:00 | 751
1974 | 11 | 15 | 16:00 | 577
1974 | 11 | 15 | 17:00 | 0
1974 | 11 | 15 | 18:00 | 0
1974 | 11 | 15 | 19:00 | 0
1974 | 11 | 15 | 20:00 | 0
1974 | 11 | 15 | 21:00 | 0
1974 | 11 | 15 | 22:00 | 0
1974 | 11 | 15 | 23:00 | 0
1974 | 11 | 15 | 24:00 | 0
1974 | 11 | 16 | 01:00 | 0
1974 | 11 | 16 | 02:00 | 0
1974 | 11 | 16 | 03:00 | 0
1974 | 11 | 16 | 04:00 | 0
1974 | 11 | 16 | 05:00 | 0
1974 | 11 | 16 | 06:00 | 0
1974 | 11 | 16 | 07:00 | 0
1974 | 11 | 16 | 08:00 | 55
1974 | 11 | 16 | 09:00 | 1612
1974 | 11 | 16 | 10:00 | 2294
1974 | 11 | 16 | 11:00 | 2600
1974 | 11 | 16 | 12:00 | 2834
1974 | 11 | 16 | 13:00 | 2086
1974 | 11 | 16 | 14:00 | 952
1974 | 11 | 16 | 15:00 | 315
1974 | 11 | 16 | 16:00 | 11
1974 | 11 | 16 | 17:00 | 0
1974 | 11 | 16 | 18:00 | 0
1974 | 11 | 16 | 19:00 | 0
1974 | 11 | 16 | 20:00 | 0
1974 | 11 | 16 | 21:00 | 0
1974 | 11 | 16 | 22:00 | 0
1974 | 11 | 16 | 23:00 | 0
1974 | 11 | 16 | 24:00 | 0
1974 | 11 | 17 | 01:00 | 0
1974 | 11 | 17 | 02:00 | 0
1974 | 11 | 17 | 03:00 | 0
1974 | 11 | 17 | 04:00 | 0
1974 | 11 | 17 | 05:00 | 0
1974 | 11 | 17 | 06:00 | 0
1974 | 11 | 17 | 07:00 | 0
1974 | 11 | 17 | 08:00 | 129
1974 | 11 | 17 | 09:00 | 594
1974 | 11 | 17 | 10:00 | 417
1974 | 11 | 17 | 11:00 | 636
1974 | 11 | 17 | 12:00 | 477
1974 | 11 | 17 | 13:00 | 623
1974 | 11 | 17 | 14:00 | 919
1974 | 11 | 17 | 15:00 | 997
1974 | 11 | 17 | 16:00 | 387
1974 | 11 | 17 | 17:00 | 0
1974 | 11 | 17 | 18:00 | 0
1974 | 11 | 17 | 19:00 | 0
1974 | 11 | 17 | 20:00 | 0
1974 | 11 | 17 | 21:00 | 0
1974 | 11 | 17 | 22:00 | 0
1974 | 11 | 17 | 23:00 | 0
1974 | 11 | 17 | 24:00 | 0
1974 | 11 | 18 | 01:00 | 0
1974 | 11 | 18 | 02:00 | 0
1974 | 11 | 18 | 03:00 | 0
1974 | 11 | 18 | 04:00 | 0
1974 | 11 | 18 | 05:00 | 0
1974 | 11 | 18 | 06:00 | 0
1974 | 11 | 18 | 07:00 | 0
1974 | 11 | 18 | 08:00 | 631
1974 | 11 | 18 | 09:00 | 1472
1974 | 11 | 18 | 10:00 | 2191
1974 | 11 | 18 | 11:00 | 2435
1974 | 11 | 18 | 12:00 | 2635
1974 | 11 | 18 | 13:00 | 2328
1974 | 11 | 18 | 14:00 | 1924
1974 | 11 | 18 | 15:00 | 1499
1974 | 11 | 18 | 16:00 | 541
1974 | 11 | 18 | 17:00 | 0
1974 | 11 | 18 | 18:00 | 0
1974 | 11 | 18 | 19:00 | 0
1974 | 11 | 18 | 20:00 | 0
1974 | 11 | 18 | 21:00 | 0
1974 | 11 | 18 | 22:00 | 0
1974 | 11 | 18 | 23:00 | 0
1974 | 11 | 18 | 24:00 | 0
1974 | 11 | 19 | 01:00 | 0
1974 | 11 | 19 | 02:00 | 0
1974 | 11 | 19 | 03:00 | 0
1974 | 11 | 19 | 04:00 | 0
1974 | 11 | 19 | 05:00 | 0
1974 | 11 | 19 | 06:00 | 0
1974 | 11 | 19 | 07:00 | 0
1974 | 11 | 19 | 08:00 | 695
1974 | 11 | 19 | 09:00 | 1445
1974 | 11 | 19 | 10:00 | 1951
1974 | 11 | 19 | 11:00 | 2240
1974 | 11 | 19 | 12:00 | 2488
1974 | 11 | 19 | 13:00 | 2384
1974 | 11 | 19 | 14:00 | 1811
1974 | 11 | 19 | 15:00 | 706
1974 | 11 | 19 | 16:00 | 142
1974 | 11 | 19 | 17:00 | 0
1974 | 11 | 19 | 18:00 | 0
1974 | 11 | 19 | 19:00 | 0
1974 | 11 | 19 | 20:00 | 0
1974 | 11 | 19 | 21:00 | 0
1974 | 11 | 19 | 22:00 | 0
1974 | 11 | 19 | 23:00 | 0
1974 | 11 | 19 | 24:00 | 0
1974 | 11 | 20 | 01:00 | 0
1974 | 11 | 20 | 02:00 | 0
1974 | 11 | 20 | 03:00 | 0
1974 | 11 | 20 | 04:00 | 0
1974 | 11 | 20 | 05:00 | 0
1974 | 11 | 20 | 06:00 | 0
1974 | 11 | 20 | 07:00 | 0
1974 | 11 | 20 | 08:00 | 4
1974 | 11 | 20 | 09:00 | 196
1974 | 11 | 20 | 10:00 | 86
1974 | 11 | 20 | 11:00 | 539
1974 | 11 | 20 | 12:00 | 547
1974 | 11 | 20 | 13:00 | 196
1974 | 11 | 20 | 14:00 | 448
1974 | 11 | 20 | 15:00 | 302
1974 | 11 | 20 | 16:00 | 1
1974 | 11 | 20 | 17:00 | 0
1974 | 11 | 20 | 18:00 | 0
1974 | 11 | 20 | 19:00 | 0
1974 | 11 | 20 | 20:00 | 0
1974 | 11 | 20 | 21:00 | 0
1974 | 11 | 20 | 22:00 | 0
1974 | 11 | 20 | 23:00 | 0
1974 | 11 | 20 | 24:00 | 0
1974 | 11 | 21 | 01:00 | 0
1974 | 11 | 21 | 02:00 | 0
1974 | 11 | 21 | 03:00 | 0
1974 | 11 | 21 | 04:00 | 0
1974 | 11 | 21 | 05:00 | 0
1974 | 11 | 21 | 06:00 | 0
1974 | 11 | 21 | 07:00 | 0
1974 | 11 | 21 | 08:00 | 17
1974 | 11 | 21 | 09:00 | 407
1974 | 11 | 21 | 10:00 | 200
1974 | 11 | 21 | 11:00 | 656
1974 | 11 | 21 | 12:00 | 774
1974 | 11 | 21 | 13:00 | 312
1974 | 11 | 21 | 14:00 | 573
1974 | 11 | 21 | 15:00 | 368
1974 | 11 | 21 | 16:00 | 1
1974 | 11 | 21 | 17:00 | 0
1974 | 11 | 21 | 18:00 | 0
1974 | 11 | 21 | 19:00 | 0
1974 | 11 | 21 | 20:00 | 0
1974 | 11 | 21 | 21:00 | 0
1974 | 11 | 21 | 22:00 | 0
1974 | 11 | 21 | 23:00 | 0
1974 | 11 | 21 | 24:00 | 0
1974 | 11 | 22 | 01:00 | 0
1974 | 11 | 22 | 02:00 | 0
1974 | 11 | 22 | 03:00 | 0
1974 | 11 | 22 | 04:00 | 0
1974 | 11 | 22 | 05:00 | 0
1974 | 11 | 22 | 06:00 | 0
1974 | 11 | 22 | 07:00 | 0
1974 | 11 | 22 | 08:00 | 32
1974 | 11 | 22 | 09:00 | 717
1974 | 11 | 22 | 10:00 | 830
1974 | 11 | 22 | 11:00 | 2610
1974 | 11 | 22 | 12:00 | 2759
1974 | 11 | 22 | 13:00 | 1650
1974 | 11 | 22 | 14:00 | 2438
1974 | 11 | 22 | 15:00 | 1743
1974 | 11 | 22 | 16:00 | 945
1974 | 11 | 22 | 17:00 | 0
1974 | 11 | 22 | 18:00 | 0
1974 | 11 | 22 | 19:00 | 0
1974 | 11 | 22 | 20:00 | 0
1974 | 11 | 22 | 21:00 | 0
1974 | 11 | 22 | 22:00 | 0
1974 | 11 | 22 | 23:00 | 0
1974 | 11 | 22 | 24:00 | 0
1974 | 11 | 23 | 01:00 | 0
1974 | 11 | 23 | 02:00 | 0
1974 | 11 | 23 | 03:00 | 0
1974 | 11 | 23 | 04:00 | 0
1974 | 11 | 23 | 05:00 | 0
1974 | 11 | 23 | 06:00 | 0
1974 | 11 | 23 | 07:00 | 0
1974 | 11 | 23 | 08:00 | 371
1974 | 11 | 23 | 09:00 | 1335
1974 | 11 | 23 | 10:00 | 1976
1974 | 11 | 23 | 11:00 | 2344
1974 | 11 | 23 | 12:00 | 2384
1974 | 11 | 23 | 13:00 | 2253
1974 | 11 | 23 | 14:00 | 1890
1974 | 11 | 23 | 15:00 | 945
1974 | 11 | 23 | 16:00 | 353
1974 | 11 | 23 | 17:00 | 0
1974 | 11 | 23 | 18:00 | 0
1974 | 11 | 23 | 19:00 | 0
1974 | 11 | 23 | 20:00 | 0
1974 | 11 | 23 | 21:00 | 0
1974 | 11 | 23 | 22:00 | 0
1974 | 11 | 23 | 23:00 | 0
1974 | 11 | 23 | 24:00 | 0
1974 | 11 | 24 | 01:00 | 0
1974 | 11 | 24 | 02:00 | 0
1974 | 11 | 24 | 03:00 | 0
1974 | 11 | 24 | 04:00 | 0
1974 | 11 | 24 | 05:00 | 0
1974 | 11 | 24 | 06:00 | 0
1974 | 11 | 24 | 07:00 | 0
1974 | 11 | 24 | 08:00 | 5
1974 | 11 | 24 | 09:00 | 123
1974 | 11 | 24 | 10:00 | 68
1974 | 11 | 24 | 11:00 | 511
1974 | 11 | 24 | 12:00 | 578
1974 | 11 | 24 | 13:00 | 749
1974 | 11 | 24 | 14:00 | 471
1974 | 11 | 24 | 15:00 | 217
1974 | 11 | 24 | 16:00 | 10
1974 | 11 | 24 | 17:00 | 0
1974 | 11 | 24 | 18:00 | 0
1974 | 11 | 24 | 19:00 | 0
1974 | 11 | 24 | 20:00 | 0
1974 | 11 | 24 | 21:00 | 0
1974 | 11 | 24 | 22:00 | 0
1974 | 11 | 24 | 23:00 | 0
1974 | 11 | 24 | 24:00 | 0
1974 | 11 | 25 | 01:00 | 0
1974 | 11 | 25 | 02:00 | 0
1974 | 11 | 25 | 03:00 | 0
1974 | 11 | 25 | 04:00 | 0
1974 | 11 | 25 | 05:00 | 0
1974 | 11 | 25 | 06:00 | 0
1974 | 11 | 25 | 07:00 | 0
1974 | 11 | 25 | 08:00 | 9
1974 | 11 | 25 | 09:00 | 230
1974 | 11 | 25 | 10:00 | 498
1974 | 11 | 25 | 11:00 | 651
1974 | 11 | 25 | 12:00 | 677
1974 | 11 | 25 | 13:00 | 734
1974 | 11 | 25 | 14:00 | 544
1974 | 11 | 25 | 15:00 | 356
1974 | 11 | 25 | 16:00 | 1
1974 | 11 | 25 | 17:00 | 0
1974 | 11 | 25 | 18:00 | 0
1974 | 11 | 25 | 19:00 | 0
1974 | 11 | 25 | 20:00 | 0
1974 | 11 | 25 | 21:00 | 0
1974 | 11 | 25 | 22:00 | 0
1974 | 11 | 25 | 23:00 | 0
1974 | 11 | 25 | 24:00 | 0
1974 | 11 | 26 | 01:00 | 0
1974 | 11 | 26 | 02:00 | 0
1974 | 11 | 26 | 03:00 | 0
1974 | 11 | 26 | 04:00 | 0
1974 | 11 | 26 | 05:00 | 0
1974 | 11 | 26 | 06:00 | 0
1974 | 11 | 26 | 07:00 | 0
1974 | 11 | 26 | 08:00 | 2
1974 | 11 | 26 | 09:00 | 505
1974 | 11 | 26 | 10:00 | 1420
1974 | 11 | 26 | 11:00 | 894
1974 | 11 | 26 | 12:00 | 1239
1974 | 11 | 26 | 13:00 | 1158
1974 | 11 | 26 | 14:00 | 1346
1974 | 11 | 26 | 15:00 | 1148
1974 | 11 | 26 | 16:00 | 225
1974 | 11 | 26 | 17:00 | 0
1974 | 11 | 26 | 18:00 | 0
1974 | 11 | 26 | 19:00 | 0
1974 | 11 | 26 | 20:00 | 0
1974 | 11 | 26 | 21:00 | 0
1974 | 11 | 26 | 22:00 | 0
1974 | 11 | 26 | 23:00 | 0
1974 | 11 | 26 | 24:00 | 0
1974 | 11 | 27 | 01:00 | 0
1974 | 11 | 27 | 02:00 | 0
1974 | 11 | 27 | 03:00 | 0
1974 | 11 | 27 | 04:00 | 0
1974 | 11 | 27 | 05:00 | 0
1974 | 11 | 27 | 06:00 | 0
1974 | 11 | 27 | 07:00 | 0
1974 | 11 | 27 | 08:00 | 395
1974 | 11 | 27 | 09:00 | 1370
1974 | 11 | 27 | 10:00 | 2211
1974 | 11 | 27 | 11:00 | 2487
1974 | 11 | 27 | 12:00 | 2673
1974 | 11 | 27 | 13:00 | 2680
1974 | 11 | 27 | 14:00 | 2151
1974 | 11 | 27 | 15:00 | 1565
1974 | 11 | 27 | 16:00 | 543
1974 | 11 | 27 | 17:00 | 0
1974 | 11 | 27 | 18:00 | 0
1974 | 11 | 27 | 19:00 | 0
1974 | 11 | 27 | 20:00 | 0
1974 | 11 | 27 | 21:00 | 0
1974 | 11 | 27 | 22:00 | 0
1974 | 11 | 27 | 23:00 | 0
1974 | 11 | 27 | 24:00 | 0
1974 | 11 | 28 | 01:00 | 0
1974 | 11 | 28 | 02:00 | 0
1974 | 11 | 28 | 03:00 | 0
1974 | 11 | 28 | 04:00 | 0
1974 | 11 | 28 | 05:00 | 0
1974 | 11 | 28 | 06:00 | 0
1974 | 11 | 28 | 07:00 | 0
1974 | 11 | 28 | 08:00 | 0
1974 | 11 | 28 | 09:00 | 112
1974 | 11 | 28 | 10:00 | 468
1974 | 11 | 28 | 11:00 | 709
1974 | 11 | 28 | 12:00 | 1156
1974 | 11 | 28 | 13:00 | 1060
1974 | 11 | 28 | 14:00 | 1129
1974 | 11 | 28 | 15:00 | 1150
1974 | 11 | 28 | 16:00 | 514
1974 | 11 | 28 | 17:00 | 0
1974 | 11 | 28 | 18:00 | 0
1974 | 11 | 28 | 19:00 | 0
1974 | 11 | 28 | 20:00 | 0
1974 | 11 | 28 | 21:00 | 0
1974 | 11 | 28 | 22:00 | 0
1974 | 11 | 28 | 23:00 | 0
1974 | 11 | 28 | 24:00 | 0
1974 | 11 | 29 | 01:00 | 0
1974 | 11 | 29 | 02:00 | 0
1974 | 11 | 29 | 03:00 | 0
1974 | 11 | 29 | 04:00 | 0
1974 | 11 | 29 | 05:00 | 0
1974 | 11 | 29 | 06:00 | 0
1974 | 11 | 29 | 07:00 | 0
1974 | 11 | 29 | 08:00 | 32
1974 | 11 | 29 | 09:00 | 1493
1974 | 11 | 29 | 10:00 | 2352
1974 | 11 | 29 | 11:00 | 2716
1974 | 11 | 29 | 12:00 | 2889
1974 | 11 | 29 | 13:00 | 2792
1974 | 11 | 29 | 14:00 | 2427
1974 | 11 | 29 | 15:00 | 1810
1974 | 11 | 29 | 16:00 | 857
1974 | 11 | 29 | 17:00 | 0
1974 | 11 | 29 | 18:00 | 0
1974 | 11 | 29 | 19:00 | 0
1974 | 11 | 29 | 20:00 | 0
1974 | 11 | 29 | 21:00 | 0
1974 | 11 | 29 | 22:00 | 0
1974 | 11 | 29 | 23:00 | 0
1974 | 11 | 29 | 24:00 | 0
1974 | 11 | 30 | 01:00 | 0
1974 | 11 | 30 | 02:00 | 0
1974 | 11 | 30 | 03:00 | 0
1974 | 11 | 30 | 04:00 | 0
1974 | 11 | 30 | 05:00 | 0
1974 | 11 | 30 | 06:00 | 0
1974 | 11 | 30 | 07:00 | 0
1974 | 11 | 30 | 08:00 | 619
1974 | 11 | 30 | 09:00 | 1669
1974 | 11 | 30 | 10:00 | 2312
1974 | 11 | 30 | 11:00 | 2684
1974 | 11 | 30 | 12:00 | 2806
1974 | 11 | 30 | 13:00 | 2675
1974 | 11 | 30 | 14:00 | 2295
1974 | 11 | 30 | 15:00 | 1680
1974 | 11 | 30 | 16:00 | 736
1974 | 11 | 30 | 17:00 | 0
1974 | 11 | 30 | 18:00 | 0
1974 | 11 | 30 | 19:00 | 0
1974 | 11 | 30 | 20:00 | 0
1974 | 11 | 30 | 21:00 | 0
1974 | 11 | 30 | 22:00 | 0
1974 | 11 | 30 | 23:00 | 0
1974 | 11 | 30 | 24:00 | 0
1985 | 12 | 1 | 01:00 | 0
1985 | 12 | 1 | 02:00 | 0
1985 | 12 | 1 | 03:00 | 0
1985 | 12 | 1 | 04:00 | 0
1985 | 12 | 1 | 05:00 | 0
1985 | 12 | 1 | 06:00 | 0
1985 | 12 | 1 | 07:00 | 0
1985 | 12 | 1 | 08:00 | 0
1985 | 12 | 1 | 09:00 | 132
1985 | 12 | 1 | 10:00 | 399
1985 | 12 | 1 | 11:00 | 849
1985 | 12 | 1 | 12:00 | 966
1985 | 12 | 1 | 13:00 | 503
1985 | 12 | 1 | 14:00 | 434
1985 | 12 | 1 | 15:00 | 245
1985 | 12 | 1 | 16:00 | 2
1985 | 12 | 1 | 17:00 | 0
1985 | 12 | 1 | 18:00 | 0
1985 | 12 | 1 | 19:00 | 0
1985 | 12 | 1 | 20:00 | 0
1985 | 12 | 1 | 21:00 | 0
1985 | 12 | 1 | 22:00 | 0
1985 | 12 | 1 | 23:00 | 0
1985 | 12 | 1 | 24:00 | 0
1985 | 12 | 2 | 01:00 | 0
1985 | 12 | 2 | 02:00 | 0
1985 | 12 | 2 | 03:00 | 0
1985 | 12 | 2 | 04:00 | 0
1985 | 12 | 2 | 05:00 | 0
1985 | 12 | 2 | 06:00 | 0
1985 | 12 | 2 | 07:00 | 0
1985 | 12 | 2 | 08:00 | 2
1985 | 12 | 2 | 09:00 | 416
1985 | 12 | 2 | 10:00 | 606
1985 | 12 | 2 | 11:00 | 2411
1985 | 12 | 2 | 12:00 | 385
1985 | 12 | 2 | 13:00 | 175
1985 | 12 | 2 | 14:00 | 524
1985 | 12 | 2 | 15:00 | 690
1985 | 12 | 2 | 16:00 | 420
1985 | 12 | 2 | 17:00 | 0
1985 | 12 | 2 | 18:00 | 0
1985 | 12 | 2 | 19:00 | 0
1985 | 12 | 2 | 20:00 | 0
1985 | 12 | 2 | 21:00 | 0
1985 | 12 | 2 | 22:00 | 0
1985 | 12 | 2 | 23:00 | 0
1985 | 12 | 2 | 24:00 | 0
1985 | 12 | 3 | 01:00 | 0
1985 | 12 | 3 | 02:00 | 0
1985 | 12 | 3 | 03:00 | 0
1985 | 12 | 3 | 04:00 | 0
1985 | 12 | 3 | 05:00 | 0
1985 | 12 | 3 | 06:00 | 0
1985 | 12 | 3 | 07:00 | 0
1985 | 12 | 3 | 08:00 | 564
1985 | 12 | 3 | 09:00 | 1459
1985 | 12 | 3 | 10:00 | 2182
1985 | 12 | 3 | 11:00 | 2821
1985 | 12 | 3 | 12:00 | 3015
1985 | 12 | 3 | 13:00 | 2911
1985 | 12 | 3 | 14:00 | 2527
1985 | 12 | 3 | 15:00 | 1864
1985 | 12 | 3 | 16:00 | 835
1985 | 12 | 3 | 17:00 | 0
1985 | 12 | 3 | 18:00 | 0
1985 | 12 | 3 | 19:00 | 0
1985 | 12 | 3 | 20:00 | 0
1985 | 12 | 3 | 21:00 | 0
1985 | 12 | 3 | 22:00 | 0
1985 | 12 | 3 | 23:00 | 0
1985 | 12 | 3 | 24:00 | 0
1985 | 12 | 4 | 01:00 | 0
1985 | 12 | 4 | 02:00 | 0
1985 | 12 | 4 | 03:00 | 0
1985 | 12 | 4 | 04:00 | 0
1985 | 12 | 4 | 05:00 | 0
1985 | 12 | 4 | 06:00 | 0
1985 | 12 | 4 | 07:00 | 0
1985 | 12 | 4 | 08:00 | 14
1985 | 12 | 4 | 09:00 | 520
1985 | 12 | 4 | 10:00 | 570
1985 | 12 | 4 | 11:00 | 308
1985 | 12 | 4 | 12:00 | 478
1985 | 12 | 4 | 13:00 | 753
1985 | 12 | 4 | 14:00 | 617
1985 | 12 | 4 | 15:00 | 406
1985 | 12 | 4 | 16:00 | 193
1985 | 12 | 4 | 17:00 | 0
1985 | 12 | 4 | 18:00 | 0
1985 | 12 | 4 | 19:00 | 0
1985 | 12 | 4 | 20:00 | 0
1985 | 12 | 4 | 21:00 | 0
1985 | 12 | 4 | 22:00 | 0
1985 | 12 | 4 | 23:00 | 0
1985 | 12 | 4 | 24:00 | 0
1985 | 12 | 5 | 01:00 | 0
1985 | 12 | 5 | 02:00 | 0
1985 | 12 | 5 | 03:00 | 0
1985 | 12 | 5 | 04:00 | 0
1985 | 12 | 5 | 05:00 | 0
1985 | 12 | 5 | 06:00 | 0
1985 | 12 | 5 | 07:00 | 0
1985 | 12 | 5 | 08:00 | 3
1985 | 12 | 5 | 09:00 | 446
1985 | 12 | 5 | 10:00 | 1065
1985 | 12 | 5 | 11:00 | 823
1985 | 12 | 5 | 12:00 | 486
1985 | 12 | 5 | 13:00 | 447
1985 | 12 | 5 | 14:00 | 427
1985 | 12 | 5 | 15:00 | 27
1985 | 12 | 5 | 16:00 | 44
1985 | 12 | 5 | 17:00 | 0
1985 | 12 | 5 | 18:00 | 0
1985 | 12 | 5 | 19:00 | 0
1985 | 12 | 5 | 20:00 | 0
1985 | 12 | 5 | 21:00 | 0
1985 | 12 | 5 | 22:00 | 0
1985 | 12 | 5 | 23:00 | 0
1985 | 12 | 5 | 24:00 | 0
1985 | 12 | 6 | 01:00 | 0
1985 | 12 | 6 | 02:00 | 0
1985 | 12 | 6 | 03:00 | 0
1985 | 12 | 6 | 04:00 | 0
1985 | 12 | 6 | 05:00 | 0
1985 | 12 | 6 | 06:00 | 0
1985 | 12 | 6 | 07:00 | 0
1985 | 12 | 6 | 08:00 | 0
1985 | 12 | 6 | 09:00 | 16
1985 | 12 | 6 | 10:00 | 357
1985 | 12 | 6 | 11:00 | 457
1985 | 12 | 6 | 12:00 | 475
1985 | 12 | 6 | 13:00 | 534
1985 | 12 | 6 | 14:00 | 477
1985 | 12 | 6 | 15:00 | 142
1985 | 12 | 6 | 16:00 | 4
1985 | 12 | 6 | 17:00 | 0
1985 | 12 | 6 | 18:00 | 0
1985 | 12 | 6 | 19:00 | 0
1985 | 12 | 6 | 20:00 | 0
1985 | 12 | 6 | 21:00 | 0
1985 | 12 | 6 | 22:00 | 0
1985 | 12 | 6 | 23:00 | 0
1985 | 12 | 6 | 24:00 | 0
1985 | 12 | 7 | 01:00 | 0
1985 | 12 | 7 | 02:00 | 0
1985 | 12 | 7 | 03:00 | 0
1985 | 12 | 7 | 04:00 | 0
1985 | 12 | 7 | 05:00 | 0
1985 | 12 | 7 | 06:00 | 0
1985 | 12 | 7 | 07:00 | 0
1985 | 12 | 7 | 08:00 | 160
1985 | 12 | 7 | 09:00 | 1299
1985 | 12 | 7 | 10:00 | 2000
1985 | 12 | 7 | 11:00 | 878
1985 | 12 | 7 | 12:00 | 1057
1985 | 12 | 7 | 13:00 | 765
1985 | 12 | 7 | 14:00 | 1108
1985 | 12 | 7 | 15:00 | 1241
1985 | 12 | 7 | 16:00 | 274
1985 | 12 | 7 | 17:00 | 0
1985 | 12 | 7 | 18:00 | 0
1985 | 12 | 7 | 19:00 | 0
1985 | 12 | 7 | 20:00 | 0
1985 | 12 | 7 | 21:00 | 0
1985 | 12 | 7 | 22:00 | 0
1985 | 12 | 7 | 23:00 | 0
1985 | 12 | 7 | 24:00 | 0
1985 | 12 | 8 | 01:00 | 0
1985 | 12 | 8 | 02:00 | 0
1985 | 12 | 8 | 03:00 | 0
1985 | 12 | 8 | 04:00 | 0
1985 | 12 | 8 | 05:00 | 0
1985 | 12 | 8 | 06:00 | 0
1985 | 12 | 8 | 07:00 | 0
1985 | 12 | 8 | 08:00 | 1
1985 | 12 | 8 | 09:00 | 58
1985 | 12 | 8 | 10:00 | 1011
1985 | 12 | 8 | 11:00 | 1025
1985 | 12 | 8 | 12:00 | 173
1985 | 12 | 8 | 13:00 | 710
1985 | 12 | 8 | 14:00 | 185
1985 | 12 | 8 | 15:00 | 35
1985 | 12 | 8 | 16:00 | 0
1985 | 12 | 8 | 17:00 | 0
1985 | 12 | 8 | 18:00 | 0
1985 | 12 | 8 | 19:00 | 0
1985 | 12 | 8 | 20:00 | 0
1985 | 12 | 8 | 21:00 | 0
1985 | 12 | 8 | 22:00 | 0
1985 | 12 | 8 | 23:00 | 0
1985 | 12 | 8 | 24:00 | 0
1985 | 12 | 9 | 01:00 | 0
1985 | 12 | 9 | 02:00 | 0
1985 | 12 | 9 | 03:00 | 0
1985 | 12 | 9 | 04:00 | 0
1985 | 12 | 9 | 05:00 | 0
1985 | 12 | 9 | 06:00 | 0
1985 | 12 | 9 | 07:00 | 0
1985 | 12 | 9 | 08:00 | 43
1985 | 12 | 9 | 09:00 | 472
1985 | 12 | 9 | 10:00 | 565
1985 | 12 | 9 | 11:00 | 1256
1985 | 12 | 9 | 12:00 | 1113
1985 | 12 | 9 | 13:00 | 1180
1985 | 12 | 9 | 14:00 | 1655
1985 | 12 | 9 | 15:00 | 1539
1985 | 12 | 9 | 16:00 | 603
1985 | 12 | 9 | 17:00 | 0
1985 | 12 | 9 | 18:00 | 0
1985 | 12 | 9 | 19:00 | 0
1985 | 12 | 9 | 20:00 | 0
1985 | 12 | 9 | 21:00 | 0
1985 | 12 | 9 | 22:00 | 0
1985 | 12 | 9 | 23:00 | 0
1985 | 12 | 9 | 24:00 | 0
1985 | 12 | 10 | 01:00 | 0
1985 | 12 | 10 | 02:00 | 0
1985 | 12 | 10 | 03:00 | 0
1985 | 12 | 10 | 04:00 | 0
1985 | 12 | 10 | 05:00 | 0
1985 | 12 | 10 | 06:00 | 0
1985 | 12 | 10 | 07:00 | 0
1985 | 12 | 10 | 08:00 | 412
1985 | 12 | 10 | 09:00 | 1436
1985 | 12 | 10 | 10:00 | 2214
1985 | 12 | 10 | 11:00 | 2348
1985 | 12 | 10 | 12:00 | 2180
1985 | 12 | 10 | 13:00 | 777
1985 | 12 | 10 | 14:00 | 815
1985 | 12 | 10 | 15:00 | 156
1985 | 12 | 10 | 16:00 | 0
1985 | 12 | 10 | 17:00 | 0
1985 | 12 | 10 | 18:00 | 0
1985 | 12 | 10 | 19:00 | 0
1985 | 12 | 10 | 20:00 | 0
1985 | 12 | 10 | 21:00 | 0
1985 | 12 | 10 | 22:00 | 0
1985 | 12 | 10 | 23:00 | 0
1985 | 12 | 10 | 24:00 | 0
1985 | 12 | 11 | 01:00 | 0
1985 | 12 | 11 | 02:00 | 0
1985 | 12 | 11 | 03:00 | 0
1985 | 12 | 11 | 04:00 | 0
1985 | 12 | 11 | 05:00 | 0
1985 | 12 | 11 | 06:00 | 0
1985 | 12 | 11 | 07:00 | 0
1985 | 12 | 11 | 08:00 | 0
1985 | 12 | 11 | 09:00 | 36
1985 | 12 | 11 | 10:00 | 209
1985 | 12 | 11 | 11:00 | 476
1985 | 12 | 11 | 12:00 | 660
1985 | 12 | 11 | 13:00 | 591
1985 | 12 | 11 | 14:00 | 533
1985 | 12 | 11 | 15:00 | 301
1985 | 12 | 11 | 16:00 | 0
1985 | 12 | 11 | 17:00 | 0
1985 | 12 | 11 | 18:00 | 0
1985 | 12 | 11 | 19:00 | 0
1985 | 12 | 11 | 20:00 | 0
1985 | 12 | 11 | 21:00 | 0
1985 | 12 | 11 | 22:00 | 0
1985 | 12 | 11 | 23:00 | 0
1985 | 12 | 11 | 24:00 | 0
1985 | 12 | 12 | 01:00 | 0
1985 | 12 | 12 | 02:00 | 0
1985 | 12 | 12 | 03:00 | 0
1985 | 12 | 12 | 04:00 | 0
1985 | 12 | 12 | 05:00 | 0
1985 | 12 | 12 | 06:00 | 0
1985 | 12 | 12 | 07:00 | 0
1985 | 12 | 12 | 08:00 | 0
1985 | 12 | 12 | 09:00 | 5
1985 | 12 | 12 | 10:00 | 94
1985 | 12 | 12 | 11:00 | 669
1985 | 12 | 12 | 12:00 | 761
1985 | 12 | 12 | 13:00 | 614
1985 | 12 | 12 | 14:00 | 1647
1985 | 12 | 12 | 15:00 | 890
1985 | 12 | 12 | 16:00 | 589
1985 | 12 | 12 | 17:00 | 0
1985 | 12 | 12 | 18:00 | 0
1985 | 12 | 12 | 19:00 | 0
1985 | 12 | 12 | 20:00 | 0
1985 | 12 | 12 | 21:00 | 0
1985 | 12 | 12 | 22:00 | 0
1985 | 12 | 12 | 23:00 | 0
1985 | 12 | 12 | 24:00 | 0
1985 | 12 | 13 | 01:00 | 0
1985 | 12 | 13 | 02:00 | 0
1985 | 12 | 13 | 03:00 | 0
1985 | 12 | 13 | 04:00 | 0
1985 | 12 | 13 | 05:00 | 0
1985 | 12 | 13 | 06:00 | 0
1985 | 12 | 13 | 07:00 | 0
1985 | 12 | 13 | 08:00 | 0
1985 | 12 | 13 | 09:00 | 529
1985 | 12 | 13 | 10:00 | 1122
1985 | 12 | 13 | 11:00 | 660
1985 | 12 | 13 | 12:00 | 693
1985 | 12 | 13 | 13:00 | 599
1985 | 12 | 13 | 14:00 | 460
1985 | 12 | 13 | 15:00 | 94
1985 | 12 | 13 | 16:00 | 0
1985 | 12 | 13 | 17:00 | 0
1985 | 12 | 13 | 18:00 | 0
1985 | 12 | 13 | 19:00 | 0
1985 | 12 | 13 | 20:00 | 0
1985 | 12 | 13 | 21:00 | 0
1985 | 12 | 13 | 22:00 | 0
1985 | 12 | 13 | 23:00 | 0
1985 | 12 | 13 | 24:00 | 0
1985 | 12 | 14 | 01:00 | 0
1985 | 12 | 14 | 02:00 | 0
1985 | 12 | 14 | 03:00 | 0
1985 | 12 | 14 | 04:00 | 0
1985 | 12 | 14 | 05:00 | 0
1985 | 12 | 14 | 06:00 | 0
1985 | 12 | 14 | 07:00 | 0
1985 | 12 | 14 | 08:00 | 1
1985 | 12 | 14 | 09:00 | 241
1985 | 12 | 14 | 10:00 | 1835
1985 | 12 | 14 | 11:00 | 2319
1985 | 12 | 14 | 12:00 | 997
1985 | 12 | 14 | 13:00 | 2611
1985 | 12 | 14 | 14:00 | 2004
1985 | 12 | 14 | 15:00 | 1557
1985 | 12 | 14 | 16:00 | 635
1985 | 12 | 14 | 17:00 | 0
1985 | 12 | 14 | 18:00 | 0
1985 | 12 | 14 | 19:00 | 0
1985 | 12 | 14 | 20:00 | 0
1985 | 12 | 14 | 21:00 | 0
1985 | 12 | 14 | 22:00 | 0
1985 | 12 | 14 | 23:00 | 0
1985 | 12 | 14 | 24:00 | 0
1985 | 12 | 15 | 01:00 | 0
1985 | 12 | 15 | 02:00 | 0
1985 | 12 | 15 | 03:00 | 0
1985 | 12 | 15 | 04:00 | 0
1985 | 12 | 15 | 05:00 | 0
1985 | 12 | 15 | 06:00 | 0
1985 | 12 | 15 | 07:00 | 0
1985 | 12 | 15 | 08:00 | 130
1985 | 12 | 15 | 09:00 | 1341
1985 | 12 | 15 | 10:00 | 1916
1985 | 12 | 15 | 11:00 | 2374
1985 | 12 | 15 | 12:00 | 2545
1985 | 12 | 15 | 13:00 | 2661
1985 | 12 | 15 | 14:00 | 1415
1985 | 12 | 15 | 15:00 | 491
1985 | 12 | 15 | 16:00 | 235
1985 | 12 | 15 | 17:00 | 0
1985 | 12 | 15 | 18:00 | 0
1985 | 12 | 15 | 19:00 | 0
1985 | 12 | 15 | 20:00 | 0
1985 | 12 | 15 | 21:00 | 0
1985 | 12 | 15 | 22:00 | 0
1985 | 12 | 15 | 23:00 | 0
1985 | 12 | 15 | 24:00 | 0
1985 | 12 | 16 | 01:00 | 0
1985 | 12 | 16 | 02:00 | 0
1985 | 12 | 16 | 03:00 | 0
1985 | 12 | 16 | 04:00 | 0
1985 | 12 | 16 | 05:00 | 0
1985 | 12 | 16 | 06:00 | 0
1985 | 12 | 16 | 07:00 | 0
1985 | 12 | 16 | 08:00 | 187
1985 | 12 | 16 | 09:00 | 1263
1985 | 12 | 16 | 10:00 | 1379
1985 | 12 | 16 | 11:00 | 1137
1985 | 12 | 16 | 12:00 | 2145
1985 | 12 | 16 | 13:00 | 1630
1985 | 12 | 16 | 14:00 | 1407
1985 | 12 | 16 | 15:00 | 1625
1985 | 12 | 16 | 16:00 | 437
1985 | 12 | 16 | 17:00 | 0
1985 | 12 | 16 | 18:00 | 0
1985 | 12 | 16 | 19:00 | 0
1985 | 12 | 16 | 20:00 | 0
1985 | 12 | 16 | 21:00 | 0
1985 | 12 | 16 | 22:00 | 0
1985 | 12 | 16 | 23:00 | 0
1985 | 12 | 16 | 24:00 | 0
1985 | 12 | 17 | 01:00 | 0
1985 | 12 | 17 | 02:00 | 0
1985 | 12 | 17 | 03:00 | 0
1985 | 12 | 17 | 04:00 | 0
1985 | 12 | 17 | 05:00 | 0
1985 | 12 | 17 | 06:00 | 0
1985 | 12 | 17 | 07:00 | 0
1985 | 12 | 17 | 08:00 | 15
1985 | 12 | 17 | 09:00 | 1113
1985 | 12 | 17 | 10:00 | 1851
1985 | 12 | 17 | 11:00 | 2355
1985 | 12 | 17 | 12:00 | 2571
1985 | 12 | 17 | 13:00 | 2184
1985 | 12 | 17 | 14:00 | 1300
1985 | 12 | 17 | 15:00 | 826
1985 | 12 | 17 | 16:00 | 444
1985 | 12 | 17 | 17:00 | 0
1985 | 12 | 17 | 18:00 | 0
1985 | 12 | 17 | 19:00 | 0
1985 | 12 | 17 | 20:00 | 0
1985 | 12 | 17 | 21:00 | 0
1985 | 12 | 17 | 22:00 | 0
1985 | 12 | 17 | 23:00 | 0
1985 | 12 | 17 | 24:00 | 0
1985 | 12 | 18 | 01:00 | 0
1985 | 12 | 18 | 02:00 | 0
1985 | 12 | 18 | 03:00 | 0
1985 | 12 | 18 | 04:00 | 0
1985 | 12 | 18 | 05:00 | 0
1985 | 12 | 18 | 06:00 | 0
1985 | 12 | 18 | 07:00 | 0
1985 | 12 | 18 | 08:00 | 230
1985 | 12 | 18 | 09:00 | 953
1985 | 12 | 18 | 10:00 | 1667
1985 | 12 | 18 | 11:00 | 2882
1985 | 12 | 18 | 12:00 | 1968
1985 | 12 | 18 | 13:00 | 2654
1985 | 12 | 18 | 14:00 | 1705
1985 | 12 | 18 | 15:00 | 997
1985 | 12 | 18 | 16:00 | 705
1985 | 12 | 18 | 17:00 | 0
1985 | 12 | 18 | 18:00 | 0
1985 | 12 | 18 | 19:00 | 0
1985 | 12 | 18 | 20:00 | 0
1985 | 12 | 18 | 21:00 | 0
1985 | 12 | 18 | 22:00 | 0
1985 | 12 | 18 | 23:00 | 0
1985 | 12 | 18 | 24:00 | 0
1985 | 12 | 19 | 01:00 | 0
1985 | 12 | 19 | 02:00 | 0
1985 | 12 | 19 | 03:00 | 0
1985 | 12 | 19 | 04:00 | 0
1985 | 12 | 19 | 05:00 | 0
1985 | 12 | 19 | 06:00 | 0
1985 | 12 | 19 | 07:00 | 0
1985 | 12 | 19 | 08:00 | 22
1985 | 12 | 19 | 09:00 | 1189
1985 | 12 | 19 | 10:00 | 2132
1985 | 12 | 19 | 11:00 | 2650
1985 | 12 | 19 | 12:00 | 2630
1985 | 12 | 19 | 13:00 | 2649
1985 | 12 | 19 | 14:00 | 2160
1985 | 12 | 19 | 15:00 | 773
1985 | 12 | 19 | 16:00 | 533
1985 | 12 | 19 | 17:00 | 0
1985 | 12 | 19 | 18:00 | 0
1985 | 12 | 19 | 19:00 | 0
1985 | 12 | 19 | 20:00 | 0
1985 | 12 | 19 | 21:00 | 0
1985 | 12 | 19 | 22:00 | 0
1985 | 12 | 19 | 23:00 | 0
1985 | 12 | 19 | 24:00 | 0
1985 | 12 | 20 | 01:00 | 0
1985 | 12 | 20 | 02:00 | 0
1985 | 12 | 20 | 03:00 | 0
1985 | 12 | 20 | 04:00 | 0
1985 | 12 | 20 | 05:00 | 0
1985 | 12 | 20 | 06:00 | 0
1985 | 12 | 20 | 07:00 | 0
1985 | 12 | 20 | 08:00 | 433
1985 | 12 | 20 | 09:00 | 1601
1985 | 12 | 20 | 10:00 | 2237
1985 | 12 | 20 | 11:00 | 2620
1985 | 12 | 20 | 12:00 | 2749
1985 | 12 | 20 | 13:00 | 2553
1985 | 12 | 20 | 14:00 | 1684
1985 | 12 | 20 | 15:00 | 844
1985 | 12 | 20 | 16:00 | 4
1985 | 12 | 20 | 17:00 | 0
1985 | 12 | 20 | 18:00 | 0
1985 | 12 | 20 | 19:00 | 0
1985 | 12 | 20 | 20:00 | 0
1985 | 12 | 20 | 21:00 | 0
1985 | 12 | 20 | 22:00 | 0
1985 | 12 | 20 | 23:00 | 0
1985 | 12 | 20 | 24:00 | 0
1985 | 12 | 21 | 01:00 | 0
1985 | 12 | 21 | 02:00 | 0
1985 | 12 | 21 | 03:00 | 0
1985 | 12 | 21 | 04:00 | 0
1985 | 12 | 21 | 05:00 | 0
1985 | 12 | 21 | 06:00 | 0
1985 | 12 | 21 | 07:00 | 0
1985 | 12 | 21 | 08:00 | 59
1985 | 12 | 21 | 09:00 | 1184
1985 | 12 | 21 | 10:00 | 1551
1985 | 12 | 21 | 11:00 | 2060
1985 | 12 | 21 | 12:00 | 2134
1985 | 12 | 21 | 13:00 | 2313
1985 | 12 | 21 | 14:00 | 1780
1985 | 12 | 21 | 15:00 | 647
1985 | 12 | 21 | 16:00 | 141
1985 | 12 | 21 | 17:00 | 0
1985 | 12 | 21 | 18:00 | 0
1985 | 12 | 21 | 19:00 | 0
1985 | 12 | 21 | 20:00 | 0
1985 | 12 | 21 | 21:00 | 0
1985 | 12 | 21 | 22:00 | 0
1985 | 12 | 21 | 23:00 | 0
1985 | 12 | 21 | 24:00 | 0
1985 | 12 | 22 | 01:00 | 0
1985 | 12 | 22 | 02:00 | 0
1985 | 12 | 22 | 03:00 | 0
1985 | 12 | 22 | 04:00 | 0
1985 | 12 | 22 | 05:00 | 0
1985 | 12 | 22 | 06:00 | 0
1985 | 12 | 22 | 07:00 | 0
1985 | 12 | 22 | 08:00 | 18
1985 | 12 | 22 | 09:00 | 1174
1985 | 12 | 22 | 10:00 | 1880
1985 | 12 | 22 | 11:00 | 2319
1985 | 12 | 22 | 12:00 | 2484
1985 | 12 | 22 | 13:00 | 2203
1985 | 12 | 22 | 14:00 | 1976
1985 | 12 | 22 | 15:00 | 1234
1985 | 12 | 22 | 16:00 | 136
1985 | 12 | 22 | 17:00 | 0
1985 | 12 | 22 | 18:00 | 0
1985 | 12 | 22 | 19:00 | 0
1985 | 12 | 22 | 20:00 | 0
1985 | 12 | 22 | 21:00 | 0
1985 | 12 | 22 | 22:00 | 0
1985 | 12 | 22 | 23:00 | 0
1985 | 12 | 22 | 24:00 | 0
1985 | 12 | 23 | 01:00 | 0
1985 | 12 | 23 | 02:00 | 0
1985 | 12 | 23 | 03:00 | 0
1985 | 12 | 23 | 04:00 | 0
1985 | 12 | 23 | 05:00 | 0
1985 | 12 | 23 | 06:00 | 0
1985 | 12 | 23 | 07:00 | 0
1985 | 12 | 23 | 08:00 | 0
1985 | 12 | 23 | 09:00 | 26
1985 | 12 | 23 | 10:00 | 506
1985 | 12 | 23 | 11:00 | 700
1985 | 12 | 23 | 12:00 | 633
1985 | 12 | 23 | 13:00 | 467
1985 | 12 | 23 | 14:00 | 1080
1985 | 12 | 23 | 15:00 | 161
1985 | 12 | 23 | 16:00 | 2
1985 | 12 | 23 | 17:00 | 0
1985 | 12 | 23 | 18:00 | 0
1985 | 12 | 23 | 19:00 | 0
1985 | 12 | 23 | 20:00 | 0
1985 | 12 | 23 | 21:00 | 0
1985 | 12 | 23 | 22:00 | 0
1985 | 12 | 23 | 23:00 | 0
1985 | 12 | 23 | 24:00 | 0
1985 | 12 | 24 | 01:00 | 0
1985 | 12 | 24 | 02:00 | 0
1985 | 12 | 24 | 03:00 | 0
1985 | 12 | 24 | 04:00 | 0
1985 | 12 | 24 | 05:00 | 0
1985 | 12 | 24 | 06:00 | 0
1985 | 12 | 24 | 07:00 | 0
1985 | 12 | 24 | 08:00 | 0
1985 | 12 | 24 | 09:00 | 96
1985 | 12 | 24 | 10:00 | 76
1985 | 12 | 24 | 11:00 | 165
1985 | 12 | 24 | 12:00 | 384
1985 | 12 | 24 | 13:00 | 473
1985 | 12 | 24 | 14:00 | 732
1985 | 12 | 24 | 15:00 | 446
1985 | 12 | 24 | 16:00 | 52
1985 | 12 | 24 | 17:00 | 0
1985 | 12 | 24 | 18:00 | 0
1985 | 12 | 24 | 19:00 | 0
1985 | 12 | 24 | 20:00 | 0
1985 | 12 | 24 | 21:00 | 0
1985 | 12 | 24 | 22:00 | 0
1985 | 12 | 24 | 23:00 | 0
1985 | 12 | 24 | 24:00 | 0
1985 | 12 | 25 | 01:00 | 0
1985 | 12 | 25 | 02:00 | 0
1985 | 12 | 25 | 03:00 | 0
1985 | 12 | 25 | 04:00 | 0
1985 | 12 | 25 | 05:00 | 0
1985 | 12 | 25 | 06:00 | 0
1985 | 12 | 25 | 07:00 | 0
1985 | 12 | 25 | 08:00 | 0
1985 | 12 | 25 | 09:00 | 10
1985 | 12 | 25 | 10:00 | 527
1985 | 12 | 25 | 11:00 | 768
1985 | 12 | 25 | 12:00 | 1738
1985 | 12 | 25 | 13:00 | 1386
1985 | 12 | 25 | 14:00 | 1224
1985 | 12 | 25 | 15:00 | 557
1985 | 12 | 25 | 16:00 | 8
1985 | 12 | 25 | 17:00 | 0
1985 | 12 | 25 | 18:00 | 0
1985 | 12 | 25 | 19:00 | 0
1985 | 12 | 25 | 20:00 | 0
1985 | 12 | 25 | 21:00 | 0
1985 | 12 | 25 | 22:00 | 0
1985 | 12 | 25 | 23:00 | 0
1985 | 12 | 25 | 24:00 | 0
1985 | 12 | 26 | 01:00 | 0
1985 | 12 | 26 | 02:00 | 0
1985 | 12 | 26 | 03:00 | 0
1985 | 12 | 26 | 04:00 | 0
1985 | 12 | 26 | 05:00 | 0
1985 | 12 | 26 | 06:00 | 0
1985 | 12 | 26 | 07:00 | 0
1985 | 12 | 26 | 08:00 | 61
1985 | 12 | 26 | 09:00 | 1277
1985 | 12 | 26 | 10:00 | 2205
1985 | 12 | 26 | 11:00 | 2743
1985 | 12 | 26 | 12:00 | 2877
1985 | 12 | 26 | 13:00 | 2728
1985 | 12 | 26 | 14:00 | 2398
1985 | 12 | 26 | 15:00 | 1794
1985 | 12 | 26 | 16:00 | 747
1985 | 12 | 26 | 17:00 | 0
1985 | 12 | 26 | 18:00 | 0
1985 | 12 | 26 | 19:00 | 0
1985 | 12 | 26 | 20:00 | 0
1985 | 12 | 26 | 21:00 | 0
1985 | 12 | 26 | 22:00 | 0
1985 | 12 | 26 | 23:00 | 0
1985 | 12 | 26 | 24:00 | 0
1985 | 12 | 27 | 01:00 | 0
1985 | 12 | 27 | 02:00 | 0
1985 | 12 | 27 | 03:00 | 0
1985 | 12 | 27 | 04:00 | 0
1985 | 12 | 27 | 05:00 | 0
1985 | 12 | 27 | 06:00 | 0
1985 | 12 | 27 | 07:00 | 0
1985 | 12 | 27 | 08:00 | 0
1985 | 12 | 27 | 09:00 | 15
1985 | 12 | 27 | 10:00 | 762
1985 | 12 | 27 | 11:00 | 1211
1985 | 12 | 27 | 12:00 | 2007
1985 | 12 | 27 | 13:00 | 991
1985 | 12 | 27 | 14:00 | 910
1985 | 12 | 27 | 15:00 | 569
1985 | 12 | 27 | 16:00 | 4
1985 | 12 | 27 | 17:00 | 0
1985 | 12 | 27 | 18:00 | 0
1985 | 12 | 27 | 19:00 | 0
1985 | 12 | 27 | 20:00 | 0
1985 | 12 | 27 | 21:00 | 0
1985 | 12 | 27 | 22:00 | 0
1985 | 12 | 27 | 23:00 | 0
1985 | 12 | 27 | 24:00 | 0
1985 | 12 | 28 | 01:00 | 0
1985 | 12 | 28 | 02:00 | 0
1985 | 12 | 28 | 03:00 | 0
1985 | 12 | 28 | 04:00 | 0
1985 | 12 | 28 | 05:00 | 0
1985 | 12 | 28 | 06:00 | 0
1985 | 12 | 28 | 07:00 | 0
1985 | 12 | 28 | 08:00 | 2
1985 | 12 | 28 | 09:00 | 1202
1985 | 12 | 28 | 10:00 | 2009
1985 | 12 | 28 | 11:00 | 2703
1985 | 12 | 28 | 12:00 | 2959
1985 | 12 | 28 | 13:00 | 2851
1985 | 12 | 28 | 14:00 | 2515
1985 | 12 | 28 | 15:00 | 1837
1985 | 12 | 28 | 16:00 | 848
1985 | 12 | 28 | 17:00 | 0
1985 | 12 | 28 | 18:00 | 0
1985 | 12 | 28 | 19:00 | 0
1985 | 12 | 28 | 20:00 | 0
1985 | 12 | 28 | 21:00 | 0
1985 | 12 | 28 | 22:00 | 0
1985 | 12 | 28 | 23:00 | 0
1985 | 12 | 28 | 24:00 | 0
1985 | 12 | 29 | 01:00 | 0
1985 | 12 | 29 | 02:00 | 0
1985 | 12 | 29 | 03:00 | 0
1985 | 12 | 29 | 04:00 | 0
1985 | 12 | 29 | 05:00 | 0
1985 | 12 | 29 | 06:00 | 0
1985 | 12 | 29 | 07:00 | 0
1985 | 12 | 29 | 08:00 | 2
1985 | 12 | 29 | 09:00 | 177
1985 | 12 | 29 | 10:00 | 1092
1985 | 12 | 29 | 11:00 | 821
1985 | 12 | 29 | 12:00 | 2402
1985 | 12 | 29 | 13:00 | 2584
1985 | 12 | 29 | 14:00 | 1717
1985 | 12 | 29 | 15:00 | 1682
1985 | 12 | 29 | 16:00 | 362
1985 | 12 | 29 | 17:00 | 0
1985 | 12 | 29 | 18:00 | 0
1985 | 12 | 29 | 19:00 | 0
1985 | 12 | 29 | 20:00 | 0
1985 | 12 | 29 | 21:00 | 0
1985 | 12 | 29 | 22:00 | 0
1985 | 12 | 29 | 23:00 | 0
1985 | 12 | 29 | 24:00 | 0
1985 | 12 | 30 | 01:00 | 0
1985 | 12 | 30 | 02:00 | 0
1985 | 12 | 30 | 03:00 | 0
1985 | 12 | 30 | 04:00 | 0
1985 | 12 | 30 | 05:00 | 0
1985 | 12 | 30 | 06:00 | 0
1985 | 12 | 30 | 07:00 | 0
1985 | 12 | 30 | 08:00 | 115
1985 | 12 | 30 | 09:00 | 1428
1985 | 12 | 30 | 10:00 | 2079
1985 | 12 | 30 | 11:00 | 2758
1985 | 12 | 30 | 12:00 | 2789
1985 | 12 | 30 | 13:00 | 2834
1985 | 12 | 30 | 14:00 | 1699
1985 | 12 | 30 | 15:00 | 1047
1985 | 12 | 30 | 16:00 | 566
1985 | 12 | 30 | 17:00 | 0
1985 | 12 | 30 | 18:00 | 0
1985 | 12 | 30 | 19:00 | 0
1985 | 12 | 30 | 20:00 | 0
1985 | 12 | 30 | 21:00 | 0
1985 | 12 | 30 | 22:00 | 0
1985 | 12 | 30 | 23:00 | 0
1985 | 12 | 30 | 24:00 | 0
1985 | 12 | 31 | 01:00 | 0
1985 | 12 | 31 | 02:00 | 0
1985 | 12 | 31 | 03:00 | 0
1985 | 12 | 31 | 04:00 | 0
1985 | 12 | 31 | 05:00 | 0
1985 | 12 | 31 | 06:00 | 0
1985 | 12 | 31 | 07:00 | 0
1985 | 12 | 31 | 08:00 | 0
1985 | 12 | 31 | 09:00 | 242
1985 | 12 | 31 | 10:00 | 973
1985 | 12 | 31 | 11:00 | 1400
1985 | 12 | 31 | 12:00 | 2064
1985 | 12 | 31 | 13:00 | 1309
1985 | 12 | 31 | 14:00 | 397
1985 | 12 | 31 | 15:00 | 97
1985 | 12 | 31 | 16:00 | 13
1985 | 12 | 31 | 17:00 | 0
1985 | 12 | 31 | 18:00 | 0
1985 | 12 | 31 | 19:00 | 0
1985 | 12 | 31 | 20:00 | 0
1985 | 12 | 31 | 21:00 | 0
1985 | 12 | 31 | 22:00 | 0
1985 | 12 | 31 | 23:00 | 0
1985 | 12 | 31 | 24:00 | 0